## Instructions
GEFA Heat Pump Heating Estimated Impact Calculator
Instructions: How To Use
The primary goal for this calculator is to estimate the impact on heating costs from upgrading an existing fossil fuel heating system to a heat pump for residential homes in the state of Georgia
Quick Start Guide
Populate the appropriate fields in the User Inputs table on the "User Inputs and Results Summary" tab Default utility rates are provided or custom utility rates can be entered into the Utility Data table Cost savings are provided in the Results table and detailed results can be viewed on the "Detailed Results Summary" tab
Highlighted cells denote user input
Tab Index
User Inputs and Results Summary: Contains heating system and utility bill inputs and bill impact results Detailed Results Summary: Includes detailed outputs for the results shown in the "User Inputs and Results Summary" tab System Performance Criteria: Documents performance inputs used to calculate savings Calculations: Contains hourly performance calculations used to generate results Weather Profiles: Includes weather data and load shapes for each location Performance Curve Data: Summarizes heating capacity and heating COP curve characteristics

## User Inputs and Results Summary
General Note: The results from this calculator are estimated based on typical year meteorological data and historical consumption. Actual savings may vary due to differences in weather, changes operation, and updates to utility rates.
Site Details
Criteria | User Input
Customer Name
Customer Address
Date of Analysis
Contractor Name
Contractor Company
User Inputs
Criteria | Select Option | Units/Guidance
Location | Rome | Select closest city - see map
Existing Heating System | Natural Gas Furnace | Select existing heating system
Utility Rates: Default or Custom | Default | Select
Heat Pump Type | Ducted Central Heat Pump | Select new heat pump type
Average Annual Heating Fuel Consumption* | 600 | Therms
*If a home has multiple end-uses that utilize the same fuel for space heating and the heating specific fuel consumption is unknown, multiply annual fuel consumption by 85% to approximate heating only consumptions
Utility Data
Utility | Default | Custom | Units
Electricity | 0.1373 | 444 | $/kWh
Natural Gas | 1.9412 | 2 | $/Therm
Propane | 2.93 | 3.5 | $/Gallon
Heating Oil | 3.9 | 4 | $/Gallon
Utility | $/kBtu | How Many Times More Expensive is Electricity Per Unit Energy*
Electricity | 0.04024 | --
Natural Gas | 0.019412 | 2.0729
Propane | 0.032039 | 1.256
Heating Oil | 0.028881 | 1.3933
*Heat Pumps are highly efficient and typically have a rated heating COP of 3-4. Compared to atmospheric combustion equipment heat pumps are approximately 4 times as efficient on an energy basis. Electricity does have a high price per unit energy, however the high heat pump efficiency results in net cost savings
Results
Typical Annual Heating Costs | Annual Heating Cost ($) | Cost Savings for Ducted Central Heat Pump ($) | % Savings
Ducted Central Heat Pump | 607.3691
Mini Split Heat Pump | 593.5269
Natural Gas Furnace | 1205.8887 | 598.5196 | 49.63%
Propane Furnace | 1963.4687 | 1356.0996 | 69.07%
Oil Furnace | 1821.8805 | 1214.5114 | 66.66%
Natural Gas Boiler | 1223.9654 | 616.5963 | 50.38%
Propane Boiler | 1865.3611 | 1257.992 | 67.44%
Oil Boiler | 1748.0731 | 1140.704 | 65.25%
-This calculator only quantifies the impact on heating costs. Additional cooling savings will likely be realized due to improved cooling efficiency for newly installed equipment. -The heat pump results reported here do not include supplemental electric resistance heating. Care should be taken to size and install equipment that does not rely on electric resistance heating to satisfy heating loads. This should not pose a barrier to adoption given the sizing relationship between cooling and heating loads, the minimal operational hours below 20F, and the widespread market availability of variable capacity heat pumps.

## Detailed Results Summary
Input Summary
Location | Rome
Existing HVAC | Natural Gas Furnace
Heat Pump Type | Ducted Central Heat Pump
|  |  | Heat Pump |  | Fossil Fuel |  | Cost Savings |  |  |  | Heat Pump |  | Fossil Fuel |  | Cost Savings
Date and Time | Month | Dry Bulb-Temperature F | Hourly Cost ($) | CUSUM Cost ($) | Hourly Cost ($) | CUSUM Cost ($) | Savings ($) | CUSUM Savings ($) | Month |  | Cost ($) | CUSUM Cost ($) | Cost ($) | CUSUM Cost ($) | Savings ($) | CUSUM Savings ($)
2024-01-01 | 1 | 62.06 | 0.093009 | 0.093009 | 0.22214 | 0.22214 | 0.12913 | 0.12913 | Jan | 1 | 158.2097 | 158.2097 | 303.7857 | 303.7857 | 145.5761 | 145.5761
2024-01-01 | 1 | 60.98 | 0.067742 | 0.16075 | 0.16067 | 0.38281 | 0.09293 | 0.22206 | Feb | 2 | 117.6678 | 275.8775 | 227.7518 | 531.5375 | 110.084 | 255.66
2024-01-01 | 1 | 60.08 | 0.059135 | 0.21989 | 0.13944 | 0.52225 | 0.080302 | 0.30236 | Mar | 3 | 73.834 | 349.7115 | 148.923 | 680.4605 | 75.089 | 330.749
2024-01-01 | 1 | 60.08 | 0.053247 | 0.27313 | 0.12555 | 0.6478 | 0.072307 | 0.37467 | Apr | 4 | 25.7739 | 375.4854 | 56.3154 | 736.7759 | 30.5415 | 361.2905
2024-01-01 | 1 | 60.08 | 0.047768 | 0.3209 | 0.11263 | 0.76043 | 0.064867 | 0.43953 | May | 5 | 9.8667 | 385.3522 | 22.0431 | 758.819 | 12.1764 | 373.4668
2024-01-01 | 1 | 57.92 | 0.05426 | 0.37516 | 0.12611 | 0.88654 | 0.071847 | 0.51138 | Jun | 6 | 0.22331 | 385.5755 | 0.52707 | 759.346 | 0.30375 | 373.7706
2024-01-01 | 1 | 57.92 | 0.055198 | 0.43036 | 0.12829 | 1.0148 | 0.073089 | 0.58447 | Jul | 7 | 0 | 385.5755 | 0 | 759.346 | 0 | 373.7706
2024-01-01 | 1 | 57.02 | 0.048024 | 0.47838 | 0.11093 | 1.1258 | 0.062902 | 0.64737 | Aug | 8 | 0.021367 | 385.5968 | 0.050753 | 759.3968 | 0.029386 | 373.7999
2024-01-01 | 1 | 57.02 | 0.044578 | 0.52296 | 0.10297 | 1.2287 | 0.058389 | 0.70576 | Sep | 9 | 2.5572 | 388.154 | 5.7903 | 765.1871 | 3.2331 | 377.0331
2024-01-01 | 1 | 59 | 0.038602 | 0.56156 | 0.090372 | 1.3191 | 0.05177 | 0.75753 | Oct | 10 | 33.1272 | 421.2812 | 68.8853 | 834.0724 | 35.7581 | 412.7912
2024-01-01 | 1 | 60.98 | 0.028267 | 0.58983 | 0.067045 | 1.3861 | 0.038778 | 0.79631 | Nov | 11 | 63.0057 | 484.2869 | 129.6587 | 963.7311 | 66.653 | 479.4442
2024-01-01 | 1 | 62.96 | 0.017152 | 0.60698 | 0.0412 | 1.4273 | 0.024048 | 0.82036 | Dec | 12 | 123.0822 | 607.3691 | 242.1576 | 1205.8887 | 119.0754 | 598.5196
2024-01-01 | 1 | 62.96 | 0.015571 | 0.62255 | 0.0374 | 1.4647 | 0.02183 | 0.84219 |  | Total | 607.3691 |  | 1205.8887 |  | 598.5196
2024-01-01 | 1 | 62.96 | 0.018299 | 0.64085 | 0.043955 | 1.5087 | 0.025656 | 0.86784
2024-01-01 | 1 | 62.06 | 0.018867 | 0.65972 | 0.045061 | 1.5538 | 0.026194 | 0.89404
2024-01-01 | 1 | 60.98 | 0.018092 | 0.67781 | 0.042912 | 1.5967 | 0.024819 | 0.91886
2024-01-01 | 1 | 59 | 0.02504 | 0.70285 | 0.058623 | 1.6553 | 0.033583 | 0.95244
2024-01-01 | 1 | 55.94 | 0.039188 | 0.74204 | 0.089837 | 1.7451 | 0.050648 | 1.0031
2024-01-01 | 1 | 55.94 | 0.040726 | 0.78277 | 0.093362 | 1.8385 | 0.052636 | 1.0557
2024-01-01 | 1 | 53.96 | 0.044525 | 0.82729 | 0.10063 | 1.9391 | 0.0561 | 1.1118
2024-01-01 | 1 | 51.8 | 0.060222 | 0.88751 | 0.13391 | 2.073 | 0.073688 | 1.1855
2024-01-01 | 1 | 50 | 0.080463 | 0.96798 | 0.17641 | 2.2494 | 0.095951 | 1.2815
2024-01-01 | 1 | 48.2 | 0.10801 | 1.076 | 0.23335 | 2.4828 | 0.12535 | 1.4068
2024-01-01 | 1 | 48.92 | 0.12668 | 1.2027 | 0.27533 | 2.7581 | 0.14865 | 1.5555
2024-01-02 | 1 | 48.02 | 0.14452 | 1.3472 | 0.31177 | 3.0699 | 0.16725 | 1.7227
2024-01-02 | 1 | 48.02 | 0.16172 | 1.5089 | 0.34887 | 3.4188 | 0.18716 | 1.9099
2024-01-02 | 1 | 48.02 | 0.16908 | 1.678 | 0.36477 | 3.7835 | 0.19568 | 2.1056
2024-01-02 | 1 | 48.02 | 0.16962 | 1.8476 | 0.36593 | 4.1495 | 0.19631 | 2.3019
2024-01-02 | 1 | 46.94 | 0.16836 | 2.016 | 0.35991 | 4.5094 | 0.19155 | 2.4934
2024-01-02 | 1 | 46.04 | 0.16906 | 2.185 | 0.35862 | 4.868 | 0.18956 | 2.683
2024-01-02 | 1 | 46.04 | 0.16839 | 2.3534 | 0.35718 | 5.2252 | 0.18879 | 2.8718
2024-01-02 | 1 | 48.02 | 0.15732 | 2.5107 | 0.33939 | 5.5646 | 0.18207 | 3.0538
2024-01-02 | 1 | 50 | 0.13193 | 2.6427 | 0.28926 | 5.8538 | 0.15733 | 3.2112
2024-01-02 | 1 | 51.08 | 0.11073 | 2.7534 | 0.24486 | 6.0987 | 0.13413 | 3.3453
2024-01-02 | 1 | 51.08 | 0.0717 | 2.8251 | 0.15855 | 6.2572 | 0.086846 | 3.4321
2024-01-02 | 1 | 51.98 | 0.057176 | 2.8823 | 0.12731 | 6.3845 | 0.070137 | 3.5023
2024-01-02 | 1 | 51.98 | 0.053635 | 2.9359 | 0.11943 | 6.504 | 0.065793 | 3.5681
2024-01-02 | 1 | 51.98 | 0.047253 | 2.9832 | 0.10522 | 6.6092 | 0.057964 | 3.626
2024-01-02 | 1 | 51.98 | 0.055207 | 3.0384 | 0.12293 | 6.7321 | 0.067721 | 3.6937
2024-01-02 | 1 | 51.98 | 0.094089 | 3.1325 | 0.2095 | 6.9416 | 0.11542 | 3.8092
2024-01-02 | 1 | 51.98 | 0.094536 | 3.227 | 0.2105 | 7.1521 | 0.11596 | 3.9251
2024-01-02 | 1 | 51.98 | 0.081851 | 3.3088 | 0.18226 | 7.3344 | 0.1004 | 4.0255
2024-01-02 | 1 | 51.08 | 0.087277 | 3.3961 | 0.19299 | 7.5274 | 0.10571 | 4.1312
2024-01-02 | 1 | 51.08 | 0.10318 | 3.4993 | 0.22816 | 7.7555 | 0.12498 | 4.2562
2024-01-02 | 1 | 50 | 0.10642 | 3.6057 | 0.23332 | 7.9888 | 0.1269 | 4.3831
2024-01-02 | 1 | 50 | 0.11701 | 3.7227 | 0.25654 | 8.2454 | 0.13953 | 4.5227
2024-01-02 | 1 | 50 | 0.13304 | 3.8558 | 0.29168 | 8.5371 | 0.15864 | 4.6813
2024-01-02 | 1 | 50 | 0.14364 | 3.9994 | 0.31493 | 8.852 | 0.17129 | 4.8526
2024-01-03 | 1 | 50 | 0.13843 | 4.1378 | 0.3035 | 9.1555 | 0.16507 | 5.0177
2024-01-03 | 1 | 50 | 0.13621 | 4.274 | 0.29864 | 9.4541 | 0.16243 | 5.1801
2024-01-03 | 1 | 50 | 0.14946 | 4.4235 | 0.32769 | 9.7818 | 0.17823 | 5.3583
2024-01-03 | 1 | 50 | 0.15083 | 4.5743 | 0.33069 | 10.1125 | 0.17986 | 5.5382
2024-01-03 | 1 | 50 | 0.13501 | 4.7094 | 0.29601 | 10.4085 | 0.161 | 5.6992
2024-01-03 | 1 | 50 | 0.11911 | 4.8285 | 0.26114 | 10.6697 | 0.14203 | 5.8412
2024-01-03 | 1 | 50 | 0.11745 | 4.9459 | 0.25751 | 10.9272 | 0.14006 | 5.9813
2024-01-03 | 1 | 50 | 0.1187 | 5.0646 | 0.26025 | 11.1874 | 0.14155 | 6.1228
2024-01-03 | 1 | 50 | 0.13191 | 5.1965 | 0.28922 | 11.4766 | 0.15731 | 6.2801
2024-01-03 | 1 | 51.08 | 0.13407 | 5.3306 | 0.29645 | 11.7731 | 0.16239 | 6.4425
2024-01-03 | 1 | 51.98 | 0.12695 | 5.4575 | 0.28267 | 12.0558 | 0.15573 | 6.5982
2024-01-03 | 1 | 53.06 | 0.090796 | 5.5483 | 0.20383 | 12.2596 | 0.11304 | 6.7113
2024-01-03 | 1 | 53.06 | 0.060457 | 5.6088 | 0.13572 | 12.3953 | 0.075266 | 6.7865
2024-01-03 | 1 | 49.82 | 0.080278 | 5.6891 | 0.17575 | 12.5711 | 0.095477 | 6.882
2024-01-03 | 1 | 50.72 | 0.0998 | 5.7889 | 0.22006 | 12.7911 | 0.12026 | 7.0023
2024-01-03 | 1 | 55.94 | 0.091871 | 5.8807 | 0.21061 | 13.0018 | 0.11874 | 7.121
2024-01-03 | 1 | 55.04 | 0.0863 | 5.967 | 0.19657 | 13.1983 | 0.11027 | 7.2313
2024-01-03 | 1 | 53.96 | 0.08352 | 6.0506 | 0.18875 | 13.3871 | 0.10523 | 7.3365
2024-01-03 | 1 | 53.96 | 0.070241 | 6.1208 | 0.15874 | 13.5458 | 0.088501 | 7.425
2024-01-03 | 1 | 53.06 | 0.06428 | 6.1851 | 0.1443 | 13.6901 | 0.080025 | 7.505
2024-01-03 | 1 | 51.98 | 0.078035 | 6.2631 | 0.17376 | 13.8639 | 0.095723 | 7.6008
2024-01-03 | 1 | 51.98 | 0.086185 | 6.3493 | 0.19191 | 14.0558 | 0.10572 | 7.7065
2024-01-03 | 1 | 51.98 | 0.092432 | 6.4417 | 0.20582 | 14.2616 | 0.11338 | 7.8199
2024-01-03 | 1 | 51.08 | 0.11061 | 6.5523 | 0.24459 | 14.5062 | 0.13398 | 7.9538
2024-01-04 | 1 | 51.08 | 0.13345 | 6.6858 | 0.2951 | 14.8013 | 0.16164 | 8.1155
2024-01-04 | 1 | 51.08 | 0.15114 | 6.8369 | 0.33422 | 15.1355 | 0.18307 | 8.2986
2024-01-04 | 1 | 51.98 | 0.15128 | 6.9882 | 0.33685 | 15.4724 | 0.18557 | 8.4841
2024-01-04 | 1 | 51.98 | 0.15003 | 7.1383 | 0.33407 | 15.8064 | 0.18404 | 8.6682
2024-01-04 | 1 | 53.06 | 0.14475 | 7.283 | 0.32496 | 16.1314 | 0.18021 | 8.8484
2024-01-04 | 1 | 57.02 | 0.11349 | 7.3965 | 0.26214 | 16.3935 | 0.14865 | 8.997
2024-01-04 | 1 | 57.02 | 0.093793 | 7.4903 | 0.21664 | 16.6102 | 0.12285 | 9.1199
2024-01-04 | 1 | 57.02 | 0.083166 | 7.5735 | 0.1921 | 16.8023 | 0.10893 | 9.2288
2024-01-04 | 1 | 57.02 | 0.080767 | 7.6542 | 0.18656 | 16.9888 | 0.10579 | 9.3346
2024-01-04 | 1 | 57.2 | 0.086627 | 7.7408 | 0.20034 | 17.1892 | 0.11371 | 9.4483
2024-01-04 | 1 | 57.92 | 0.067004 | 7.8079 | 0.15573 | 17.3449 | 0.088723 | 9.537
2024-01-04 | 1 | 59 | 0.047993 | 7.8558 | 0.11236 | 17.4572 | 0.064364 | 9.6014
2024-01-04 | 1 | 59 | 0.030702 | 7.8865 | 0.071877 | 17.5291 | 0.041175 | 9.6426
2024-01-04 | 1 | 60.98 | 0.0099152 | 7.8965 | 0.023517 | 17.5526 | 0.013602 | 9.6562
2024-01-04 | 1 | 53.06 | 0.048305 | 7.9448 | 0.10844 | 17.6611 | 0.060136 | 9.7163
2024-01-04 | 1 | 51.98 | 0.078539 | 8.0233 | 0.17488 | 17.836 | 0.096341 | 9.8127
2024-01-04 | 1 | 50 | 0.087041 | 8.1103 | 0.19083 | 18.0268 | 0.10379 | 9.9164
2024-01-04 | 1 | 48.92 | 0.10174 | 8.2121 | 0.22112 | 18.2479 | 0.11938 | 10.0358
2024-01-04 | 1 | 48.92 | 0.11826 | 8.3303 | 0.25703 | 18.5049 | 0.13877 | 10.1746
2024-01-04 | 1 | 48.02 | 0.11704 | 8.4474 | 0.25249 | 18.7574 | 0.13545 | 10.3101
2024-01-04 | 1 | 46.94 | 0.14472 | 8.5921 | 0.30936 | 19.0668 | 0.16465 | 10.4747
2024-01-04 | 1 | 46.04 | 0.17206 | 8.7642 | 0.36496 | 19.4318 | 0.19291 | 10.6676
2024-01-04 | 1 | 46.04 | 0.17647 | 8.9406 | 0.37432 | 19.8061 | 0.19785 | 10.8655
2024-01-04 | 1 | 46.04 | 0.18415 | 9.1248 | 0.39062 | 20.1967 | 0.20647 | 11.0719
2024-01-05 | 1 | 46.04 | 0.19431 | 9.3191 | 0.41216 | 20.6089 | 0.21786 | 11.2898
2024-01-05 | 1 | 44.96 | 0.20711 | 9.5262 | 0.43516 | 21.044 | 0.22805 | 11.5178
2024-01-05 | 1 | 46.04 | 0.21446 | 9.7407 | 0.45491 | 21.4989 | 0.24045 | 11.7583
2024-01-05 | 1 | 46.04 | 0.20882 | 9.9495 | 0.44294 | 21.9419 | 0.23412 | 11.9924
2024-01-05 | 1 | 46.04 | 0.20248 | 10.1519 | 0.4295 | 22.3714 | 0.22702 | 12.2194
2024-01-05 | 1 | 44.96 | 0.19916 | 10.3511 | 0.41844 | 22.7898 | 0.21929 | 12.4387
2024-01-05 | 1 | 44.96 | 0.20215 | 10.5533 | 0.42473 | 23.2145 | 0.22258 | 12.6613
2024-01-05 | 1 | 42.26 | 0.21712 | 10.7704 | 0.44496 | 23.6595 | 0.22784 | 12.8891
2024-01-05 | 1 | 43.34 | 0.16896 | 10.9393 | 0.3498 | 24.0093 | 0.18084 | 13.07
2024-01-05 | 1 | 48.92 | 0.087755 | 11.0271 | 0.19073 | 24.2 | 0.10297 | 13.1729
2024-01-05 | 1 | 53.06 | 0.017283 | 11.0444 | 0.038799 | 24.2388 | 0.021516 | 13.1945
2024-01-05 | 1 | 55.94 | 0 | 11.0444 | 0 | 24.2388 | 0 | 13.1945
2024-01-05 | 1 | 55.94 | 0 | 11.0444 | 0 | 24.2388 | 0 | 13.1945
2024-01-05 | 1 | 60.98 | 0 | 11.0444 | 0 | 24.2388 | 0 | 13.1945
2024-01-05 | 1 | 62.06 | 0 | 11.0444 | 0 | 24.2388 | 0 | 13.1945
2024-01-05 | 1 | 60.08 | 0 | 11.0444 | 0 | 24.2388 | 0 | 13.1945
2024-01-05 | 1 | 55.04 | 0 | 11.0444 | 0 | 24.2388 | 0 | 13.1945
2024-01-05 | 1 | 51.08 | 0 | 11.0444 | 0 | 24.2388 | 0 | 13.1945
2024-01-05 | 1 | 51.08 | 0 | 11.0444 | 0 | 24.2388 | 0 | 13.1945
2024-01-05 | 1 | 46.94 | 0.034611 | 11.079 | 0.073989 | 24.3128 | 0.039378 | 13.2338
2024-01-05 | 1 | 48.92 | 0.065241 | 11.1442 | 0.1418 | 24.4546 | 0.076556 | 13.3104
2024-01-05 | 1 | 45.5 | 0.10122 | 11.2454 | 0.2137 | 24.6683 | 0.11248 | 13.4229
2024-01-05 | 1 | 44.96 | 0.1426 | 11.388 | 0.29962 | 24.9679 | 0.15701 | 13.5799
2024-01-05 | 1 | 44.06 | 0.17378 | 11.5618 | 0.36217 | 25.3301 | 0.18839 | 13.7683
2024-01-06 | 1 | 43.34 | 0.19983 | 11.7617 | 0.4137 | 25.7438 | 0.21387 | 13.9822
2024-01-06 | 1 | 42.08 | 0.22213 | 11.9838 | 0.45445 | 26.1983 | 0.23232 | 14.2145
2024-01-06 | 1 | 40.64 | 0.24331 | 12.2271 | 0.49087 | 26.6891 | 0.24756 | 14.462
2024-01-06 | 1 | 39.92 | 0.26875 | 12.4958 | 0.53832 | 27.2275 | 0.26957 | 14.7316
2024-01-06 | 1 | 36.5 | 0.29823 | 12.7941 | 0.57644 | 27.8039 | 0.27821 | 15.0098
2024-01-06 | 1 | 36.5 | 0.30109 | 13.0952 | 0.58197 | 28.3859 | 0.28088 | 15.2907
2024-01-06 | 1 | 36.14 | 0.30239 | 13.3976 | 0.5822 | 28.9681 | 0.2798 | 15.5705
2024-01-06 | 1 | 36.14 | 0.30076 | 13.6983 | 0.57906 | 29.5471 | 0.2783 | 15.8488
2024-01-06 | 1 | 40.46 | 0.19771 | 13.896 | 0.39816 | 29.9453 | 0.20046 | 16.0492
2024-01-06 | 1 | 53.06 | 0.066994 | 13.963 | 0.1504 | 30.0957 | 0.083403 | 16.1326
2024-01-06 | 1 | 59 | 0.0013341 | 13.9644 | 0.0031232 | 30.0988 | 0.0017891 | 16.1344
2024-01-06 | 1 | 62.96 | 0 | 13.9644 | 0 | 30.0988 | 0 | 16.1344
2024-01-06 | 1 | 62.96 | 0 | 13.9644 | 0 | 30.0988 | 0 | 16.1344
2024-01-06 | 1 | 66.92 | 0 | 13.9644 | 0 | 30.0988 | 0 | 16.1344
2024-01-06 | 1 | 66.92 | 0 | 13.9644 | 0 | 30.0988 | 0 | 16.1344
2024-01-06 | 1 | 66.02 | 0 | 13.9644 | 0 | 30.0988 | 0 | 16.1344
2024-01-06 | 1 | 59 | 0 | 13.9644 | 0 | 30.0988 | 0 | 16.1344
2024-01-06 | 1 | 61.52 | 0 | 13.9644 | 0 | 30.0988 | 0 | 16.1344
2024-01-06 | 1 | 59.18 | 0 | 13.9644 | 0 | 30.0988 | 0 | 16.1344
2024-01-06 | 1 | 57.2 | 0 | 13.9644 | 0 | 30.0988 | 0 | 16.1344
2024-01-06 | 1 | 53.6 | 0 | 13.9644 | 0 | 30.0988 | 0 | 16.1344
2024-01-06 | 1 | 48.56 | 0.041372 | 14.0057 | 0.089655 | 30.1885 | 0.048282 | 16.1827
2024-01-06 | 1 | 47.3 | 0.085364 | 14.0911 | 0.18305 | 30.3715 | 0.097683 | 16.2804
2024-01-06 | 1 | 46.04 | 0.12529 | 14.2164 | 0.26577 | 30.6373 | 0.14048 | 16.4209
2024-01-07 | 1 | 44.24 | 0.1628 | 14.3792 | 0.33983 | 30.9771 | 0.17704 | 16.5979
2024-01-07 | 1 | 41 | 0.20315 | 14.5823 | 0.41129 | 31.3884 | 0.20815 | 16.8061
2024-01-07 | 1 | 44.24 | 0.20508 | 14.7874 | 0.4281 | 31.8165 | 0.22302 | 17.0291
2024-01-07 | 1 | 46.04 | 0.19082 | 14.9782 | 0.40476 | 32.2213 | 0.21394 | 17.243
2024-01-07 | 1 | 41 | 0.21318 | 15.1914 | 0.43161 | 32.6529 | 0.21843 | 17.4615
2024-01-07 | 1 | 42.08 | 0.21844 | 15.4098 | 0.4469 | 33.0998 | 0.22846 | 17.6899
2024-01-07 | 1 | 42.08 | 0.21347 | 15.6233 | 0.43674 | 33.5365 | 0.22327 | 17.9132
2024-01-07 | 1 | 44.96 | 0.19463 | 15.8179 | 0.40893 | 33.9454 | 0.2143 | 18.1275
2024-01-07 | 1 | 46.22 | 0.12175 | 15.9397 | 0.25867 | 34.2041 | 0.13692 | 18.2644
2024-01-07 | 1 | 57.92 | 0.027345 | 15.967 | 0.063554 | 34.2677 | 0.036209 | 18.3006
2024-01-07 | 1 | 62.96 | 0 | 15.967 | 0 | 34.2677 | 0 | 18.3006
2024-01-07 | 1 | 66.02 | 0 | 15.967 | 0 | 34.2677 | 0 | 18.3006
2024-01-07 | 1 | 66.02 | 0 | 15.967 | 0 | 34.2677 | 0 | 18.3006
2024-01-07 | 1 | 71.06 | 0 | 15.967 | 0 | 34.2677 | 0 | 18.3006
2024-01-07 | 1 | 71.06 | 0 | 15.967 | 0 | 34.2677 | 0 | 18.3006
2024-01-07 | 1 | 68 | 0 | 15.967 | 0 | 34.2677 | 0 | 18.3006
2024-01-07 | 1 | 62.96 | 0 | 15.967 | 0 | 34.2677 | 0 | 18.3006
2024-01-07 | 1 | 57.02 | 0 | 15.967 | 0 | 34.2677 | 0 | 18.3006
2024-01-07 | 1 | 57.02 | 0 | 15.967 | 0 | 34.2677 | 0 | 18.3006
2024-01-07 | 1 | 57.02 | 0 | 15.967 | 0 | 34.2677 | 0 | 18.3006
2024-01-07 | 1 | 59 | 0 | 15.967 | 0 | 34.2677 | 0 | 18.3006
2024-01-07 | 1 | 55.04 | 0.011686 | 15.9787 | 0.026618 | 34.2943 | 0.014932 | 18.3155
2024-01-07 | 1 | 53.06 | 0.045371 | 16.0241 | 0.10185 | 34.3961 | 0.056484 | 18.372
2024-01-07 | 1 | 53.06 | 0.069324 | 16.0934 | 0.15563 | 34.5518 | 0.086305 | 18.4583
2024-01-08 | 1 | 53.06 | 0.08323 | 16.1767 | 0.18685 | 34.7386 | 0.10362 | 18.5619
2024-01-08 | 1 | 51.98 | 0.0959 | 16.2726 | 0.21354 | 34.9521 | 0.11764 | 18.6796
2024-01-08 | 1 | 53.96 | 0.096727 | 16.3693 | 0.2186 | 35.1707 | 0.12187 | 18.8015
2024-01-08 | 1 | 55.04 | 0.090224 | 16.4595 | 0.20551 | 35.3763 | 0.11529 | 18.9167
2024-01-08 | 1 | 53.06 | 0.09113 | 16.5506 | 0.20458 | 35.5808 | 0.11345 | 19.0302
2024-01-08 | 1 | 51.98 | 0.091518 | 16.6422 | 0.20378 | 35.7846 | 0.11226 | 19.1425
2024-01-08 | 1 | 51.98 | 0.087183 | 16.7293 | 0.19413 | 35.9787 | 0.10694 | 19.2494
2024-01-08 | 1 | 53.06 | 0.080382 | 16.8097 | 0.18045 | 36.1592 | 0.10007 | 19.3495
2024-01-08 | 1 | 53.06 | 0.078022 | 16.8877 | 0.17515 | 36.3344 | 0.097133 | 19.4466
2024-01-08 | 1 | 53.06 | 0.065879 | 16.9536 | 0.14789 | 36.4822 | 0.082016 | 19.5286
2024-01-08 | 1 | 57.92 | 0.046968 | 17.0006 | 0.10916 | 36.5914 | 0.062191 | 19.5908
2024-01-08 | 1 | 57.92 | 0.031319 | 17.0319 | 0.072788 | 36.6642 | 0.04147 | 19.6323
2024-01-08 | 1 | 60.08 | 0.01441 | 17.0463 | 0.033979 | 36.6982 | 0.019569 | 19.6519
2024-01-08 | 1 | 64.4 | 0 | 17.0463 | 0 | 36.6982 | 0 | 19.6519
2024-01-08 | 1 | 66.02 | 0 | 17.0463 | 0 | 36.6982 | 0 | 19.6519
2024-01-08 | 1 | 64.94 | 0 | 17.0463 | 0 | 36.6982 | 0 | 19.6519
2024-01-08 | 1 | 60.98 | 0 | 17.0463 | 0 | 36.6982 | 0 | 19.6519
2024-01-08 | 1 | 59 | 0 | 17.0463 | 0 | 36.6982 | 0 | 19.6519
2024-01-08 | 1 | 59 | 0 | 17.0463 | 0 | 36.6982 | 0 | 19.6519
2024-01-08 | 1 | 59 | 0 | 17.0463 | 0 | 36.6982 | 0 | 19.6519
2024-01-08 | 1 | 60.08 | 0.0047245 | 17.051 | 0.01114 | 36.7093 | 0.0064156 | 19.6583
2024-01-08 | 1 | 57.02 | 0.054508 | 17.1056 | 0.1259 | 36.8352 | 0.071395 | 19.7297
2024-01-08 | 1 | 53.96 | 0.11554 | 17.2211 | 0.26112 | 37.0963 | 0.14558 | 19.8752
2024-01-08 | 1 | 51.08 | 0.15667 | 17.3778 | 0.34643 | 37.4428 | 0.18976 | 20.065
2024-01-09 | 1 | 51.08 | 0.1828 | 17.5606 | 0.40423 | 37.847 | 0.22142 | 20.2864
2024-01-09 | 1 | 46.94 | 0.19523 | 17.7558 | 0.41735 | 38.2643 | 0.22212 | 20.5085
2024-01-09 | 1 | 44.96 | 0.20301 | 17.9588 | 0.42653 | 38.6909 | 0.22353 | 20.7321
2024-01-09 | 1 | 44.06 | 0.2159 | 18.1747 | 0.44995 | 39.1408 | 0.23405 | 20.9661
2024-01-09 | 1 | 44.06 | 0.2396 | 18.4143 | 0.49935 | 39.6402 | 0.25974 | 21.2259
2024-01-09 | 1 | 42.98 | 0.24042 | 18.6547 | 0.49607 | 40.1362 | 0.25565 | 21.4815
2024-01-09 | 1 | 42.98 | 0.22849 | 18.8832 | 0.47146 | 40.6077 | 0.24297 | 21.7245
2024-01-09 | 1 | 41.54 | 0.24398 | 19.1272 | 0.49656 | 41.1043 | 0.25259 | 21.9771
2024-01-09 | 1 | 43.16 | 0.24015 | 19.3673 | 0.49635 | 41.6006 | 0.2562 | 22.2333
2024-01-09 | 1 | 46.94 | 0.17986 | 19.5472 | 0.38449 | 41.9851 | 0.20463 | 22.4379
2024-01-09 | 1 | 48.92 | 0.088004 | 19.6352 | 0.19127 | 42.1764 | 0.10327 | 22.5412
2024-01-09 | 1 | 50 | 0.069802 | 19.705 | 0.15304 | 42.3294 | 0.083237 | 22.6244
2024-01-09 | 1 | 50 | 0.064059 | 19.7691 | 0.14045 | 42.4699 | 0.076388 | 22.7008
2024-01-09 | 1 | 51.98 | 0.018917 | 19.788 | 0.042123 | 42.512 | 0.023205 | 22.724
2024-01-09 | 1 | 51.98 | 0.0040367 | 19.792 | 0.0089885 | 42.521 | 0.0049517 | 22.729
2024-01-09 | 1 | 50 | 0.0018049 | 19.7938 | 0.0039571 | 42.5249 | 0.0021523 | 22.7311
2024-01-09 | 1 | 48.02 | 0.017193 | 19.811 | 0.037092 | 42.562 | 0.019898 | 22.751
2024-01-09 | 1 | 44.96 | 0.068551 | 19.8796 | 0.14403 | 42.7061 | 0.075479 | 22.8265
2024-01-09 | 1 | 44.96 | 0.093475 | 19.973 | 0.1964 | 42.9025 | 0.10292 | 22.9294
2024-01-09 | 1 | 42.98 | 0.13775 | 20.1108 | 0.28423 | 43.1867 | 0.14648 | 23.0759
2024-01-09 | 1 | 42.08 | 0.21264 | 20.3234 | 0.43503 | 43.6217 | 0.22239 | 23.2983
2024-01-09 | 1 | 39.92 | 0.27961 | 20.603 | 0.56008 | 44.1818 | 0.28047 | 23.5787
2024-01-09 | 1 | 39.02 | 0.3562 | 20.9592 | 0.70701 | 44.8888 | 0.35082 | 23.9296
2024-01-09 | 1 | 37.04 | 0.42353 | 21.3828 | 0.8234 | 45.7122 | 0.39987 | 24.3294
2024-01-10 | 1 | 37.04 | 0.44924 | 21.832 | 0.87339 | 46.5856 | 0.42415 | 24.7536
2024-01-10 | 1 | 35.6 | 0.45174 | 22.2838 | 0.86458 | 47.4502 | 0.41284 | 25.1664
2024-01-10 | 1 | 34.52 | 0.43162 | 22.7154 | 0.81614 | 48.2663 | 0.38452 | 25.5509
2024-01-10 | 1 | 32.72 | 0.46499 | 23.1804 | 0.86112 | 49.1274 | 0.39613 | 25.9471
2024-01-10 | 1 | 30.92 | 0.50748 | 23.6878 | 0.91964 | 50.0471 | 0.41216 | 26.3592
2024-01-10 | 1 | 30.02 | 0.51317 | 24.201 | 0.91964 | 50.9667 | 0.40647 | 26.7657
2024-01-10 | 1 | 30.02 | 0.51317 | 24.7142 | 0.91964 | 51.8864 | 0.40647 | 27.1722
2024-01-10 | 1 | 30.02 | 0.51317 | 25.2274 | 0.91964 | 52.806 | 0.40647 | 27.5786
2024-01-10 | 1 | 33.08 | 0.48465 | 25.712 | 0.90134 | 53.7073 | 0.41668 | 27.9953
2024-01-10 | 1 | 33.62 | 0.3717 | 26.0837 | 0.69562 | 54.4029 | 0.32393 | 28.3192
2024-01-10 | 1 | 35.24 | 0.2804 | 26.3641 | 0.53452 | 54.9375 | 0.25412 | 28.5734
2024-01-10 | 1 | 38.3 | 0.21507 | 26.5792 | 0.42373 | 55.3612 | 0.20866 | 28.782
2024-01-10 | 1 | 39.92 | 0.17025 | 26.7494 | 0.34102 | 55.7022 | 0.17077 | 28.9528
2024-01-10 | 1 | 41.36 | 0.11586 | 26.8653 | 0.2354 | 55.9376 | 0.11954 | 29.0723
2024-01-10 | 1 | 44.96 | 0.064934 | 26.9302 | 0.13643 | 56.0741 | 0.071497 | 29.1438
2024-01-10 | 1 | 44.06 | 0.061 | 26.9912 | 0.12713 | 56.2012 | 0.066128 | 29.21
2024-01-10 | 1 | 42.08 | 0.10247 | 27.0937 | 0.20964 | 56.4108 | 0.10717 | 29.3171
2024-01-10 | 1 | 37.94 | 0.14084 | 27.2345 | 0.27644 | 56.6873 | 0.1356 | 29.4527
2024-01-10 | 1 | 37.94 | 0.16073 | 27.3953 | 0.31548 | 57.0027 | 0.15475 | 29.6075
2024-01-10 | 1 | 37.94 | 0.20655 | 27.6018 | 0.40542 | 57.4082 | 0.19887 | 29.8063
2024-01-10 | 1 | 37.22 | 0.23128 | 27.8331 | 0.4505 | 57.8587 | 0.21922 | 30.0256
2024-01-10 | 1 | 34.52 | 0.28906 | 28.1222 | 0.54658 | 58.4052 | 0.25752 | 30.2831
2024-01-10 | 1 | 33.98 | 0.36986 | 28.492 | 0.69505 | 59.1003 | 0.3252 | 30.6083
2024-01-10 | 1 | 32.54 | 0.4153 | 28.9073 | 0.76745 | 59.8677 | 0.35216 | 30.9604
2024-01-11 | 1 | 33.08 | 0.43065 | 29.338 | 0.8009 | 60.6686 | 0.37025 | 31.3307
2024-01-11 | 1 | 32 | 0.45201 | 29.79 | 0.82993 | 61.4986 | 0.37792 | 31.7086
2024-01-11 | 1 | 28.04 | 0.47768 | 30.2677 | 0.83461 | 62.3332 | 0.35692 | 32.0655
2024-01-11 | 1 | 28.94 | 0.4847 | 30.7523 | 0.85679 | 63.19 | 0.3721 | 32.4376
2024-01-11 | 1 | 26.96 | 0.52952 | 31.2819 | 0.91203 | 64.102 | 0.38252 | 32.8201
2024-01-11 | 1 | 26.96 | 0.5258 | 31.8077 | 0.90563 | 65.0076 | 0.37983 | 33.2
2024-01-11 | 1 | 26.96 | 0.5095 | 32.3172 | 0.87755 | 65.8852 | 0.36806 | 33.568
2024-01-11 | 1 | 30.02 | 0.48903 | 32.8062 | 0.87637 | 66.7616 | 0.38734 | 33.9554
2024-01-11 | 1 | 33.98 | 0.35803 | 33.1642 | 0.67283 | 67.4344 | 0.3148 | 34.2702
2024-01-11 | 1 | 37.94 | 0.21987 | 33.3841 | 0.43155 | 67.866 | 0.21168 | 34.4819
2024-01-11 | 1 | 42.98 | 0.11478 | 33.4989 | 0.23682 | 68.1028 | 0.12205 | 34.6039
2024-01-11 | 1 | 46.04 | 0.049493 | 33.5484 | 0.10498 | 68.2078 | 0.055491 | 34.6594
2024-01-11 | 1 | 46.04 | 0.0198 | 33.5682 | 0.042 | 68.2498 | 0.0222 | 34.6816
2024-01-11 | 1 | 51.98 | 0 | 33.5682 | 0 | 68.2498 | 0 | 34.6816
2024-01-11 | 1 | 53.06 | 0 | 33.5682 | 0 | 68.2498 | 0 | 34.6816
2024-01-11 | 1 | 51.98 | 0 | 33.5682 | 0 | 68.2498 | 0 | 34.6816
2024-01-11 | 1 | 48.92 | 0 | 33.5682 | 0 | 68.2498 | 0 | 34.6816
2024-01-11 | 1 | 48.02 | 0.0056273 | 33.5738 | 0.01214 | 68.2619 | 0.0065127 | 34.6881
2024-01-11 | 1 | 48.02 | 0.037916 | 33.6117 | 0.081797 | 68.3437 | 0.043881 | 34.732
2024-01-11 | 1 | 46.94 | 0.064572 | 33.6763 | 0.13804 | 68.4817 | 0.073466 | 34.8055
2024-01-11 | 1 | 42.98 | 0.10516 | 33.7814 | 0.21699 | 68.6987 | 0.11183 | 34.9173
2024-01-11 | 1 | 44.42 | 0.13546 | 33.9169 | 0.28324 | 68.982 | 0.14778 | 35.0651
2024-01-11 | 1 | 42.08 | 0.17123 | 34.0881 | 0.35032 | 69.3323 | 0.17909 | 35.2442
2024-01-11 | 1 | 44.96 | 0.19316 | 34.2813 | 0.40583 | 69.7381 | 0.21268 | 35.4568
2024-01-12 | 1 | 44.96 | 0.21255 | 34.4938 | 0.44659 | 70.1847 | 0.23403 | 35.6909
2024-01-12 | 1 | 42.08 | 0.23703 | 34.7309 | 0.48493 | 70.6696 | 0.2479 | 35.9388
2024-01-12 | 1 | 44.06 | 0.24409 | 34.975 | 0.5087 | 71.1783 | 0.26461 | 36.2034
2024-01-12 | 1 | 41.54 | 0.24988 | 35.2248 | 0.50857 | 71.6869 | 0.2587 | 36.4621
2024-01-12 | 1 | 44.06 | 0.24728 | 35.4721 | 0.51535 | 72.2023 | 0.26807 | 36.7301
2024-01-12 | 1 | 41.36 | 0.28215 | 35.7543 | 0.57325 | 72.7755 | 0.29111 | 37.0213
2024-01-12 | 1 | 40.82 | 0.30271 | 36.057 | 0.6118 | 73.3873 | 0.30909 | 37.3303
2024-01-12 | 1 | 41.36 | 0.33053 | 36.3875 | 0.67154 | 74.0589 | 0.34102 | 37.6714
2024-01-12 | 1 | 44.06 | 0.28133 | 36.6688 | 0.58631 | 74.6452 | 0.30498 | 37.9763
2024-01-12 | 1 | 44.96 | 0.23352 | 36.9024 | 0.49063 | 75.1358 | 0.25712 | 38.2335
2024-01-12 | 1 | 42.8 | 0.25163 | 37.154 | 0.51834 | 75.6541 | 0.2667 | 38.5002
2024-01-12 | 1 | 46.04 | 0.23525 | 37.3892 | 0.499 | 76.1531 | 0.26376 | 38.7639
2024-01-12 | 1 | 46.04 | 0.21331 | 37.6025 | 0.45247 | 76.6056 | 0.23916 | 39.0031
2024-01-12 | 1 | 44.96 | 0.20347 | 37.806 | 0.42751 | 77.0331 | 0.22404 | 39.2271
2024-01-12 | 1 | 44.06 | 0.2165 | 38.0225 | 0.4512 | 77.4843 | 0.2347 | 39.4618
2024-01-12 | 1 | 44.06 | 0.25997 | 38.2825 | 0.5418 | 78.0261 | 0.28183 | 39.7436
2024-01-12 | 1 | 40.1 | 0.31806 | 38.6005 | 0.63824 | 78.6644 | 0.32018 | 40.0638
2024-01-12 | 1 | 39.92 | 0.33826 | 38.9388 | 0.67756 | 79.3419 | 0.3393 | 40.4031
2024-01-12 | 1 | 39.92 | 0.33602 | 39.2748 | 0.67307 | 80.015 | 0.33705 | 40.7402
2024-01-12 | 1 | 39.02 | 0.28531 | 39.5601 | 0.5663 | 80.5813 | 0.28099 | 41.0212
2024-01-12 | 1 | 39.02 | 0.26544 | 39.8256 | 0.52686 | 81.1082 | 0.26143 | 41.2826
2024-01-12 | 1 | 39.02 | 0.27898 | 40.1045 | 0.55375 | 81.6619 | 0.27477 | 41.5574
2024-01-12 | 1 | 39.02 | 0.28196 | 40.3865 | 0.55967 | 82.2216 | 0.2777 | 41.8351
2024-01-12 | 1 | 39.02 | 0.29914 | 40.6856 | 0.59376 | 82.8153 | 0.29462 | 42.1297
2024-01-13 | 1 | 39.02 | 0.32397 | 41.0096 | 0.64304 | 83.4584 | 0.31907 | 42.4488
2024-01-13 | 1 | 39.02 | 0.2972 | 41.3068 | 0.58991 | 84.0483 | 0.29271 | 42.7415
2024-01-13 | 1 | 39.02 | 0.28892 | 41.5957 | 0.57348 | 84.6218 | 0.28456 | 43.026
2024-01-13 | 1 | 39.02 | 0.28933 | 41.8851 | 0.57429 | 85.196 | 0.28496 | 43.311
2024-01-13 | 1 | 39.02 | 0.28656 | 42.1716 | 0.56879 | 85.7648 | 0.28223 | 43.5932
2024-01-13 | 1 | 39.02 | 0.25726 | 42.4289 | 0.51064 | 86.2755 | 0.25338 | 43.8466
2024-01-13 | 1 | 39.02 | 0.25953 | 42.6884 | 0.51514 | 86.7906 | 0.25561 | 44.1022
2024-01-13 | 1 | 39.2 | 0.26518 | 42.9536 | 0.52732 | 87.3179 | 0.26214 | 44.3643
2024-01-13 | 1 | 39.02 | 0.27216 | 43.2258 | 0.54021 | 87.8581 | 0.26805 | 44.6324
2024-01-13 | 1 | 39.92 | 0.28154 | 43.5073 | 0.56395 | 88.4221 | 0.28241 | 44.9148
2024-01-13 | 1 | 41 | 0.24559 | 43.7529 | 0.49722 | 88.9193 | 0.25164 | 45.1664
2024-01-13 | 1 | 42.08 | 0.20803 | 43.9609 | 0.42561 | 89.3449 | 0.21758 | 45.384
2024-01-13 | 1 | 42.08 | 0.18934 | 44.1503 | 0.38736 | 89.7323 | 0.19802 | 45.582
2024-01-13 | 1 | 42.98 | 0.17496 | 44.3252 | 0.361 | 90.0933 | 0.18604 | 45.7681
2024-01-13 | 1 | 44.96 | 0.16476 | 44.49 | 0.34617 | 90.4395 | 0.18141 | 45.9495
2024-01-13 | 1 | 46.94 | 0.17128 | 44.6613 | 0.36615 | 90.8056 | 0.19487 | 46.1444
2024-01-13 | 1 | 46.94 | 0.18476 | 44.846 | 0.39497 | 91.2006 | 0.21021 | 46.3546
2024-01-13 | 1 | 46.94 | 0.18114 | 45.0272 | 0.38723 | 91.5878 | 0.20609 | 46.5607
2024-01-13 | 1 | 46.94 | 0.16363 | 45.1908 | 0.3498 | 91.9376 | 0.18617 | 46.7468
2024-01-13 | 1 | 46.04 | 0.14744 | 45.3382 | 0.31275 | 92.2504 | 0.16531 | 46.9121
2024-01-13 | 1 | 46.04 | 0.1402 | 45.4784 | 0.29739 | 92.5478 | 0.15719 | 47.0693
2024-01-13 | 1 | 44.6 | 0.15346 | 45.6319 | 0.32139 | 92.8692 | 0.16793 | 47.2373
2024-01-13 | 1 | 44.96 | 0.17268 | 45.8046 | 0.3628 | 93.232 | 0.19013 | 47.4274
2024-01-13 | 1 | 44.96 | 0.18054 | 45.9851 | 0.37933 | 93.6113 | 0.19879 | 47.6262
2024-01-14 | 1 | 44.96 | 0.18736 | 46.1725 | 0.39366 | 94.005 | 0.2063 | 47.8325
2024-01-14 | 1 | 44.06 | 0.20082 | 46.3733 | 0.41852 | 94.4235 | 0.2177 | 48.0502
2024-01-14 | 1 | 42.98 | 0.21544 | 46.5887 | 0.44453 | 94.868 | 0.22909 | 48.2793
2024-01-14 | 1 | 42.98 | 0.21249 | 46.8012 | 0.43844 | 95.3064 | 0.22595 | 48.5052
2024-01-14 | 1 | 42.98 | 0.21328 | 47.0145 | 0.44006 | 95.7465 | 0.22679 | 48.732
2024-01-14 | 1 | 42.98 | 0.21401 | 47.2285 | 0.44159 | 96.1881 | 0.22757 | 48.9596
2024-01-14 | 1 | 42.98 | 0.21047 | 47.439 | 0.43427 | 96.6224 | 0.2238 | 49.1834
2024-01-14 | 1 | 42.98 | 0.20773 | 47.6467 | 0.42862 | 97.051 | 0.22089 | 49.4043
2024-01-14 | 1 | 42.98 | 0.21679 | 47.8635 | 0.44731 | 97.4983 | 0.23052 | 49.6348
2024-01-14 | 1 | 41.54 | 0.22468 | 48.0882 | 0.45728 | 97.9556 | 0.23261 | 49.8674
2024-01-14 | 1 | 41.72 | 0.23824 | 48.3264 | 0.48572 | 98.4413 | 0.24749 | 50.1149
2024-01-14 | 1 | 42.08 | 0.24068 | 48.5671 | 0.4924 | 98.9337 | 0.25172 | 50.3666
2024-01-14 | 1 | 42.08 | 0.22828 | 48.7954 | 0.46704 | 99.4007 | 0.23876 | 50.6054
2024-01-14 | 1 | 42.44 | 0.21555 | 49.0109 | 0.44251 | 99.8432 | 0.22695 | 50.8323
2024-01-14 | 1 | 42.98 | 0.20889 | 49.2198 | 0.43101 | 100.2742 | 0.22212 | 51.0544
2024-01-14 | 1 | 44.96 | 0.20828 | 49.4281 | 0.4376 | 100.7119 | 0.22933 | 51.2838
2024-01-14 | 1 | 42.08 | 0.22952 | 49.6576 | 0.46956 | 101.1814 | 0.24005 | 51.5238
2024-01-14 | 1 | 41 | 0.23394 | 49.8915 | 0.47364 | 101.6551 | 0.2397 | 51.7635
2024-01-14 | 1 | 41 | 0.22272 | 50.1143 | 0.45092 | 102.106 | 0.2282 | 51.9917
2024-01-14 | 1 | 41 | 0.22979 | 50.344 | 0.46524 | 102.5712 | 0.23545 | 52.2272
2024-01-14 | 1 | 39.92 | 0.23242 | 50.5765 | 0.46555 | 103.0368 | 0.23313 | 52.4603
2024-01-14 | 1 | 39.92 | 0.23349 | 50.8099 | 0.4677 | 103.5045 | 0.23421 | 52.6945
2024-01-14 | 1 | 39.02 | 0.27308 | 51.083 | 0.54203 | 104.0465 | 0.26895 | 52.9635
2024-01-14 | 1 | 37.94 | 0.31795 | 51.401 | 0.62406 | 104.6705 | 0.30611 | 53.2696
2024-01-15 | 1 | 37.94 | 0.33091 | 51.7319 | 0.64951 | 105.32 | 0.3186 | 53.5882
2024-01-15 | 1 | 37.94 | 0.33929 | 52.0712 | 0.66596 | 105.986 | 0.32666 | 53.9148
2024-01-15 | 1 | 37.04 | 0.38006 | 52.4512 | 0.73888 | 106.7249 | 0.35883 | 54.2737
2024-01-15 | 1 | 37.04 | 0.39443 | 52.8457 | 0.76683 | 107.4917 | 0.3724 | 54.6461
2024-01-15 | 1 | 35.96 | 0.40847 | 53.2541 | 0.78488 | 108.2766 | 0.37641 | 55.0225
2024-01-15 | 1 | 35.96 | 0.38835 | 53.6425 | 0.74622 | 109.0228 | 0.35787 | 55.3803
2024-01-15 | 1 | 35.96 | 0.35639 | 53.9989 | 0.68481 | 109.7076 | 0.32842 | 55.7087
2024-01-15 | 1 | 35.96 | 0.34345 | 54.3423 | 0.65993 | 110.3675 | 0.31649 | 56.0252
2024-01-15 | 1 | 35.96 | 0.30451 | 54.6468 | 0.58512 | 110.9527 | 0.28061 | 56.3058
2024-01-15 | 1 | 37.04 | 0.27087 | 54.9177 | 0.52661 | 111.4793 | 0.25574 | 56.5616
2024-01-15 | 1 | 37.94 | 0.21101 | 55.1287 | 0.41416 | 111.8934 | 0.20315 | 56.7647
2024-01-15 | 1 | 39.02 | 0.13774 | 55.2665 | 0.27341 | 112.1668 | 0.13566 | 56.9004
2024-01-15 | 1 | 41.9 | 0.086269 | 55.3527 | 0.17619 | 112.343 | 0.089923 | 56.9903
2024-01-15 | 1 | 39.92 | 0.078502 | 55.4312 | 0.15725 | 112.5003 | 0.078744 | 57.0691
2024-01-15 | 1 | 42.62 | 0.058993 | 55.4902 | 0.12131 | 112.6216 | 0.06232 | 57.1314
2024-01-15 | 1 | 41 | 0.031236 | 55.5215 | 0.063242 | 112.6848 | 0.032006 | 57.1634
2024-01-15 | 1 | 40.28 | 0.024485 | 55.5459 | 0.049222 | 112.7341 | 0.024737 | 57.1881
2024-01-15 | 1 | 37.22 | 0.097136 | 55.6431 | 0.18921 | 112.9233 | 0.092073 | 57.2802
2024-01-15 | 1 | 37.22 | 0.13836 | 55.7814 | 0.26952 | 113.1928 | 0.13115 | 57.4113
2024-01-15 | 1 | 37.04 | 0.18174 | 55.9632 | 0.35332 | 113.5461 | 0.17159 | 57.5829
2024-01-15 | 1 | 37.04 | 0.22573 | 56.1889 | 0.43885 | 113.985 | 0.21312 | 57.7961
2024-01-15 | 1 | 34.16 | 0.29335 | 56.4823 | 0.55241 | 114.5374 | 0.25907 | 58.0551
2024-01-15 | 1 | 32.9 | 0.35597 | 56.8382 | 0.66063 | 115.198 | 0.30465 | 58.3598
2024-01-15 | 1 | 35.06 | 0.36355 | 57.2018 | 0.69162 | 115.8896 | 0.32807 | 58.6878
2024-01-16 | 1 | 35.06 | 0.3741 | 57.5759 | 0.71169 | 116.6013 | 0.33759 | 59.0254
2024-01-16 | 1 | 35.06 | 0.37879 | 57.9547 | 0.72062 | 117.3219 | 0.34183 | 59.3673
2024-01-16 | 1 | 35.06 | 0.3838 | 58.3385 | 0.73015 | 118.0521 | 0.34635 | 59.7136
2024-01-16 | 1 | 33.98 | 0.39671 | 58.7352 | 0.74553 | 118.7976 | 0.34881 | 60.0624
2024-01-16 | 1 | 33.98 | 0.40417 | 59.1393 | 0.75954 | 119.5571 | 0.35537 | 60.4178
2024-01-16 | 1 | 33.08 | 0.4139 | 59.5532 | 0.76975 | 120.3269 | 0.35585 | 60.7736
2024-01-16 | 1 | 33.08 | 0.41142 | 59.9647 | 0.76514 | 121.092 | 0.35372 | 61.1274
2024-01-16 | 1 | 33.08 | 0.4121 | 60.3768 | 0.7664 | 121.8584 | 0.3543 | 61.4817
2024-01-16 | 1 | 35.06 | 0.34209 | 60.7188 | 0.65079 | 122.5092 | 0.3087 | 61.7904
2024-01-16 | 1 | 37.94 | 0.23467 | 60.9535 | 0.46061 | 122.9698 | 0.22594 | 62.0163
2024-01-16 | 1 | 39.02 | 0.12938 | 61.0829 | 0.2568 | 123.2266 | 0.12742 | 62.1437
2024-01-16 | 1 | 44.96 | 0.076539 | 61.1594 | 0.16081 | 123.3874 | 0.084275 | 62.228
2024-01-16 | 1 | 44.96 | 0.058005 | 61.2174 | 0.12187 | 123.5093 | 0.063867 | 62.2919
2024-01-16 | 1 | 51.08 | 0.0045921 | 61.222 | 0.010154 | 123.5195 | 0.0055621 | 62.2974
2024-01-16 | 1 | 51.98 | 0 | 61.222 | 0 | 123.5195 | 0 | 62.2974
2024-01-16 | 1 | 51.08 | 0 | 61.222 | 0 | 123.5195 | 0 | 62.2974
2024-01-16 | 1 | 46.04 | 0 | 61.222 | 0 | 123.5195 | 0 | 62.2974
2024-01-16 | 1 | 50.18 | 0.0043732 | 61.2264 | 0.0096019 | 123.5291 | 0.0052287 | 62.3027
2024-01-16 | 1 | 48.56 | 0.048015 | 61.2744 | 0.10405 | 123.6331 | 0.056034 | 62.3587
2024-01-16 | 1 | 44.96 | 0.075853 | 61.3503 | 0.15937 | 123.7925 | 0.083519 | 62.4422
2024-01-16 | 1 | 41.72 | 0.11821 | 61.4685 | 0.24102 | 124.0335 | 0.1228 | 62.565
2024-01-16 | 1 | 37.94 | 0.18071 | 61.6492 | 0.35469 | 124.3882 | 0.17398 | 62.739
2024-01-16 | 1 | 38.3 | 0.22584 | 61.875 | 0.44494 | 124.8331 | 0.2191 | 62.9581
2024-01-16 | 1 | 37.58 | 0.26017 | 62.1352 | 0.50872 | 125.3419 | 0.24855 | 63.2067
2024-01-17 | 1 | 36.68 | 0.29323 | 62.4284 | 0.56787 | 125.9097 | 0.27465 | 63.4813
2024-01-17 | 1 | 35.6 | 0.32032 | 62.7487 | 0.61306 | 126.5228 | 0.29274 | 63.774
2024-01-17 | 1 | 33.98 | 0.34828 | 63.097 | 0.65451 | 127.1773 | 0.30623 | 64.0803
2024-01-17 | 1 | 33.62 | 0.36346 | 63.4605 | 0.68022 | 127.8575 | 0.31675 | 64.397
2024-01-17 | 1 | 28.94 | 0.41367 | 63.8742 | 0.73124 | 128.5888 | 0.31757 | 64.7146
2024-01-17 | 1 | 30.92 | 0.40783 | 64.282 | 0.73906 | 129.3278 | 0.33123 | 65.0458
2024-01-17 | 1 | 30.92 | 0.39186 | 64.6738 | 0.71012 | 130.0379 | 0.31826 | 65.3641
2024-01-17 | 1 | 34.16 | 0.36521 | 65.039 | 0.68774 | 130.7257 | 0.32253 | 65.6866
2024-01-17 | 1 | 35.42 | 0.32177 | 65.3608 | 0.61461 | 131.3403 | 0.29284 | 65.9795
2024-01-17 | 1 | 40.28 | 0.27459 | 65.6354 | 0.552 | 131.8923 | 0.27742 | 66.2569
2024-01-17 | 1 | 42.26 | 0.26376 | 65.8992 | 0.54055 | 132.4328 | 0.27679 | 66.5337
2024-01-17 | 1 | 42.62 | 0.23793 | 66.1371 | 0.48928 | 132.9221 | 0.25135 | 66.785
2024-01-17 | 1 | 39.92 | 0.2361 | 66.3732 | 0.47292 | 133.395 | 0.23682 | 67.0218
2024-01-17 | 1 | 42.08 | 0.23011 | 66.6033 | 0.47079 | 133.8658 | 0.24067 | 67.2625
2024-01-17 | 1 | 42.98 | 0.23257 | 66.8359 | 0.47987 | 134.3457 | 0.2473 | 67.5098
2024-01-17 | 1 | 42.98 | 0.22583 | 67.0617 | 0.46597 | 134.8117 | 0.24014 | 67.7499
2024-01-17 | 1 | 44.06 | 0.2117 | 67.2734 | 0.44119 | 135.2528 | 0.22949 | 67.9794
2024-01-17 | 1 | 44.06 | 0.19528 | 67.4687 | 0.40698 | 135.6598 | 0.21169 | 68.1911
2024-01-17 | 1 | 44.06 | 0.17049 | 67.6392 | 0.35531 | 136.0151 | 0.18482 | 68.376
2024-01-17 | 1 | 44.96 | 0.15297 | 67.7922 | 0.32141 | 136.3365 | 0.16843 | 68.5444
2024-01-17 | 1 | 44.96 | 0.1452 | 67.9373 | 0.30506 | 136.6416 | 0.15987 | 68.7043
2024-01-17 | 1 | 44.96 | 0.13984 | 68.0772 | 0.2938 | 136.9354 | 0.15397 | 68.8582
2024-01-17 | 1 | 44.96 | 0.14675 | 68.2239 | 0.30832 | 137.2437 | 0.16158 | 69.0198
2024-01-17 | 1 | 46.04 | 0.14948 | 68.3734 | 0.31707 | 137.5608 | 0.16759 | 69.1874
2024-01-18 | 1 | 46.04 | 0.15317 | 68.5266 | 0.32489 | 137.8857 | 0.17173 | 69.3591
2024-01-18 | 1 | 44.96 | 0.16071 | 68.6873 | 0.33766 | 138.2233 | 0.17695 | 69.5361
2024-01-18 | 1 | 46.04 | 0.15956 | 68.8468 | 0.33845 | 138.5618 | 0.17889 | 69.715
2024-01-18 | 1 | 46.04 | 0.15703 | 69.0039 | 0.33309 | 138.8949 | 0.17606 | 69.891
2024-01-18 | 1 | 46.4 | 0.15748 | 69.1613 | 0.33508 | 139.23 | 0.17761 | 70.0686
2024-01-18 | 1 | 46.04 | 0.15258 | 69.3139 | 0.32365 | 139.5536 | 0.17107 | 70.2397
2024-01-18 | 1 | 46.04 | 0.14474 | 69.4587 | 0.30703 | 139.8606 | 0.16228 | 70.402
2024-01-18 | 1 | 46.94 | 0.13777 | 69.5964 | 0.29451 | 140.1552 | 0.15674 | 70.5587
2024-01-18 | 1 | 48.02 | 0.12927 | 69.7257 | 0.27888 | 140.434 | 0.14961 | 70.7083
2024-01-18 | 1 | 48.92 | 0.11171 | 69.8374 | 0.24278 | 140.6768 | 0.13108 | 70.8394
2024-01-18 | 1 | 50 | 0.087458 | 69.9249 | 0.19175 | 140.8686 | 0.10429 | 70.9437
2024-01-18 | 1 | 51.08 | 0.068101 | 69.993 | 0.15059 | 141.0192 | 0.082487 | 71.0262
2024-01-18 | 1 | 51.08 | 0.056712 | 70.0497 | 0.1254 | 141.1446 | 0.068692 | 71.0949
2024-01-18 | 1 | 53.06 | 0.03965 | 70.0893 | 0.089011 | 141.2336 | 0.049361 | 71.1442
2024-01-18 | 1 | 51.98 | 0.029602 | 70.1189 | 0.065914 | 141.2995 | 0.036312 | 71.1806
2024-01-18 | 1 | 51.98 | 0.018401 | 70.1373 | 0.040974 | 141.3405 | 0.022573 | 71.2031
2024-01-18 | 1 | 51.98 | 0.013104 | 70.1504 | 0.029177 | 141.3696 | 0.016074 | 71.2192
2024-01-18 | 1 | 50 | 0.028787 | 70.1792 | 0.063114 | 141.4327 | 0.034327 | 71.2535
2024-01-18 | 1 | 48.02 | 0.044959 | 70.2242 | 0.096991 | 141.5297 | 0.052032 | 71.3056
2024-01-18 | 1 | 50.54 | 0.050134 | 70.2743 | 0.11039 | 141.6401 | 0.060255 | 71.3658
2024-01-18 | 1 | 46.04 | 0.07501 | 70.3493 | 0.15911 | 141.7992 | 0.084101 | 71.4499
2024-01-18 | 1 | 46.04 | 0.10269 | 70.452 | 0.21783 | 142.0171 | 0.11514 | 71.5651
2024-01-18 | 1 | 46.04 | 0.12233 | 70.5743 | 0.25949 | 142.2766 | 0.13716 | 71.7022
2024-01-18 | 1 | 44.96 | 0.14504 | 70.7194 | 0.30473 | 142.5813 | 0.15969 | 71.8619
2024-01-19 | 1 | 44.96 | 0.16586 | 70.8852 | 0.34847 | 142.9298 | 0.18262 | 72.0445
2024-01-19 | 1 | 46.04 | 0.17571 | 71.0609 | 0.37271 | 143.3025 | 0.197 | 72.2415
2024-01-19 | 1 | 46.94 | 0.16636 | 71.2273 | 0.35564 | 143.6581 | 0.18928 | 72.4308
2024-01-19 | 1 | 51.98 | 0.15077 | 71.3781 | 0.33572 | 143.9938 | 0.18495 | 72.6158
2024-01-19 | 1 | 53.06 | 0.13358 | 71.5117 | 0.29988 | 144.2937 | 0.1663 | 72.7821
2024-01-19 | 1 | 53.96 | 0.13057 | 71.6422 | 0.29509 | 144.5888 | 0.16452 | 72.9466
2024-01-19 | 1 | 53.96 | 0.13533 | 71.7776 | 0.30585 | 144.8946 | 0.17052 | 73.1171
2024-01-19 | 1 | 55.4 | 0.12933 | 71.9069 | 0.29534 | 145.19 | 0.16601 | 73.2831
2024-01-19 | 1 | 55.04 | 0.14079 | 72.0477 | 0.32069 | 145.5107 | 0.1799 | 73.463
2024-01-19 | 1 | 55.94 | 0.12978 | 72.1775 | 0.29751 | 145.8082 | 0.16773 | 73.6307
2024-01-19 | 1 | 57.02 | 0.11017 | 72.2876 | 0.25447 | 146.0627 | 0.1443 | 73.775
2024-01-19 | 1 | 57.02 | 0.10084 | 72.3885 | 0.23292 | 146.2956 | 0.13208 | 73.9071
2024-01-19 | 1 | 59 | 0.092204 | 72.4807 | 0.21586 | 146.5114 | 0.12366 | 74.0308
2024-01-19 | 1 | 62.06 | 0.076982 | 72.5576 | 0.18386 | 146.6953 | 0.10688 | 74.1376
2024-01-19 | 1 | 60.98 | 0.077881 | 72.6355 | 0.18472 | 146.88 | 0.10684 | 74.2445
2024-01-19 | 1 | 60.98 | 0.069415 | 72.7049 | 0.16464 | 147.0446 | 0.095226 | 74.3397
2024-01-19 | 1 | 60.98 | 0.052356 | 72.7573 | 0.12418 | 147.1688 | 0.071823 | 74.4115
2024-01-19 | 1 | 59 | 0.045413 | 72.8027 | 0.10632 | 147.2751 | 0.060905 | 74.4724
2024-01-19 | 1 | 59 | 0.039626 | 72.8423 | 0.09277 | 147.3679 | 0.053144 | 74.5256
2024-01-19 | 1 | 57.92 | 0.044403 | 72.8867 | 0.1032 | 147.4711 | 0.058796 | 74.5844
2024-01-19 | 1 | 57.02 | 0.045978 | 72.9327 | 0.1062 | 147.5773 | 0.060222 | 74.6446
2024-01-19 | 1 | 50 | 0.089141 | 73.0219 | 0.19544 | 147.7728 | 0.1063 | 74.7509
2024-01-19 | 1 | 48.2 | 0.14627 | 73.1681 | 0.31603 | 148.0888 | 0.16976 | 74.9207
2024-01-19 | 1 | 44.42 | 0.20975 | 73.3779 | 0.43856 | 148.5273 | 0.22881 | 75.1495
2024-01-20 | 1 | 41 | 0.28187 | 73.6597 | 0.57068 | 149.098 | 0.28881 | 75.4383
2024-01-20 | 1 | 41 | 0.30749 | 73.9672 | 0.62256 | 149.7206 | 0.31507 | 75.7533
2024-01-20 | 1 | 39.74 | 0.35894 | 74.3262 | 0.71768 | 150.4383 | 0.35874 | 76.1121
2024-01-20 | 1 | 37.94 | 0.45312 | 74.7793 | 0.88937 | 151.3276 | 0.43625 | 76.5483
2024-01-20 | 1 | 32.54 | 0.49765 | 75.2769 | 0.91964 | 152.2473 | 0.42199 | 76.9703
2024-01-20 | 1 | 32.54 | 0.49765 | 75.7746 | 0.91964 | 153.1669 | 0.42199 | 77.3923
2024-01-20 | 1 | 32.36 | 0.49872 | 76.2733 | 0.91964 | 154.0866 | 0.42092 | 77.8132
2024-01-20 | 1 | 32.36 | 0.49872 | 76.772 | 0.91964 | 155.0062 | 0.42092 | 78.2342
2024-01-20 | 1 | 32 | 0.50087 | 77.2729 | 0.91964 | 155.9258 | 0.41877 | 78.6529
2024-01-20 | 1 | 33.08 | 0.4945 | 77.7674 | 0.91964 | 156.8455 | 0.42514 | 79.0781
2024-01-20 | 1 | 33.26 | 0.49346 | 78.2608 | 0.91964 | 157.7651 | 0.42618 | 79.5043
2024-01-20 | 1 | 33.8 | 0.49038 | 78.7512 | 0.91964 | 158.6848 | 0.42926 | 79.9335
2024-01-20 | 1 | 34.34 | 0.48735 | 79.2386 | 0.91964 | 159.6044 | 0.43229 | 80.3658
2024-01-20 | 1 | 34.52 | 0.48028 | 79.7189 | 0.90814 | 160.5125 | 0.42787 | 80.7937
2024-01-20 | 1 | 35.6 | 0.45122 | 80.1701 | 0.86358 | 161.3761 | 0.41236 | 81.206
2024-01-20 | 1 | 37.04 | 0.41587 | 80.5859 | 0.80852 | 162.1846 | 0.39264 | 81.5987
2024-01-20 | 1 | 33.98 | 0.41711 | 81.0031 | 0.78386 | 162.9685 | 0.36675 | 81.9654
2024-01-20 | 1 | 33.08 | 0.47714 | 81.4802 | 0.88737 | 163.8559 | 0.41023 | 82.3757
2024-01-20 | 1 | 33.08 | 0.4914 | 81.9716 | 0.91389 | 164.7698 | 0.42249 | 82.7982
2024-01-20 | 1 | 30.02 | 0.50609 | 82.4777 | 0.90694 | 165.6767 | 0.40085 | 83.199
2024-01-20 | 1 | 30.02 | 0.5127 | 82.9904 | 0.91878 | 166.5955 | 0.40609 | 83.6051
2024-01-20 | 1 | 28.94 | 0.52025 | 83.5106 | 0.91964 | 167.5151 | 0.39939 | 84.0045
2024-01-20 | 1 | 28.04 | 0.52635 | 84.037 | 0.91964 | 168.4348 | 0.39329 | 84.3978
2024-01-20 | 1 | 26.96 | 0.53393 | 84.5709 | 0.91964 | 169.3544 | 0.38571 | 84.7835
2024-01-21 | 1 | 26.96 | 0.53393 | 85.1048 | 0.91964 | 170.274 | 0.38571 | 85.1692
2024-01-21 | 1 | 24.98 | 0.5486 | 85.6534 | 0.91964 | 171.1937 | 0.37104 | 85.5402
2024-01-21 | 1 | 24.98 | 0.5486 | 86.202 | 0.91964 | 172.1133 | 0.37104 | 85.9113
2024-01-21 | 1 | 23 | 0.56433 | 86.7664 | 0.91964 | 173.033 | 0.35531 | 86.2666
2024-01-21 | 1 | 21.92 | 0.5734 | 87.3398 | 0.91964 | 173.9526 | 0.34624 | 86.6128
2024-01-21 | 1 | 21.02 | 0.58123 | 87.921 | 0.91964 | 174.8722 | 0.33841 | 86.9512
2024-01-21 | 1 | 21.02 | 0.58123 | 88.5022 | 0.91964 | 175.7919 | 0.33841 | 87.2896
2024-01-21 | 1 | 23 | 0.56433 | 89.0666 | 0.91964 | 176.7115 | 0.35531 | 87.645
2024-01-21 | 1 | 24.98 | 0.5486 | 89.6151 | 0.91964 | 177.6311 | 0.37104 | 88.016
2024-01-21 | 1 | 28.04 | 0.52635 | 90.1415 | 0.91964 | 178.5508 | 0.39329 | 88.4093
2024-01-21 | 1 | 30.92 | 0.47427 | 90.6158 | 0.85946 | 179.4103 | 0.38519 | 88.7945
2024-01-21 | 1 | 33.08 | 0.29094 | 90.9067 | 0.54108 | 179.9513 | 0.25014 | 89.0446
2024-01-21 | 1 | 33.44 | 0.21193 | 91.1186 | 0.3958 | 180.3471 | 0.18387 | 89.2285
2024-01-21 | 1 | 35.06 | 0.15965 | 91.2783 | 0.30373 | 180.6509 | 0.14407 | 89.3726
2024-01-21 | 1 | 36.68 | 0.11634 | 91.3946 | 0.22531 | 180.8762 | 0.10897 | 89.4815
2024-01-21 | 1 | 37.94 | 0.09097 | 91.4856 | 0.17855 | 181.0547 | 0.087585 | 89.5691
2024-01-21 | 1 | 36.68 | 0.096733 | 91.5823 | 0.18733 | 181.2421 | 0.090602 | 89.6597
2024-01-21 | 1 | 34.7 | 0.17537 | 91.7577 | 0.33228 | 181.5743 | 0.15691 | 89.8166
2024-01-21 | 1 | 32.72 | 0.23789 | 91.9956 | 0.44054 | 182.0149 | 0.20266 | 90.0193
2024-01-21 | 1 | 30.02 | 0.30648 | 92.3021 | 0.54924 | 182.5641 | 0.24275 | 90.262
2024-01-21 | 1 | 28.94 | 0.36901 | 92.6711 | 0.6523 | 183.2164 | 0.28329 | 90.5453
2024-01-21 | 1 | 28.94 | 0.40311 | 93.0742 | 0.71257 | 183.929 | 0.30946 | 90.8548
2024-01-21 | 1 | 26.96 | 0.46664 | 93.5409 | 0.80374 | 184.7327 | 0.3371 | 91.1919
2024-01-21 | 1 | 28.04 | 0.47538 | 94.0162 | 0.83058 | 185.5633 | 0.3552 | 91.5471
2024-01-22 | 1 | 28.04 | 0.47786 | 94.4941 | 0.83492 | 186.3982 | 0.35706 | 91.9042
2024-01-22 | 1 | 24.98 | 0.5312 | 95.0253 | 0.89047 | 187.2887 | 0.35928 | 92.2634
2024-01-22 | 1 | 24.08 | 0.55561 | 95.5809 | 0.91964 | 188.2084 | 0.36403 | 92.6275
2024-01-22 | 1 | 24.98 | 0.5486 | 96.1295 | 0.91964 | 189.128 | 0.37104 | 92.9985
2024-01-22 | 1 | 28.94 | 0.51757 | 96.6471 | 0.9149 | 190.0429 | 0.39733 | 93.3958
2024-01-22 | 1 | 32 | 0.47235 | 97.1194 | 0.86728 | 190.9102 | 0.39493 | 93.7908
2024-01-22 | 1 | 32 | 0.46239 | 97.5818 | 0.849 | 191.7592 | 0.38661 | 94.1774
2024-01-22 | 1 | 33.98 | 0.42487 | 98.0067 | 0.79845 | 192.5576 | 0.37358 | 94.5509
2024-01-22 | 1 | 32.18 | 0.42631 | 98.433 | 0.78444 | 193.3421 | 0.35813 | 94.9091
2024-01-22 | 1 | 37.04 | 0.34392 | 98.7769 | 0.66862 | 194.0107 | 0.3247 | 95.2338
2024-01-22 | 1 | 39.92 | 0.22117 | 98.9981 | 0.44302 | 194.4537 | 0.22185 | 95.4556
2024-01-22 | 1 | 42.98 | 0.1765 | 99.1746 | 0.36417 | 194.8179 | 0.18768 | 95.6433
2024-01-22 | 1 | 42.98 | 0.16395 | 99.3385 | 0.33829 | 195.1562 | 0.17434 | 95.8176
2024-01-22 | 1 | 46.04 | 0.12497 | 99.4635 | 0.26508 | 195.4212 | 0.14011 | 95.9578
2024-01-22 | 1 | 46.04 | 0.12218 | 99.5857 | 0.25917 | 195.6804 | 0.13699 | 96.0947
2024-01-22 | 1 | 44.96 | 0.13106 | 99.7167 | 0.27537 | 195.9558 | 0.14431 | 96.2391
2024-01-22 | 1 | 44.96 | 0.13517 | 99.8519 | 0.28399 | 196.2398 | 0.14883 | 96.3879
2024-01-22 | 1 | 44.96 | 0.15075 | 100.0026 | 0.31674 | 196.5565 | 0.16599 | 96.5539
2024-01-22 | 1 | 44.96 | 0.16364 | 100.1663 | 0.34382 | 196.9003 | 0.18018 | 96.734
2024-01-22 | 1 | 44.06 | 0.1612 | 100.3275 | 0.33594 | 197.2363 | 0.17475 | 96.9088
2024-01-22 | 1 | 44.06 | 0.18292 | 100.5104 | 0.38122 | 197.6175 | 0.1983 | 97.1071
2024-01-22 | 1 | 44.06 | 0.19392 | 100.7043 | 0.40413 | 198.0216 | 0.21022 | 97.3173
2024-01-22 | 1 | 44.06 | 0.19453 | 100.8989 | 0.40541 | 198.4271 | 0.21088 | 97.5282
2024-01-22 | 1 | 44.06 | 0.20695 | 101.1058 | 0.4313 | 198.8584 | 0.22435 | 97.7525
2024-01-23 | 1 | 44.06 | 0.21607 | 101.3219 | 0.45029 | 199.3086 | 0.23423 | 97.9868
2024-01-23 | 1 | 44.06 | 0.26254 | 101.5844 | 0.54715 | 199.8558 | 0.28461 | 98.2714
2024-01-23 | 1 | 44.06 | 0.29646 | 101.8809 | 0.61783 | 200.4736 | 0.32137 | 98.5927
2024-01-23 | 1 | 44.06 | 0.27723 | 102.1581 | 0.57775 | 201.0514 | 0.30053 | 98.8933
2024-01-23 | 1 | 44.06 | 0.25685 | 102.415 | 0.53529 | 201.5867 | 0.27844 | 99.1717
2024-01-23 | 1 | 44.06 | 0.23715 | 102.6521 | 0.49423 | 202.0809 | 0.25708 | 99.4288
2024-01-23 | 1 | 44.06 | 0.22408 | 102.8762 | 0.46699 | 202.5479 | 0.24291 | 99.6717
2024-01-23 | 1 | 46.04 | 0.20964 | 103.0858 | 0.44468 | 202.9926 | 0.23504 | 99.9068
2024-01-23 | 1 | 48.02 | 0.18692 | 103.2727 | 0.40324 | 203.3958 | 0.21633 | 100.1231
2024-01-23 | 1 | 51.08 | 0.15451 | 103.4272 | 0.34165 | 203.7375 | 0.18715 | 100.3102
2024-01-23 | 1 | 53.6 | 0.14739 | 103.5746 | 0.33222 | 204.0697 | 0.18483 | 100.495
2024-01-23 | 1 | 55.04 | 0.12903 | 103.7037 | 0.29389 | 204.3636 | 0.16487 | 100.6599
2024-01-23 | 1 | 55.94 | 0.097758 | 103.8014 | 0.2241 | 204.5877 | 0.12635 | 100.7863
2024-01-23 | 1 | 53.96 | 0.083632 | 103.885 | 0.18901 | 204.7767 | 0.10537 | 100.8916
2024-01-23 | 1 | 53.96 | 0.099765 | 103.9848 | 0.22547 | 205.0021 | 0.1257 | 101.0173
2024-01-23 | 1 | 53.06 | 0.11117 | 104.096 | 0.24957 | 205.2517 | 0.1384 | 101.1557
2024-01-23 | 1 | 53.06 | 0.12417 | 104.2202 | 0.27875 | 205.5305 | 0.15458 | 101.3103
2024-01-23 | 1 | 53.06 | 0.11471 | 104.3349 | 0.25751 | 205.788 | 0.1428 | 101.4531
2024-01-23 | 1 | 51.98 | 0.1043 | 104.4392 | 0.23224 | 206.0202 | 0.12794 | 101.5811
2024-01-23 | 1 | 53.06 | 0.08867 | 104.5278 | 0.19906 | 206.2193 | 0.11039 | 101.6915
2024-01-23 | 1 | 53.06 | 0.083411 | 104.6112 | 0.18725 | 206.4065 | 0.10384 | 101.7953
2024-01-23 | 1 | 53.06 | 0.085789 | 104.697 | 0.19259 | 206.5991 | 0.1068 | 101.9021
2024-01-23 | 1 | 51.98 | 0.10158 | 104.7986 | 0.22618 | 206.8253 | 0.1246 | 102.0267
2024-01-23 | 1 | 51.98 | 0.11231 | 104.9109 | 0.25008 | 207.0754 | 0.13777 | 102.1645
2024-01-24 | 1 | 51.98 | 0.117 | 105.0279 | 0.26052 | 207.3359 | 0.14352 | 102.308
2024-01-24 | 1 | 53.06 | 0.12193 | 105.1498 | 0.27372 | 207.6096 | 0.15179 | 102.4598
2024-01-24 | 1 | 48.02 | 0.17261 | 105.3225 | 0.37238 | 207.982 | 0.19977 | 102.6596
2024-01-24 | 1 | 44.06 | 0.20563 | 105.5281 | 0.42855 | 208.4106 | 0.22292 | 102.8825
2024-01-24 | 1 | 37.76 | 0.27581 | 105.8039 | 0.54032 | 208.9509 | 0.26452 | 103.147
2024-01-24 | 1 | 37.58 | 0.34736 | 106.1513 | 0.67921 | 209.6301 | 0.33185 | 103.4788
2024-01-24 | 1 | 38.12 | 0.38225 | 106.5335 | 0.75169 | 210.3818 | 0.36944 | 103.8483
2024-01-24 | 1 | 37.94 | 0.39857 | 106.9321 | 0.7823 | 211.1641 | 0.38373 | 104.232
2024-01-24 | 1 | 37.58 | 0.3938 | 107.3259 | 0.77002 | 211.9341 | 0.37622 | 104.6082
2024-01-24 | 1 | 35.96 | 0.40267 | 107.7285 | 0.77373 | 212.7078 | 0.37106 | 104.9793
2024-01-24 | 1 | 35.6 | 0.41155 | 108.1401 | 0.78765 | 213.4955 | 0.37611 | 105.3554
2024-01-24 | 1 | 35.96 | 0.36853 | 108.5086 | 0.70814 | 214.2036 | 0.3396 | 105.695
2024-01-24 | 1 | 37.94 | 0.30889 | 108.8175 | 0.60629 | 214.8099 | 0.2974 | 105.9924
2024-01-24 | 1 | 39.2 | 0.29564 | 109.1132 | 0.58789 | 215.3978 | 0.29225 | 106.2847
2024-01-24 | 1 | 40.82 | 0.26743 | 109.3806 | 0.54049 | 215.9383 | 0.27306 | 106.5577
2024-01-24 | 1 | 42.26 | 0.23392 | 109.6145 | 0.47939 | 216.4177 | 0.24547 | 106.8032
2024-01-24 | 1 | 41 | 0.22818 | 109.8427 | 0.46199 | 216.8797 | 0.2338 | 107.037
2024-01-24 | 1 | 39.92 | 0.28236 | 110.125 | 0.56558 | 217.4453 | 0.28323 | 107.3202
2024-01-24 | 1 | 38.3 | 0.31166 | 110.4367 | 0.61402 | 218.0593 | 0.30236 | 107.6226
2024-01-24 | 1 | 35.96 | 0.29034 | 110.727 | 0.55788 | 218.6172 | 0.26754 | 107.8901
2024-01-24 | 1 | 36.32 | 0.29619 | 111.0232 | 0.57137 | 219.1885 | 0.27518 | 108.1653
2024-01-24 | 1 | 33.98 | 0.32073 | 111.3439 | 0.60273 | 219.7913 | 0.282 | 108.4473
2024-01-24 | 1 | 33.26 | 0.34691 | 111.6909 | 0.64653 | 220.4378 | 0.29962 | 108.7469
2024-01-24 | 1 | 32.72 | 0.3745 | 112.0654 | 0.69353 | 221.1313 | 0.31903 | 109.066
2024-01-25 | 1 | 32.18 | 0.39903 | 112.4644 | 0.73424 | 221.8656 | 0.33521 | 109.4012
2024-01-25 | 1 | 28.04 | 0.45955 | 112.9239 | 0.80293 | 222.6685 | 0.34338 | 109.7445
2024-01-25 | 1 | 26.06 | 0.52384 | 113.4478 | 0.89135 | 223.5598 | 0.36751 | 110.1121
2024-01-25 | 1 | 26.96 | 0.53151 | 113.9793 | 0.91547 | 224.4753 | 0.38396 | 110.496
2024-01-25 | 1 | 28.94 | 0.49944 | 114.4787 | 0.88285 | 225.3582 | 0.38341 | 110.8794
2024-01-25 | 1 | 26.06 | 0.5293 | 115.008 | 0.90064 | 226.2588 | 0.37133 | 111.2508
2024-01-25 | 1 | 26.06 | 0.54047 | 115.5485 | 0.91964 | 227.1784 | 0.37917 | 111.6299
2024-01-25 | 1 | 30.92 | 0.4647 | 116.0132 | 0.84213 | 228.0206 | 0.37742 | 112.0074
2024-01-25 | 1 | 32.72 | 0.34588 | 116.3591 | 0.64053 | 228.6611 | 0.29465 | 112.302
2024-01-25 | 1 | 36.5 | 0.26209 | 116.6212 | 0.50658 | 229.1677 | 0.24449 | 112.5465
2024-01-25 | 1 | 37.94 | 0.17318 | 116.7944 | 0.33991 | 229.5076 | 0.16673 | 112.7132
2024-01-25 | 1 | 40.1 | 0.1423 | 116.9366 | 0.28555 | 229.7931 | 0.14325 | 112.8565
2024-01-25 | 1 | 42.98 | 0.11597 | 117.0526 | 0.23929 | 230.0324 | 0.12332 | 112.9798
2024-01-25 | 1 | 42.98 | 0.052043 | 117.1047 | 0.10738 | 230.1398 | 0.055341 | 113.0351
2024-01-25 | 1 | 46.94 | 0.011025 | 117.1157 | 0.023569 | 230.1634 | 0.012544 | 113.0477
2024-01-25 | 1 | 46.04 | 0 | 117.1157 | 0 | 230.1634 | 0 | 113.0477
2024-01-25 | 1 | 42.08 | 0.011909 | 117.1276 | 0.024364 | 230.1877 | 0.012455 | 113.0601
2024-01-25 | 1 | 39.92 | 0.090629 | 117.2182 | 0.18154 | 230.3693 | 0.090908 | 113.1511
2024-01-25 | 1 | 38.3 | 0.14141 | 117.3596 | 0.27861 | 230.6479 | 0.13719 | 113.2882
2024-01-25 | 1 | 36.86 | 0.17912 | 117.5388 | 0.34756 | 230.9954 | 0.16844 | 113.4567
2024-01-25 | 1 | 34.52 | 0.23549 | 117.7742 | 0.44528 | 231.4407 | 0.20979 | 113.6665
2024-01-25 | 1 | 26.96 | 0.36272 | 118.137 | 0.62475 | 232.0655 | 0.26203 | 113.9285
2024-01-25 | 1 | 26.96 | 0.44222 | 118.5792 | 0.76168 | 232.8272 | 0.31946 | 114.248
2024-01-25 | 1 | 26.06 | 0.48694 | 119.0661 | 0.82855 | 233.6557 | 0.34161 | 114.5896
2024-01-26 | 1 | 26.06 | 0.52252 | 119.5886 | 0.88909 | 234.5448 | 0.36657 | 114.9562
2024-01-26 | 1 | 24.98 | 0.54812 | 120.1368 | 0.91884 | 235.4636 | 0.37072 | 115.3269
2024-01-26 | 1 | 24.98 | 0.5486 | 120.6854 | 0.91964 | 236.3833 | 0.37104 | 115.6979
2024-01-26 | 1 | 23 | 0.56433 | 121.2497 | 0.91964 | 237.3029 | 0.35531 | 116.0532
2024-01-26 | 1 | 23 | 0.56433 | 121.814 | 0.91964 | 238.2226 | 0.35531 | 116.4085
2024-01-26 | 1 | 21.92 | 0.5734 | 122.3874 | 0.91964 | 239.1422 | 0.34624 | 116.7548
2024-01-26 | 1 | 21.92 | 0.5734 | 122.9608 | 0.91964 | 240.0618 | 0.34624 | 117.101
2024-01-26 | 1 | 26.96 | 0.53393 | 123.4947 | 0.91964 | 240.9815 | 0.38571 | 117.4867
2024-01-26 | 1 | 32 | 0.3943 | 123.889 | 0.72397 | 241.7054 | 0.32967 | 117.8164
2024-01-26 | 1 | 39.92 | 0.206 | 124.095 | 0.41263 | 242.1181 | 0.20663 | 118.023
2024-01-26 | 1 | 41 | 0.13477 | 124.2298 | 0.27286 | 242.3909 | 0.13809 | 118.1611
2024-01-26 | 1 | 46.94 | 0.080132 | 124.3099 | 0.1713 | 242.5622 | 0.091169 | 118.2523
2024-01-26 | 1 | 46.94 | 0.035815 | 124.3457 | 0.076563 | 242.6388 | 0.040748 | 118.293
2024-01-26 | 1 | 50 | 0.0054195 | 124.3512 | 0.011882 | 242.6507 | 0.0064626 | 118.2995
2024-01-26 | 1 | 48.92 | 0 | 124.3512 | 0 | 242.6507 | 0 | 118.2995
2024-01-26 | 1 | 50 | 0 | 124.3512 | 0 | 242.6507 | 0 | 118.2995
2024-01-26 | 1 | 46.94 | 0 | 124.3512 | 0 | 242.6507 | 0 | 118.2995
2024-01-26 | 1 | 46.58 | 0.01935 | 124.3705 | 0.041238 | 242.6919 | 0.021888 | 118.3214
2024-01-26 | 1 | 44.24 | 0.059994 | 124.4305 | 0.12523 | 242.8171 | 0.065241 | 118.3866
2024-01-26 | 1 | 40.64 | 0.10862 | 124.5391 | 0.21914 | 243.0363 | 0.11052 | 118.4971
2024-01-26 | 1 | 39.02 | 0.15919 | 124.6983 | 0.31598 | 243.3523 | 0.15679 | 118.6539
2024-01-26 | 1 | 36.5 | 0.21425 | 124.9126 | 0.41411 | 243.7664 | 0.19986 | 118.8538
2024-01-26 | 1 | 36.86 | 0.25348 | 125.1661 | 0.49185 | 244.2582 | 0.23837 | 119.0922
2024-01-26 | 1 | 35.78 | 0.28436 | 125.4504 | 0.54532 | 244.8035 | 0.26096 | 119.3531
2024-01-27 | 1 | 35.42 | 0.30903 | 125.7594 | 0.59028 | 245.3938 | 0.28124 | 119.6344
2024-01-27 | 1 | 34.16 | 0.33421 | 126.0937 | 0.62937 | 246.0232 | 0.29516 | 119.9295
2024-01-27 | 1 | 33.98 | 0.35155 | 126.4452 | 0.66065 | 246.6838 | 0.3091 | 120.2386
2024-01-27 | 1 | 33.98 | 0.35954 | 126.8047 | 0.67567 | 247.3595 | 0.31613 | 120.5548
2024-01-27 | 1 | 26.96 | 0.43838 | 127.2431 | 0.75506 | 248.1146 | 0.31668 | 120.8714
2024-01-27 | 1 | 28.04 | 0.46007 | 127.7032 | 0.80384 | 248.9184 | 0.34377 | 121.2152
2024-01-27 | 1 | 28.04 | 0.45391 | 128.1571 | 0.79307 | 249.7115 | 0.33916 | 121.5544
2024-01-27 | 1 | 30.02 | 0.41538 | 128.5725 | 0.74438 | 250.4559 | 0.329 | 121.8834
2024-01-27 | 1 | 32.54 | 0.31991 | 128.8924 | 0.59117 | 251.047 | 0.27127 | 122.1546
2024-01-27 | 1 | 39.92 | 0.20306 | 129.0954 | 0.40674 | 251.4538 | 0.20368 | 122.3583
2024-01-27 | 1 | 44.96 | 0.10764 | 129.2031 | 0.22615 | 251.6799 | 0.11852 | 122.4768
2024-01-27 | 1 | 48.02 | 0.05452 | 129.2576 | 0.11762 | 251.7975 | 0.063097 | 122.5399
2024-01-27 | 1 | 48.02 | 0.029554 | 129.2872 | 0.063757 | 251.8613 | 0.034204 | 122.5741
2024-01-27 | 1 | 53.06 | 0.0040282 | 129.2912 | 0.0090431 | 251.8703 | 0.0050149 | 122.5792
2024-01-27 | 1 | 53.96 | 0 | 129.2912 | 0 | 251.8703 | 0 | 122.5792
2024-01-27 | 1 | 53.06 | 0 | 129.2912 | 0 | 251.8703 | 0 | 122.5792
2024-01-27 | 1 | 50 | 0 | 129.2912 | 0 | 251.8703 | 0 | 122.5792
2024-01-27 | 1 | 44.96 | 0.025379 | 129.3166 | 0.053322 | 251.9237 | 0.027944 | 122.6071
2024-01-27 | 1 | 44.96 | 0.06146 | 129.378 | 0.12913 | 252.0528 | 0.067671 | 122.6748
2024-01-27 | 1 | 43.7 | 0.088462 | 129.4665 | 0.18375 | 252.2365 | 0.09529 | 122.7701
2024-01-27 | 1 | 42.44 | 0.12399 | 129.5905 | 0.25453 | 252.4911 | 0.13054 | 122.9006
2024-01-27 | 1 | 38.12 | 0.18047 | 129.7709 | 0.35489 | 252.846 | 0.17442 | 123.075
2024-01-27 | 1 | 37.94 | 0.22908 | 130 | 0.44963 | 253.2956 | 0.22055 | 123.2956
2024-01-27 | 1 | 36.5 | 0.26966 | 130.2697 | 0.52122 | 253.8168 | 0.25156 | 123.5471
2024-01-28 | 1 | 36.14 | 0.30141 | 130.5711 | 0.58031 | 254.3971 | 0.2789 | 123.826
2024-01-28 | 1 | 35.78 | 0.32173 | 130.8928 | 0.61698 | 255.0141 | 0.29525 | 124.1213
2024-01-28 | 1 | 34.16 | 0.34839 | 131.2412 | 0.65607 | 255.6702 | 0.30768 | 124.429
2024-01-28 | 1 | 33.44 | 0.36928 | 131.6105 | 0.68966 | 256.3598 | 0.32038 | 124.7493
2024-01-28 | 1 | 32.18 | 0.38907 | 131.9996 | 0.71591 | 257.0758 | 0.32684 | 125.0762
2024-01-28 | 1 | 28.04 | 0.43834 | 132.4379 | 0.76586 | 257.8416 | 0.32753 | 125.4037
2024-01-28 | 1 | 28.04 | 0.45638 | 132.8943 | 0.79739 | 258.639 | 0.34101 | 125.7447
2024-01-28 | 1 | 26.96 | 0.45615 | 133.3504 | 0.78568 | 259.4247 | 0.32952 | 126.0742
2024-01-28 | 1 | 34.88 | 0.28863 | 133.6391 | 0.54798 | 259.9727 | 0.25935 | 126.3336
2024-01-28 | 1 | 44.06 | 0.13313 | 133.7722 | 0.27745 | 260.2501 | 0.14432 | 126.4779
2024-01-28 | 1 | 53.06 | 0.030918 | 133.8031 | 0.069408 | 260.3195 | 0.038491 | 126.5164
2024-01-28 | 1 | 57.02 | 0 | 133.8031 | 0 | 260.3195 | 0 | 126.5164
2024-01-28 | 1 | 57.02 | 0 | 133.8031 | 0 | 260.3195 | 0 | 126.5164
2024-01-28 | 1 | 59 | 0 | 133.8031 | 0 | 260.3195 | 0 | 126.5164
2024-01-28 | 1 | 60.98 | 0 | 133.8031 | 0 | 260.3195 | 0 | 126.5164
2024-01-28 | 1 | 59 | 0 | 133.8031 | 0 | 260.3195 | 0 | 126.5164
2024-01-28 | 1 | 57.02 | 0 | 133.8031 | 0 | 260.3195 | 0 | 126.5164
2024-01-28 | 1 | 55.94 | 0 | 133.8031 | 0 | 260.3195 | 0 | 126.5164
2024-01-28 | 1 | 55.94 | 0 | 133.8031 | 0 | 260.3195 | 0 | 126.5164
2024-01-28 | 1 | 51.08 | 0.0065122 | 133.8096 | 0.0144 | 260.3339 | 0.0078879 | 126.5243
2024-01-28 | 1 | 50 | 0.038975 | 133.8486 | 0.085451 | 260.4194 | 0.046476 | 126.5708
2024-01-28 | 1 | 50 | 0.058414 | 133.907 | 0.12807 | 260.5474 | 0.069657 | 126.6404
2024-01-28 | 1 | 48.02 | 0.094878 | 134.0019 | 0.20468 | 260.7521 | 0.10981 | 126.7502
2024-01-28 | 1 | 51.08 | 0.11335 | 134.1152 | 0.25065 | 261.0028 | 0.1373 | 126.8875
2024-01-29 | 1 | 51.08 | 0.13638 | 134.2516 | 0.30158 | 261.3043 | 0.16519 | 127.0527
2024-01-29 | 1 | 46.94 | 0.17253 | 134.4242 | 0.36883 | 261.6732 | 0.1963 | 127.249
2024-01-29 | 1 | 44.96 | 0.20094 | 134.6251 | 0.42219 | 262.0954 | 0.22125 | 127.4703
2024-01-29 | 1 | 46.94 | 0.20069 | 134.8258 | 0.42903 | 262.5244 | 0.22834 | 127.6986
2024-01-29 | 1 | 44.24 | 0.20292 | 135.0287 | 0.42358 | 262.948 | 0.22066 | 127.9193
2024-01-29 | 1 | 44.96 | 0.23191 | 135.2606 | 0.48725 | 263.4352 | 0.25535 | 128.1746
2024-01-29 | 1 | 38.66 | 0.33212 | 135.5927 | 0.65679 | 264.092 | 0.32467 | 128.4993
2024-01-29 | 1 | 36.32 | 0.3469 | 135.9396 | 0.66919 | 264.7612 | 0.3223 | 128.8216
2024-01-29 | 1 | 35.96 | 0.34339 | 136.283 | 0.65982 | 265.421 | 0.31643 | 129.138
2024-01-29 | 1 | 35.06 | 0.38901 | 136.672 | 0.74006 | 266.1611 | 0.35105 | 129.4891
2024-01-29 | 1 | 33.98 | 0.45554 | 137.1276 | 0.85608 | 267.0172 | 0.40054 | 129.8896
2024-01-29 | 1 | 33.98 | 0.47749 | 137.6051 | 0.89733 | 267.9145 | 0.41984 | 130.3094
2024-01-29 | 1 | 36.32 | 0.40249 | 138.0076 | 0.77643 | 268.6909 | 0.37394 | 130.6834
2024-01-29 | 1 | 37.04 | 0.36819 | 138.3757 | 0.71581 | 269.4068 | 0.34762 | 131.031
2024-01-29 | 1 | 37.04 | 0.36301 | 138.7388 | 0.70574 | 270.1125 | 0.34273 | 131.3737
2024-01-29 | 1 | 37.94 | 0.3204 | 139.0592 | 0.62887 | 270.7414 | 0.30847 | 131.6822
2024-01-29 | 1 | 33.98 | 0.39793 | 139.4571 | 0.74781 | 271.4892 | 0.34988 | 132.0321
2024-01-29 | 1 | 33.8 | 0.43973 | 139.8968 | 0.82467 | 272.3138 | 0.38493 | 132.417
2024-01-29 | 1 | 32 | 0.44168 | 140.3385 | 0.81098 | 273.1248 | 0.36929 | 132.7863
2024-01-29 | 1 | 28.94 | 0.45855 | 140.797 | 0.81058 | 273.9354 | 0.35203 | 133.1383
2024-01-29 | 1 | 28.94 | 0.47683 | 141.2739 | 0.84288 | 274.7783 | 0.36606 | 133.5044
2024-01-29 | 1 | 28.04 | 0.51907 | 141.793 | 0.90693 | 275.6852 | 0.38785 | 133.8922
2024-01-29 | 1 | 26.06 | 0.53258 | 142.3255 | 0.90621 | 276.5914 | 0.37363 | 134.2659
2024-01-29 | 1 | 23 | 0.56377 | 142.8893 | 0.91873 | 277.5101 | 0.35496 | 134.6208
2024-01-30 | 1 | 23 | 0.56433 | 143.4536 | 0.91964 | 278.4298 | 0.35531 | 134.9761
2024-01-30 | 1 | 19.94 | 0.59098 | 144.0446 | 0.91964 | 279.3494 | 0.32866 | 135.3048
2024-01-30 | 1 | 19.94 | 0.59098 | 144.6356 | 0.91964 | 280.2691 | 0.32866 | 135.6335
2024-01-30 | 1 | 17.96 | 0.60989 | 145.2455 | 0.91964 | 281.1887 | 0.30975 | 135.9432
2024-01-30 | 1 | 19.04 | 0.5994 | 145.8449 | 0.91964 | 282.1083 | 0.32024 | 136.2635
2024-01-30 | 1 | 19.04 | 0.5994 | 146.4443 | 0.91964 | 283.028 | 0.32024 | 136.5837
2024-01-30 | 1 | 19.04 | 0.5994 | 147.0437 | 0.91964 | 283.9476 | 0.32024 | 136.9039
2024-01-30 | 1 | 26.06 | 0.54047 | 147.5841 | 0.91964 | 284.8672 | 0.37917 | 137.2831
2024-01-30 | 1 | 33.08 | 0.4945 | 148.0786 | 0.91964 | 285.7869 | 0.42514 | 137.7083
2024-01-30 | 1 | 32.18 | 0.46667 | 148.5453 | 0.85871 | 286.6456 | 0.39203 | 138.1003
2024-01-30 | 1 | 34.16 | 0.38177 | 148.9271 | 0.71893 | 287.3645 | 0.33716 | 138.4374
2024-01-30 | 1 | 36.5 | 0.26047 | 149.1876 | 0.50345 | 287.868 | 0.24298 | 138.6804
2024-01-30 | 1 | 39.02 | 0.18446 | 149.372 | 0.36613 | 288.2341 | 0.18167 | 138.8621
2024-01-30 | 1 | 39.2 | 0.15315 | 149.5252 | 0.30455 | 288.5386 | 0.1514 | 139.0135
2024-01-30 | 1 | 39.56 | 0.14105 | 149.6662 | 0.28152 | 288.8202 | 0.14046 | 139.154
2024-01-30 | 1 | 41 | 0.10388 | 149.7701 | 0.21032 | 289.0305 | 0.10644 | 139.2604
2024-01-30 | 1 | 37.94 | 0.11013 | 149.8802 | 0.21617 | 289.2467 | 0.10603 | 139.3664
2024-01-30 | 1 | 35.96 | 0.14762 | 150.0278 | 0.28365 | 289.5303 | 0.13603 | 139.5025
2024-01-30 | 1 | 33.8 | 0.20151 | 150.2294 | 0.37791 | 289.9082 | 0.1764 | 139.6789
2024-01-30 | 1 | 32.9 | 0.2565 | 150.4859 | 0.47601 | 290.3842 | 0.21952 | 139.8984
2024-01-30 | 1 | 32.18 | 0.29164 | 150.7775 | 0.53663 | 290.9209 | 0.24499 | 140.1434
2024-01-30 | 1 | 28.04 | 0.36871 | 151.1462 | 0.64421 | 291.5651 | 0.2755 | 140.4189
2024-01-30 | 1 | 28.04 | 0.4286 | 151.5748 | 0.74886 | 292.3139 | 0.32025 | 140.7391
2024-01-30 | 1 | 24.98 | 0.5026 | 152.0774 | 0.84253 | 293.1565 | 0.33993 | 141.0791
2024-01-31 | 1 | 24.98 | 0.54509 | 152.6225 | 0.91377 | 294.0702 | 0.36867 | 141.4477
2024-01-31 | 1 | 26.06 | 0.54047 | 153.163 | 0.91964 | 294.9899 | 0.37917 | 141.8269
2024-01-31 | 1 | 24.08 | 0.55561 | 153.7186 | 0.91964 | 295.9095 | 0.36403 | 142.1909
2024-01-31 | 1 | 21.92 | 0.5734 | 154.292 | 0.91964 | 296.8291 | 0.34624 | 142.5372
2024-01-31 | 1 | 23 | 0.56433 | 154.8563 | 0.91964 | 297.7488 | 0.35531 | 142.8925
2024-01-31 | 1 | 21.92 | 0.5734 | 155.4297 | 0.91964 | 298.6684 | 0.34624 | 143.2387
2024-01-31 | 1 | 21.92 | 0.5734 | 156.0031 | 0.91964 | 299.5881 | 0.34624 | 143.585
2024-01-31 | 1 | 24.98 | 0.5486 | 156.5517 | 0.91964 | 300.5077 | 0.37104 | 143.956
2024-01-31 | 1 | 30.92 | 0.39758 | 156.9493 | 0.72049 | 301.2282 | 0.32291 | 144.2789
2024-01-31 | 1 | 35.96 | 0.23923 | 157.1885 | 0.45969 | 301.6879 | 0.22045 | 144.4994
2024-01-31 | 1 | 39.02 | 0.12495 | 157.3135 | 0.24801 | 301.9359 | 0.12306 | 144.6224
2024-01-31 | 1 | 44.06 | 0.056659 | 157.3701 | 0.11808 | 302.054 | 0.061421 | 144.6839
2024-01-31 | 1 | 44.06 | 0.028011 | 157.3981 | 0.058377 | 302.1123 | 0.030365 | 144.7142
2024-01-31 | 1 | 48.02 | 0.0024405 | 157.4006 | 0.0052651 | 302.1176 | 0.0028245 | 144.717
2024-01-31 | 1 | 50 | 0 | 157.4006 | 0 | 302.1176 | 0 | 144.717
2024-01-31 | 1 | 50 | 0 | 157.4006 | 0 | 302.1176 | 0 | 144.717
2024-01-31 | 1 | 46.94 | 0 | 157.4006 | 0 | 302.1176 | 0 | 144.717
2024-01-31 | 1 | 44.06 | 0 | 157.4006 | 0 | 302.1176 | 0 | 144.717
2024-01-31 | 1 | 41.36 | 0.028194 | 157.4288 | 0.057284 | 302.1749 | 0.02909 | 144.7461
2024-01-31 | 1 | 39.2 | 0.098569 | 157.5273 | 0.19601 | 302.3709 | 0.09744 | 144.8436
2024-01-31 | 1 | 37.22 | 0.15316 | 157.6805 | 0.29833 | 302.6692 | 0.14517 | 144.9887
2024-01-31 | 1 | 40.64 | 0.18053 | 157.861 | 0.36421 | 303.0334 | 0.18368 | 145.1724
2024-01-31 | 1 | 45.5 | 0.18119 | 158.0422 | 0.38252 | 303.416 | 0.20133 | 145.3738
2024-01-31 | 1 | 50.9 | 0.16745 | 158.2097 | 0.36976 | 303.7857 | 0.20231 | 145.5761
2024-02-01 | 2 | 56.3 | 0.14087 | 158.3505 | 0.32375 | 304.1095 | 0.18288 | 145.7589
2024-02-01 | 2 | 56.48 | 0.12108 | 158.4716 | 0.27863 | 304.3881 | 0.15755 | 145.9165
2024-02-01 | 2 | 56.48 | 0.11003 | 158.5816 | 0.2532 | 304.6413 | 0.14317 | 146.0597
2024-02-01 | 2 | 56.12 | 0.099614 | 158.6812 | 0.22865 | 304.8699 | 0.12903 | 146.1887
2024-02-01 | 2 | 56.66 | 0.084454 | 158.7657 | 0.19458 | 305.0645 | 0.11013 | 146.2988
2024-02-01 | 2 | 57.74 | 0.063999 | 158.8297 | 0.14856 | 305.2131 | 0.08456 | 146.3834
2024-02-01 | 2 | 55.94 | 0.064069 | 158.8938 | 0.14687 | 305.36 | 0.082805 | 146.4662
2024-02-01 | 2 | 59 | 0.060167 | 158.9539 | 0.14086 | 305.5008 | 0.080691 | 146.5469
2024-02-01 | 2 | 60.08 | 0.05015 | 159.0041 | 0.11825 | 305.6191 | 0.068101 | 146.615
2024-02-01 | 2 | 62.06 | 0.03197 | 159.0361 | 0.076355 | 305.6954 | 0.044385 | 146.6594
2024-02-01 | 2 | 64.04 | 0.017395 | 159.0535 | 0.042067 | 305.7375 | 0.024671 | 146.684
2024-02-01 | 2 | 64.94 | 0.004059 | 159.0575 | 0.0098704 | 305.7474 | 0.0058114 | 146.6898
2024-02-01 | 2 | 64.94 | 0 | 159.0575 | 0 | 305.7474 | 0 | 146.6898
2024-02-01 | 2 | 71.06 | 0 | 159.0575 | 0 | 305.7474 | 0 | 146.6898
2024-02-01 | 2 | 71.06 | 0 | 159.0575 | 0 | 305.7474 | 0 | 146.6898
2024-02-01 | 2 | 71.06 | 0 | 159.0575 | 0 | 305.7474 | 0 | 146.6898
2024-02-01 | 2 | 68 | 0 | 159.0575 | 0 | 305.7474 | 0 | 146.6898
2024-02-01 | 2 | 60.08 | 0 | 159.0575 | 0 | 305.7474 | 0 | 146.6898
2024-02-01 | 2 | 60.08 | 0 | 159.0575 | 0 | 305.7474 | 0 | 146.6898
2024-02-01 | 2 | 55.94 | 0 | 159.0575 | 0 | 305.7474 | 0 | 146.6898
2024-02-01 | 2 | 61.88 | 0 | 159.0575 | 0 | 305.7474 | 0 | 146.6898
2024-02-01 | 2 | 51.98 | 0.0056874 | 159.0632 | 0.012664 | 305.76 | 0.0069766 | 146.6968
2024-02-01 | 2 | 53.06 | 0.036599 | 159.0998 | 0.082162 | 305.8422 | 0.045563 | 146.7424
2024-02-01 | 2 | 53.96 | 0.050765 | 159.1506 | 0.11473 | 305.9569 | 0.063962 | 146.8063
2024-02-02 | 2 | 53.96 | 0.065631 | 159.2162 | 0.14832 | 306.1052 | 0.082693 | 146.889
2024-02-02 | 2 | 53.06 | 0.079716 | 159.2959 | 0.17896 | 306.2842 | 0.099242 | 146.9883
2024-02-02 | 2 | 53.96 | 0.085019 | 159.3809 | 0.19214 | 306.4763 | 0.10712 | 147.0954
2024-02-02 | 2 | 55.04 | 0.081432 | 159.4624 | 0.18548 | 306.6618 | 0.10405 | 147.1995
2024-02-02 | 2 | 55.94 | 0.07503 | 159.5374 | 0.172 | 306.8338 | 0.096971 | 147.2964
2024-02-02 | 2 | 55.94 | 0.066815 | 159.6042 | 0.15317 | 306.987 | 0.086354 | 147.3828
2024-02-02 | 2 | 55.94 | 0.060376 | 159.6646 | 0.13841 | 307.1254 | 0.078032 | 147.4608
2024-02-02 | 2 | 57.92 | 0.053095 | 159.7177 | 0.1234 | 307.2488 | 0.070304 | 147.5311
2024-02-02 | 2 | 59 | 0.039466 | 159.7571 | 0.092395 | 307.3412 | 0.052929 | 147.584
2024-02-02 | 2 | 60.08 | 0.016275 | 159.7734 | 0.038377 | 307.3796 | 0.022101 | 147.6061
2024-02-02 | 2 | 66.02 | 0 | 159.7734 | 0 | 307.3796 | 0 | 147.6061
2024-02-02 | 2 | 71.06 | 0 | 159.7734 | 0 | 307.3796 | 0 | 147.6061
2024-02-02 | 2 | 71.06 | 0 | 159.7734 | 0 | 307.3796 | 0 | 147.6061
2024-02-02 | 2 | 75.02 | 0 | 159.7734 | 0 | 307.3796 | 0 | 147.6061
2024-02-02 | 2 | 75.02 | 0 | 159.7734 | 0 | 307.3796 | 0 | 147.6061
2024-02-02 | 2 | 73.94 | 0 | 159.7734 | 0 | 307.3796 | 0 | 147.6061
2024-02-02 | 2 | 73.04 | 0 | 159.7734 | 0 | 307.3796 | 0 | 147.6061
2024-02-02 | 2 | 71.96 | 0 | 159.7734 | 0 | 307.3796 | 0 | 147.6061
2024-02-02 | 2 | 71.96 | 0 | 159.7734 | 0 | 307.3796 | 0 | 147.6061
2024-02-02 | 2 | 64.94 | 0 | 159.7734 | 0 | 307.3796 | 0 | 147.6061
2024-02-02 | 2 | 66.02 | 0 | 159.7734 | 0 | 307.3796 | 0 | 147.6061
2024-02-02 | 2 | 64.94 | 0 | 159.7734 | 0 | 307.3796 | 0 | 147.6061
2024-02-02 | 2 | 64.04 | 0 | 159.7734 | 0 | 307.3796 | 0 | 147.6061
2024-02-02 | 2 | 64.04 | 0.01437 | 159.7878 | 0.03475 | 307.4143 | 0.02038 | 147.6265
2024-02-03 | 2 | 64.04 | 0.025666 | 159.8135 | 0.062068 | 307.4764 | 0.036401 | 147.6629
2024-02-03 | 2 | 64.94 | 0.032391 | 159.8458 | 0.078767 | 307.5551 | 0.046376 | 147.7093
2024-02-03 | 2 | 66.92 | 0.032418 | 159.8783 | 0.079787 | 307.6349 | 0.047369 | 147.7567
2024-02-03 | 2 | 66.02 | 0.034292 | 159.9126 | 0.083941 | 307.7189 | 0.049649 | 147.8063
2024-02-03 | 2 | 64.04 | 0.037186 | 159.9497 | 0.089926 | 307.8088 | 0.05274 | 147.8591
2024-02-03 | 2 | 63.5 | 0.02584 | 159.9756 | 0.062279 | 307.8711 | 0.036439 | 147.8955
2024-02-03 | 2 | 55.04 | 0.044819 | 160.0204 | 0.10209 | 307.9732 | 0.057269 | 147.9528
2024-02-03 | 2 | 53.06 | 0.076957 | 160.0974 | 0.17276 | 308.1459 | 0.095807 | 148.0486
2024-02-03 | 2 | 53.96 | 0.091668 | 160.189 | 0.20717 | 308.3531 | 0.1155 | 148.1641
2024-02-03 | 2 | 53.96 | 0.091149 | 160.2802 | 0.20599 | 308.5591 | 0.11484 | 148.2789
2024-02-03 | 2 | 57.02 | 0.070738 | 160.3509 | 0.16339 | 308.7225 | 0.092654 | 148.3716
2024-02-03 | 2 | 59 | 0.033126 | 160.384 | 0.077553 | 308.8 | 0.044427 | 148.416
2024-02-03 | 2 | 60.98 | 0.0027151 | 160.3868 | 0.0064398 | 308.8065 | 0.0037247 | 148.4197
2024-02-03 | 2 | 60.98 | 0 | 160.3868 | 0 | 308.8065 | 0 | 148.4197
2024-02-03 | 2 | 62.96 | 0 | 160.3868 | 0 | 308.8065 | 0 | 148.4197
2024-02-03 | 2 | 60.98 | 0.017335 | 160.4041 | 0.041116 | 308.8476 | 0.023781 | 148.4435
2024-02-03 | 2 | 60.08 | 0.029072 | 160.4332 | 0.06855 | 308.9161 | 0.039478 | 148.483
2024-02-03 | 2 | 57.02 | 0.037545 | 160.4707 | 0.086721 | 309.0029 | 0.049176 | 148.5322
2024-02-03 | 2 | 57.02 | 0.040894 | 160.5116 | 0.094456 | 309.0973 | 0.053563 | 148.5857
2024-02-03 | 2 | 55.94 | 0.042808 | 160.5544 | 0.098135 | 309.1955 | 0.055327 | 148.641
2024-02-03 | 2 | 53.96 | 0.070785 | 160.6252 | 0.15997 | 309.3554 | 0.089187 | 148.7302
2024-02-03 | 2 | 51.98 | 0.076762 | 160.702 | 0.17092 | 309.5264 | 0.094162 | 148.8244
2024-02-03 | 2 | 48.92 | 0.099666 | 160.8016 | 0.21662 | 309.743 | 0.11695 | 148.9413
2024-02-03 | 2 | 48.02 | 0.15157 | 160.9532 | 0.32699 | 310.07 | 0.17542 | 149.1168
2024-02-04 | 2 | 48.02 | 0.19123 | 161.1444 | 0.41254 | 310.4825 | 0.22131 | 149.3381
2024-02-04 | 2 | 46.94 | 0.1912 | 161.3356 | 0.40873 | 310.8912 | 0.21753 | 149.5556
2024-02-04 | 2 | 45.14 | 0.20973 | 161.5453 | 0.44136 | 311.3326 | 0.23163 | 149.7872
2024-02-04 | 2 | 39.92 | 0.28151 | 161.8269 | 0.56389 | 311.8965 | 0.28238 | 150.0696
2024-02-04 | 2 | 39.02 | 0.32542 | 162.1523 | 0.64592 | 312.5424 | 0.3205 | 150.3901
2024-02-04 | 2 | 37.94 | 0.33018 | 162.4825 | 0.64808 | 313.1905 | 0.3179 | 150.708
2024-02-04 | 2 | 37.94 | 0.33249 | 162.8149 | 0.6526 | 313.8431 | 0.32011 | 151.0281
2024-02-04 | 2 | 39.02 | 0.34662 | 163.1616 | 0.688 | 314.5311 | 0.34138 | 151.3695
2024-02-04 | 2 | 38.84 | 0.31961 | 163.4812 | 0.63323 | 315.1643 | 0.31361 | 151.6831
2024-02-04 | 2 | 44.96 | 0.20274 | 163.6839 | 0.42598 | 315.5903 | 0.22323 | 151.9064
2024-02-04 | 2 | 46.04 | 0.11983 | 163.8038 | 0.25419 | 315.8445 | 0.13436 | 152.0407
2024-02-04 | 2 | 48.02 | 0.077967 | 163.8817 | 0.1682 | 316.0127 | 0.090234 | 152.131
2024-02-04 | 2 | 48.02 | 0.053572 | 163.9353 | 0.11557 | 316.1283 | 0.062001 | 152.193
2024-02-04 | 2 | 50 | 0.045997 | 163.9813 | 0.10085 | 316.2291 | 0.05485 | 152.2478
2024-02-04 | 2 | 51.08 | 0.012614 | 163.9939 | 0.027892 | 316.257 | 0.015278 | 152.2631
2024-02-04 | 2 | 50 | 0 | 163.9939 | 0 | 316.257 | 0 | 152.2631
2024-02-04 | 2 | 46.94 | 0 | 163.9939 | 0 | 316.257 | 0 | 152.2631
2024-02-04 | 2 | 44.06 | 0.046345 | 164.0403 | 0.096586 | 316.3536 | 0.050241 | 152.3133
2024-02-04 | 2 | 44.06 | 0.12163 | 164.1619 | 0.25347 | 316.6071 | 0.13185 | 152.4452
2024-02-04 | 2 | 42.8 | 0.17769 | 164.3396 | 0.36603 | 316.9731 | 0.18833 | 152.6335
2024-02-04 | 2 | 41.18 | 0.23113 | 164.5707 | 0.46877 | 317.4418 | 0.23764 | 152.8712
2024-02-04 | 2 | 37.04 | 0.29768 | 164.8684 | 0.57873 | 318.0206 | 0.28105 | 153.1522
2024-02-04 | 2 | 35.96 | 0.34459 | 165.213 | 0.66213 | 318.6827 | 0.31754 | 153.4697
2024-02-04 | 2 | 35.06 | 0.36088 | 165.5738 | 0.68654 | 319.3693 | 0.32566 | 153.7954
2024-02-05 | 2 | 35.06 | 0.38111 | 165.955 | 0.72503 | 320.0943 | 0.34392 | 154.1393
2024-02-05 | 2 | 33.98 | 0.40968 | 166.3646 | 0.7699 | 320.8642 | 0.36022 | 154.4995
2024-02-05 | 2 | 33.26 | 0.46204 | 166.8267 | 0.86108 | 321.7253 | 0.39905 | 154.8986
2024-02-05 | 2 | 30.92 | 0.50748 | 167.3342 | 0.91964 | 322.6449 | 0.41216 | 155.3108
2024-02-05 | 2 | 30.02 | 0.51317 | 167.8473 | 0.91964 | 323.5645 | 0.40647 | 155.7172
2024-02-05 | 2 | 30.02 | 0.51317 | 168.3605 | 0.91964 | 324.4842 | 0.40647 | 156.1237
2024-02-05 | 2 | 30.02 | 0.51317 | 168.8737 | 0.91964 | 325.4038 | 0.40647 | 156.5302
2024-02-05 | 2 | 33.08 | 0.48911 | 169.3628 | 0.90963 | 326.3135 | 0.42052 | 156.9507
2024-02-05 | 2 | 35.96 | 0.40536 | 169.7681 | 0.77889 | 327.0923 | 0.37354 | 157.3242
2024-02-05 | 2 | 37.76 | 0.32869 | 170.0968 | 0.64393 | 327.7363 | 0.31524 | 157.6394
2024-02-05 | 2 | 42.98 | 0.20329 | 170.3001 | 0.41947 | 328.1557 | 0.21617 | 157.8556
2024-02-05 | 2 | 44.96 | 0.12958 | 170.4297 | 0.27227 | 328.428 | 0.14268 | 157.9983
2024-02-05 | 2 | 44.96 | 0.10661 | 170.5363 | 0.22398 | 328.652 | 0.11738 | 158.1157
2024-02-05 | 2 | 48.02 | 0.053461 | 170.5898 | 0.11533 | 328.7673 | 0.061872 | 158.1776
2024-02-05 | 2 | 48.02 | 0.0079441 | 170.5977 | 0.017138 | 328.7845 | 0.009194 | 158.1867
2024-02-05 | 2 | 48.02 | 0.021392 | 170.6191 | 0.04615 | 328.8306 | 0.024758 | 158.2115
2024-02-05 | 2 | 44.96 | 0.040412 | 170.6595 | 0.084908 | 328.9155 | 0.044496 | 158.256
2024-02-05 | 2 | 44.6 | 0.034946 | 170.6945 | 0.073187 | 328.9887 | 0.038241 | 158.2942
2024-02-05 | 2 | 41 | 0.082271 | 170.7767 | 0.16657 | 329.1553 | 0.084298 | 158.3785
2024-02-05 | 2 | 40.28 | 0.1257 | 170.9024 | 0.2527 | 329.408 | 0.127 | 158.5055
2024-02-05 | 2 | 38.12 | 0.17487 | 171.0773 | 0.34387 | 329.7519 | 0.16901 | 158.6745
2024-02-05 | 2 | 33.98 | 0.24832 | 171.3256 | 0.46666 | 330.2185 | 0.21834 | 158.8929
2024-02-05 | 2 | 33.26 | 0.30972 | 171.6354 | 0.57722 | 330.7957 | 0.2675 | 159.1604
2024-02-05 | 2 | 32.72 | 0.34973 | 171.9851 | 0.64767 | 331.4434 | 0.29794 | 159.4583
2024-02-06 | 2 | 33.08 | 0.37188 | 172.357 | 0.69161 | 332.135 | 0.31973 | 159.778
2024-02-06 | 2 | 32.36 | 0.39104 | 172.748 | 0.72109 | 332.8561 | 0.33005 | 160.1081
2024-02-06 | 2 | 28.04 | 0.44975 | 173.1978 | 0.7858 | 333.6419 | 0.33605 | 160.4441
2024-02-06 | 2 | 26.06 | 0.51421 | 173.712 | 0.87496 | 334.5169 | 0.36075 | 160.8049
2024-02-06 | 2 | 26.06 | 0.53022 | 174.2422 | 0.90219 | 335.4191 | 0.37198 | 161.1769
2024-02-06 | 2 | 26.06 | 0.52183 | 174.764 | 0.88791 | 336.307 | 0.36609 | 161.543
2024-02-06 | 2 | 26.06 | 0.52175 | 175.2858 | 0.88779 | 337.1948 | 0.36604 | 161.909
2024-02-06 | 2 | 30.02 | 0.4642 | 175.75 | 0.83188 | 338.0266 | 0.36768 | 162.2767
2024-02-06 | 2 | 33.98 | 0.32048 | 176.0705 | 0.60227 | 338.6289 | 0.28179 | 162.5585
2024-02-06 | 2 | 38.48 | 0.19809 | 176.2685 | 0.391 | 339.0199 | 0.19291 | 162.7514
2024-02-06 | 2 | 42.98 | 0.10939 | 176.3779 | 0.22572 | 339.2456 | 0.11633 | 162.8677
2024-02-06 | 2 | 46.94 | 0.049761 | 176.4277 | 0.10638 | 339.352 | 0.056615 | 162.9243
2024-02-06 | 2 | 48.38 | 0.01633 | 176.444 | 0.035335 | 339.3874 | 0.019005 | 162.9433
2024-02-06 | 2 | 50 | 0 | 176.444 | 0 | 339.3874 | 0 | 162.9433
2024-02-06 | 2 | 48.74 | 0 | 176.444 | 0 | 339.3874 | 0 | 162.9433
2024-02-06 | 2 | 47.48 | 0 | 176.444 | 0 | 339.3874 | 0 | 162.9433
2024-02-06 | 2 | 46.22 | 0 | 176.444 | 0 | 339.3874 | 0 | 162.9433
2024-02-06 | 2 | 44.96 | 0.013308 | 176.4573 | 0.027962 | 339.4153 | 0.014653 | 162.958
2024-02-06 | 2 | 44.96 | 0.062718 | 176.5201 | 0.13178 | 339.5471 | 0.069057 | 163.027
2024-02-06 | 2 | 43.88 | 0.10064 | 176.6207 | 0.20939 | 339.7565 | 0.10875 | 163.1358
2024-02-06 | 2 | 40.64 | 0.15049 | 176.7712 | 0.30361 | 340.0601 | 0.15312 | 163.2889
2024-02-06 | 2 | 36.68 | 0.21968 | 176.9909 | 0.42544 | 340.4855 | 0.20576 | 163.4947
2024-02-06 | 2 | 35.6 | 0.27926 | 177.2701 | 0.53448 | 341.02 | 0.25522 | 163.7499
2024-02-06 | 2 | 33.98 | 0.32809 | 177.5982 | 0.61657 | 341.6366 | 0.28848 | 164.0384
2024-02-07 | 2 | 33.08 | 0.36821 | 177.9664 | 0.68478 | 342.3214 | 0.31657 | 164.3549
2024-02-07 | 2 | 32.36 | 0.38918 | 178.3556 | 0.71765 | 343.039 | 0.32847 | 164.6834
2024-02-07 | 2 | 32.18 | 0.40108 | 178.7567 | 0.73801 | 343.777 | 0.33693 | 165.0203
2024-02-07 | 2 | 28.04 | 0.45709 | 179.2138 | 0.79862 | 344.5756 | 0.34154 | 165.3619
2024-02-07 | 2 | 26.96 | 0.49655 | 179.7103 | 0.85525 | 345.4309 | 0.3587 | 165.7206
2024-02-07 | 2 | 24.98 | 0.53089 | 180.2412 | 0.88995 | 346.3208 | 0.35907 | 166.0796
2024-02-07 | 2 | 24.98 | 0.54174 | 180.7829 | 0.90814 | 347.229 | 0.36641 | 166.446
2024-02-07 | 2 | 32 | 0.43609 | 181.219 | 0.8007 | 348.0297 | 0.36461 | 166.8107
2024-02-07 | 2 | 33.8 | 0.28625 | 181.5053 | 0.53683 | 348.5665 | 0.25058 | 167.0612
2024-02-07 | 2 | 44.24 | 0.16744 | 181.6727 | 0.34953 | 348.916 | 0.18209 | 167.2433
2024-02-07 | 2 | 51.98 | 0.091671 | 181.7644 | 0.20412 | 349.1202 | 0.11245 | 167.3558
2024-02-07 | 2 | 53.96 | 0.037193 | 181.8016 | 0.084055 | 349.2042 | 0.046862 | 167.4026
2024-02-07 | 2 | 53.96 | 0.0079597 | 181.8096 | 0.017989 | 349.2222 | 0.010029 | 167.4127
2024-02-07 | 2 | 55.94 | 0 | 181.8096 | 0 | 349.2222 | 0 | 167.4127
2024-02-07 | 2 | 57.92 | 0 | 181.8096 | 0 | 349.2222 | 0 | 167.4127
2024-02-07 | 2 | 55.94 | 0 | 181.8096 | 0 | 349.2222 | 0 | 167.4127
2024-02-07 | 2 | 53.06 | 0 | 181.8096 | 0 | 349.2222 | 0 | 167.4127
2024-02-07 | 2 | 48.02 | 0 | 181.8096 | 0 | 349.2222 | 0 | 167.4127
2024-02-07 | 2 | 48.02 | 0 | 181.8096 | 0 | 349.2222 | 0 | 167.4127
2024-02-07 | 2 | 47.84 | 0.040316 | 181.8499 | 0.086845 | 349.3091 | 0.046529 | 167.4592
2024-02-07 | 2 | 46.4 | 0.073247 | 181.9231 | 0.15586 | 349.4649 | 0.082612 | 167.5418
2024-02-07 | 2 | 41.72 | 0.12973 | 182.0528 | 0.2645 | 349.7294 | 0.13477 | 167.6766
2024-02-07 | 2 | 40.64 | 0.1862 | 182.239 | 0.37565 | 350.1051 | 0.18945 | 167.866
2024-02-07 | 2 | 40.46 | 0.2237 | 182.4627 | 0.45052 | 350.5556 | 0.22681 | 168.0928
2024-02-08 | 2 | 39.56 | 0.25528 | 182.718 | 0.50949 | 351.0651 | 0.25421 | 168.347
2024-02-08 | 2 | 39.02 | 0.28581 | 183.0038 | 0.5673 | 351.6324 | 0.28149 | 168.6285
2024-02-08 | 2 | 39.02 | 0.29277 | 183.2966 | 0.58111 | 352.2135 | 0.28834 | 168.9169
2024-02-08 | 2 | 38.48 | 0.29683 | 183.5934 | 0.58591 | 352.7994 | 0.28908 | 169.206
2024-02-08 | 2 | 38.12 | 0.29857 | 183.892 | 0.58714 | 353.3865 | 0.28857 | 169.4945
2024-02-08 | 2 | 38.3 | 0.28814 | 184.1802 | 0.56769 | 353.9542 | 0.27955 | 169.7741
2024-02-08 | 2 | 38.84 | 0.27658 | 184.4567 | 0.54798 | 354.5022 | 0.27139 | 170.0455
2024-02-08 | 2 | 37.94 | 0.28537 | 184.7421 | 0.56013 | 355.0623 | 0.27475 | 170.3202
2024-02-08 | 2 | 42.08 | 0.22705 | 184.9692 | 0.46451 | 355.5269 | 0.23747 | 170.5577
2024-02-08 | 2 | 48.92 | 0.12423 | 185.0934 | 0.27001 | 355.7969 | 0.14578 | 170.7035
2024-02-08 | 2 | 51.08 | 0.050915 | 185.1443 | 0.11258 | 355.9095 | 0.06167 | 170.7651
2024-02-08 | 2 | 50 | 0.035242 | 185.1796 | 0.077267 | 355.9867 | 0.042025 | 170.8072
2024-02-08 | 2 | 50 | 0.037758 | 185.2173 | 0.082784 | 356.0695 | 0.045026 | 170.8522
2024-02-08 | 2 | 48.02 | 0.035595 | 185.2529 | 0.076791 | 356.1463 | 0.041195 | 170.8934
2024-02-08 | 2 | 48.02 | 0.031222 | 185.2841 | 0.067357 | 356.2137 | 0.036134 | 170.9295
2024-02-08 | 2 | 44.96 | 0.054877 | 185.339 | 0.1153 | 356.329 | 0.060423 | 170.9899
2024-02-08 | 2 | 44.06 | 0.059586 | 185.3986 | 0.12418 | 356.4531 | 0.064594 | 171.0545
2024-02-08 | 2 | 42.98 | 0.10751 | 185.5061 | 0.22183 | 356.675 | 0.11432 | 171.1689
2024-02-08 | 2 | 42.98 | 0.17805 | 185.6842 | 0.36739 | 357.0424 | 0.18933 | 171.3582
2024-02-08 | 2 | 41 | 0.18692 | 185.8711 | 0.37845 | 357.4208 | 0.19153 | 171.5497
2024-02-08 | 2 | 37.94 | 0.23173 | 186.1028 | 0.45484 | 357.8756 | 0.22311 | 171.7728
2024-02-08 | 2 | 37.94 | 0.32111 | 186.4239 | 0.63028 | 358.5059 | 0.30916 | 172.082
2024-02-08 | 2 | 35.96 | 0.35039 | 186.7743 | 0.67327 | 359.1792 | 0.32288 | 172.4049
2024-02-08 | 2 | 35.96 | 0.35625 | 187.1306 | 0.68454 | 359.8637 | 0.32829 | 172.7332
2024-02-09 | 2 | 34.88 | 0.38655 | 187.5171 | 0.7339 | 360.5976 | 0.34735 | 173.0805
2024-02-09 | 2 | 34.88 | 0.41703 | 187.9342 | 0.79177 | 361.3894 | 0.37474 | 173.4552
2024-02-09 | 2 | 33.98 | 0.44049 | 188.3746 | 0.82779 | 362.2172 | 0.3873 | 173.8426
2024-02-09 | 2 | 32.54 | 0.46584 | 188.8405 | 0.86085 | 363.078 | 0.39501 | 174.2376
2024-02-09 | 2 | 32.72 | 0.47737 | 189.3178 | 0.88404 | 363.9621 | 0.40667 | 174.6442
2024-02-09 | 2 | 32.18 | 0.46913 | 189.787 | 0.86323 | 364.8253 | 0.3941 | 175.0383
2024-02-09 | 2 | 32 | 0.44495 | 190.2319 | 0.81697 | 365.6423 | 0.37202 | 175.4104
2024-02-09 | 2 | 32 | 0.40371 | 190.6356 | 0.74125 | 366.3835 | 0.33754 | 175.7479
2024-02-09 | 2 | 30.02 | 0.37491 | 191.0105 | 0.67186 | 367.0554 | 0.29695 | 176.0448
2024-02-09 | 2 | 30.92 | 0.37758 | 191.3881 | 0.68425 | 367.7396 | 0.30667 | 176.3515
2024-02-09 | 2 | 32.18 | 0.38379 | 191.7719 | 0.70619 | 368.4458 | 0.3224 | 176.6739
2024-02-09 | 2 | 32.72 | 0.39982 | 192.1717 | 0.74044 | 369.1863 | 0.34061 | 177.0145
2024-02-09 | 2 | 33.08 | 0.34536 | 192.5171 | 0.64228 | 369.8285 | 0.29692 | 177.3114
2024-02-09 | 2 | 33.26 | 0.32157 | 192.8387 | 0.59929 | 370.4278 | 0.27773 | 177.5892
2024-02-09 | 2 | 32.36 | 0.32967 | 193.1683 | 0.60791 | 371.0357 | 0.27824 | 177.8674
2024-02-09 | 2 | 32.36 | 0.34237 | 193.5107 | 0.63134 | 371.6671 | 0.28897 | 178.1564
2024-02-09 | 2 | 30.92 | 0.3434 | 193.8541 | 0.6223 | 372.2894 | 0.2789 | 178.4353
2024-02-09 | 2 | 30.02 | 0.37872 | 194.2328 | 0.67869 | 372.9681 | 0.29997 | 178.7353
2024-02-09 | 2 | 30.02 | 0.43539 | 194.6682 | 0.78025 | 373.7483 | 0.34486 | 179.0801
2024-02-09 | 2 | 29.12 | 0.48014 | 195.1484 | 0.8507 | 374.599 | 0.37056 | 179.4507
2024-02-09 | 2 | 28.04 | 0.494 | 195.6424 | 0.86311 | 375.4621 | 0.36911 | 179.8198
2024-02-09 | 2 | 28.04 | 0.512 | 196.1544 | 0.89457 | 376.3567 | 0.38257 | 180.2024
2024-02-09 | 2 | 26.96 | 0.53393 | 196.6883 | 0.91964 | 377.2764 | 0.38571 | 180.5881
2024-02-09 | 2 | 26.96 | 0.53393 | 197.2222 | 0.91964 | 378.196 | 0.38571 | 180.9738
2024-02-10 | 2 | 26.96 | 0.53393 | 197.7561 | 0.91964 | 379.1156 | 0.38571 | 181.3595
2024-02-10 | 2 | 24.98 | 0.5486 | 198.3047 | 0.91964 | 380.0353 | 0.37104 | 181.7305
2024-02-10 | 2 | 24.08 | 0.55561 | 198.8604 | 0.91964 | 380.9549 | 0.36403 | 182.0946
2024-02-10 | 2 | 23.54 | 0.55993 | 199.4203 | 0.91964 | 381.8745 | 0.35971 | 182.4543
2024-02-10 | 2 | 23 | 0.56433 | 199.9846 | 0.91964 | 382.7942 | 0.35531 | 182.8096
2024-02-10 | 2 | 21.02 | 0.58123 | 200.5658 | 0.91964 | 383.7138 | 0.33841 | 183.148
2024-02-10 | 2 | 21.92 | 0.5734 | 201.1392 | 0.91964 | 384.6335 | 0.34624 | 183.4942
2024-02-10 | 2 | 23.9 | 0.55704 | 201.6963 | 0.91964 | 385.5531 | 0.3626 | 183.8568
2024-02-10 | 2 | 25.88 | 0.51747 | 202.2137 | 0.87833 | 386.4314 | 0.36087 | 184.2177
2024-02-10 | 2 | 28.04 | 0.39041 | 202.6041 | 0.68212 | 387.1136 | 0.29171 | 184.5094
2024-02-10 | 2 | 30.02 | 0.32485 | 202.929 | 0.58214 | 387.6957 | 0.2573 | 184.7667
2024-02-10 | 2 | 32 | 0.26968 | 203.1987 | 0.49515 | 388.1908 | 0.22548 | 184.9922
2024-02-10 | 2 | 33.26 | 0.22298 | 203.4216 | 0.41556 | 388.6064 | 0.19258 | 185.1848
2024-02-10 | 2 | 34.52 | 0.21362 | 203.6353 | 0.40393 | 389.0103 | 0.19031 | 185.3751
2024-02-10 | 2 | 35.06 | 0.19112 | 203.8264 | 0.3636 | 389.3739 | 0.17247 | 185.5475
2024-02-10 | 2 | 36.5 | 0.1705 | 203.9969 | 0.32956 | 389.7035 | 0.15905 | 185.7066
2024-02-10 | 2 | 35.6 | 0.1741 | 204.171 | 0.3332 | 390.0367 | 0.15911 | 185.8657
2024-02-10 | 2 | 34.16 | 0.1981 | 204.3691 | 0.37306 | 390.4097 | 0.17495 | 186.0407
2024-02-10 | 2 | 34.16 | 0.23491 | 204.604 | 0.44237 | 390.8521 | 0.20746 | 186.2481
2024-02-10 | 2 | 34.16 | 0.26557 | 204.8696 | 0.50011 | 391.3522 | 0.23454 | 186.4826
2024-02-10 | 2 | 33.44 | 0.29327 | 205.1628 | 0.5477 | 391.8999 | 0.25443 | 186.7371
2024-02-10 | 2 | 32 | 0.32321 | 205.486 | 0.59344 | 392.4934 | 0.27023 | 187.0073
2024-02-10 | 2 | 32 | 0.35133 | 205.8374 | 0.64508 | 393.1384 | 0.29375 | 187.3011
2024-02-10 | 2 | 32 | 0.37275 | 206.2101 | 0.68441 | 393.8229 | 0.31166 | 187.6127
2024-02-11 | 2 | 32 | 0.39343 | 206.6036 | 0.72237 | 394.5452 | 0.32894 | 187.9417
2024-02-11 | 2 | 31.28 | 0.41567 | 207.0192 | 0.7566 | 395.3018 | 0.34093 | 188.2826
2024-02-11 | 2 | 31.46 | 0.4267 | 207.4459 | 0.77838 | 396.0802 | 0.35168 | 188.6343
2024-02-11 | 2 | 30.38 | 0.44302 | 207.8889 | 0.79749 | 396.8777 | 0.35447 | 188.9887
2024-02-11 | 2 | 30.38 | 0.44923 | 208.3382 | 0.80867 | 397.6864 | 0.35944 | 189.3482
2024-02-11 | 2 | 28.94 | 0.4632 | 208.8014 | 0.8188 | 398.5052 | 0.3556 | 189.7038
2024-02-11 | 2 | 29.12 | 0.46311 | 209.2645 | 0.82053 | 399.3257 | 0.35742 | 190.0612
2024-02-11 | 2 | 30.2 | 0.42293 | 209.6874 | 0.75962 | 400.0853 | 0.33669 | 190.3979
2024-02-11 | 2 | 33.98 | 0.28663 | 209.9741 | 0.53865 | 400.624 | 0.25202 | 190.6499
2024-02-11 | 2 | 37.76 | 0.17516 | 210.1492 | 0.34315 | 400.9671 | 0.16799 | 190.8179
2024-02-11 | 2 | 44.06 | 0.098357 | 210.2476 | 0.20498 | 401.1721 | 0.10662 | 190.9245
2024-02-11 | 2 | 46.94 | 0.049885 | 210.2975 | 0.10664 | 401.2787 | 0.056757 | 190.9813
2024-02-11 | 2 | 46.94 | 0.021543 | 210.319 | 0.046053 | 401.3248 | 0.02451 | 191.0058
2024-02-11 | 2 | 50 | 0 | 210.319 | 0 | 401.3248 | 0 | 191.0058
2024-02-11 | 2 | 51.08 | 0 | 210.319 | 0 | 401.3248 | 0 | 191.0058
2024-02-11 | 2 | 51.98 | 0 | 210.319 | 0 | 401.3248 | 0 | 191.0058
2024-02-11 | 2 | 48.92 | 0 | 210.319 | 0 | 401.3248 | 0 | 191.0058
2024-02-11 | 2 | 48.56 | 0 | 210.319 | 0 | 401.3248 | 0 | 191.0058
2024-02-11 | 2 | 44.06 | 0.021024 | 210.34 | 0.043816 | 401.3686 | 0.022792 | 191.0286
2024-02-11 | 2 | 44.96 | 0.077721 | 210.4177 | 0.1633 | 401.5319 | 0.085576 | 191.1142
2024-02-11 | 2 | 42.08 | 0.1126 | 210.5303 | 0.23036 | 401.7623 | 0.11776 | 191.2319
2024-02-11 | 2 | 38.66 | 0.17869 | 210.709 | 0.35337 | 402.1156 | 0.17468 | 191.4066
2024-02-11 | 2 | 37.04 | 0.23204 | 210.9411 | 0.45111 | 402.5667 | 0.21907 | 191.6257
2024-02-11 | 2 | 36.14 | 0.27781 | 211.2189 | 0.53487 | 403.1016 | 0.25706 | 191.8827
2024-02-12 | 2 | 35.78 | 0.31853 | 211.5374 | 0.61085 | 403.7125 | 0.29232 | 192.1751
2024-02-12 | 2 | 35.42 | 0.32798 | 211.8654 | 0.62646 | 404.3389 | 0.29849 | 192.4735
2024-02-12 | 2 | 35.06 | 0.34606 | 212.2114 | 0.65835 | 404.9973 | 0.31229 | 192.7858
2024-02-12 | 2 | 34.7 | 0.34847 | 212.5599 | 0.66026 | 405.6575 | 0.31179 | 193.0976
2024-02-12 | 2 | 35.06 | 0.34722 | 212.9071 | 0.66056 | 406.3181 | 0.31334 | 193.411
2024-02-12 | 2 | 35.06 | 0.3603 | 213.2674 | 0.68545 | 407.0035 | 0.32514 | 193.7361
2024-02-12 | 2 | 35.06 | 0.35286 | 213.6203 | 0.67128 | 407.6748 | 0.31842 | 194.0545
2024-02-12 | 2 | 35.96 | 0.31696 | 213.9373 | 0.60905 | 408.2839 | 0.29208 | 194.3466
2024-02-12 | 2 | 37.22 | 0.23199 | 214.1692 | 0.45188 | 408.7358 | 0.2199 | 194.5665
2024-02-12 | 2 | 42.08 | 0.13281 | 214.3021 | 0.27171 | 409.0075 | 0.1389 | 194.7054
2024-02-12 | 2 | 51.08 | 0.04505 | 214.3471 | 0.099617 | 409.1071 | 0.054567 | 194.76
2024-02-12 | 2 | 55.94 | 0.001959 | 214.3491 | 0.0044908 | 409.1116 | 0.0025318 | 194.7625
2024-02-12 | 2 | 55.94 | 0 | 214.3491 | 0 | 409.1116 | 0 | 194.7625
2024-02-12 | 2 | 57.92 | 0 | 214.3491 | 0 | 409.1116 | 0 | 194.7625
2024-02-12 | 2 | 59 | 0 | 214.3491 | 0 | 409.1116 | 0 | 194.7625
2024-02-12 | 2 | 57.92 | 0 | 214.3491 | 0 | 409.1116 | 0 | 194.7625
2024-02-12 | 2 | 55.04 | 0 | 214.3491 | 0 | 409.1116 | 0 | 194.7625
2024-02-12 | 2 | 51.08 | 0 | 214.3491 | 0 | 409.1116 | 0 | 194.7625
2024-02-12 | 2 | 51.08 | 0.0032919 | 214.3524 | 0.0072793 | 409.1189 | 0.0039873 | 194.7665
2024-02-12 | 2 | 46.04 | 0.073701 | 214.4261 | 0.15633 | 409.2752 | 0.082633 | 194.8491
2024-02-12 | 2 | 42.98 | 0.13742 | 214.5635 | 0.28354 | 409.5587 | 0.14612 | 194.9953
2024-02-12 | 2 | 41 | 0.19587 | 214.7593 | 0.39656 | 409.9553 | 0.20069 | 195.1959
2024-02-12 | 2 | 40.1 | 0.27753 | 215.0369 | 0.55692 | 410.5122 | 0.27939 | 195.4753
2024-02-12 | 2 | 37.94 | 0.30615 | 215.343 | 0.60091 | 411.1131 | 0.29476 | 195.7701
2024-02-13 | 2 | 35.96 | 0.32583 | 215.6689 | 0.62609 | 411.7392 | 0.30026 | 196.0703
2024-02-13 | 2 | 36.5 | 0.35761 | 216.0265 | 0.6912 | 412.4304 | 0.3336 | 196.4039
2024-02-13 | 2 | 35.24 | 0.39436 | 216.4208 | 0.75176 | 413.1822 | 0.35739 | 196.7613
2024-02-13 | 2 | 32.54 | 0.46255 | 216.8834 | 0.85478 | 414.037 | 0.39223 | 197.1536
2024-02-13 | 2 | 28.94 | 0.5189 | 217.4023 | 0.91726 | 414.9542 | 0.39836 | 197.5519
2024-02-13 | 2 | 28.94 | 0.52025 | 217.9225 | 0.91964 | 415.8738 | 0.39939 | 197.9513
2024-02-13 | 2 | 28.94 | 0.52025 | 218.4428 | 0.91964 | 416.7935 | 0.39939 | 198.3507
2024-02-13 | 2 | 28.04 | 0.52635 | 218.9691 | 0.91964 | 417.7131 | 0.39329 | 198.744
2024-02-13 | 2 | 30.92 | 0.50748 | 219.4766 | 0.91964 | 418.6328 | 0.41216 | 199.1562
2024-02-13 | 2 | 32.36 | 0.49396 | 219.9706 | 0.91087 | 419.5436 | 0.41691 | 199.5731
2024-02-13 | 2 | 33.62 | 0.39309 | 220.3637 | 0.73566 | 420.2793 | 0.34257 | 199.9156
2024-02-13 | 2 | 37.04 | 0.26219 | 220.6259 | 0.50973 | 420.789 | 0.24754 | 200.1632
2024-02-13 | 2 | 37.04 | 0.20261 | 220.8285 | 0.39391 | 421.1829 | 0.19129 | 200.3545
2024-02-13 | 2 | 38.48 | 0.14147 | 220.9699 | 0.27924 | 421.4622 | 0.13777 | 200.4922
2024-02-13 | 2 | 39.56 | 0.072227 | 221.0422 | 0.14415 | 421.6063 | 0.071926 | 200.5642
2024-02-13 | 2 | 39.92 | 0.063792 | 221.1059 | 0.12778 | 421.7341 | 0.063988 | 200.6282
2024-02-13 | 2 | 37.94 | 0.11537 | 221.2213 | 0.22645 | 421.9606 | 0.11108 | 200.7392
2024-02-13 | 2 | 37.22 | 0.15167 | 221.373 | 0.29543 | 422.256 | 0.14376 | 200.883
2024-02-13 | 2 | 35.06 | 0.20006 | 221.5731 | 0.38061 | 422.6366 | 0.18054 | 201.0635
2024-02-13 | 2 | 33.44 | 0.24903 | 221.8221 | 0.46508 | 423.1017 | 0.21605 | 201.2796
2024-02-13 | 2 | 32.36 | 0.30751 | 222.1296 | 0.56705 | 423.6687 | 0.25954 | 201.5391
2024-02-13 | 2 | 28.04 | 0.40769 | 222.5373 | 0.71232 | 424.381 | 0.30463 | 201.8438
2024-02-13 | 2 | 28.04 | 0.49948 | 223.0368 | 0.8727 | 425.2537 | 0.37321 | 202.217
2024-02-13 | 2 | 26.96 | 0.52307 | 223.5598 | 0.90094 | 426.1547 | 0.37787 | 202.5948
2024-02-14 | 2 | 26.96 | 0.5187 | 224.0785 | 0.89341 | 427.0481 | 0.37471 | 202.9695
2024-02-14 | 2 | 26.06 | 0.54002 | 224.6186 | 0.91888 | 427.967 | 0.37886 | 203.3484
2024-02-14 | 2 | 26.96 | 0.53393 | 225.1525 | 0.91964 | 428.8866 | 0.38571 | 203.7341
2024-02-14 | 2 | 26.96 | 0.53393 | 225.6864 | 0.91964 | 429.8062 | 0.38571 | 204.1198
2024-02-14 | 2 | 26.06 | 0.54047 | 226.2269 | 0.91964 | 430.7259 | 0.37917 | 204.499
2024-02-14 | 2 | 24.98 | 0.5486 | 226.7755 | 0.91964 | 431.6455 | 0.37104 | 204.87
2024-02-14 | 2 | 24.98 | 0.5486 | 227.3241 | 0.91964 | 432.5652 | 0.37104 | 205.2411
2024-02-14 | 2 | 28.94 | 0.50419 | 227.8283 | 0.89126 | 433.4564 | 0.38707 | 205.6281
2024-02-14 | 2 | 33.98 | 0.38332 | 228.2116 | 0.72035 | 434.1768 | 0.33704 | 205.9652
2024-02-14 | 2 | 35.06 | 0.38152 | 228.5931 | 0.72582 | 434.9026 | 0.34429 | 206.3095
2024-02-14 | 2 | 36.68 | 0.31338 | 228.9065 | 0.60689 | 435.5095 | 0.29352 | 206.603
2024-02-14 | 2 | 38.12 | 0.23594 | 229.1424 | 0.46396 | 435.9735 | 0.22803 | 206.831
2024-02-14 | 2 | 39.38 | 0.21502 | 229.3575 | 0.42836 | 436.4018 | 0.21334 | 207.0444
2024-02-14 | 2 | 41.18 | 0.1916 | 229.5491 | 0.3886 | 436.7904 | 0.197 | 207.2414
2024-02-14 | 2 | 42.62 | 0.20475 | 229.7538 | 0.42104 | 437.2115 | 0.21629 | 207.4577
2024-02-14 | 2 | 46.04 | 0.19385 | 229.9477 | 0.4112 | 437.6227 | 0.21735 | 207.675
2024-02-14 | 2 | 43.16 | 0.19678 | 230.1444 | 0.40671 | 438.0294 | 0.20993 | 207.8849
2024-02-14 | 2 | 46.04 | 0.20828 | 230.3527 | 0.4418 | 438.4712 | 0.23352 | 208.1185
2024-02-14 | 2 | 46.04 | 0.20926 | 230.562 | 0.44389 | 438.9151 | 0.23463 | 208.3531
2024-02-14 | 2 | 44.06 | 0.2286 | 230.7906 | 0.47641 | 439.3915 | 0.24781 | 208.6009
2024-02-14 | 2 | 42.08 | 0.22118 | 231.0118 | 0.45252 | 439.844 | 0.23133 | 208.8322
2024-02-14 | 2 | 39.92 | 0.23536 | 231.2471 | 0.47144 | 440.3154 | 0.23608 | 209.0683
2024-02-14 | 2 | 40.28 | 0.26932 | 231.5164 | 0.54142 | 440.8568 | 0.2721 | 209.3404
2024-02-14 | 2 | 40.46 | 0.2977 | 231.8141 | 0.59955 | 441.4564 | 0.30184 | 209.6422
2024-02-15 | 2 | 40.1 | 0.3207 | 232.1348 | 0.64354 | 442.0999 | 0.32284 | 209.9651
2024-02-15 | 2 | 39.74 | 0.32268 | 232.4575 | 0.64519 | 442.7451 | 0.32251 | 210.2876
2024-02-15 | 2 | 39.56 | 0.33067 | 232.7882 | 0.65997 | 443.4051 | 0.32929 | 210.6169
2024-02-15 | 2 | 38.66 | 0.33602 | 233.1242 | 0.6645 | 444.0696 | 0.32848 | 210.9454
2024-02-15 | 2 | 37.4 | 0.33986 | 233.4641 | 0.66327 | 444.7329 | 0.32342 | 211.2688
2024-02-15 | 2 | 37.4 | 0.35008 | 233.8142 | 0.68323 | 445.4161 | 0.33315 | 211.6019
2024-02-15 | 2 | 37.22 | 0.35739 | 234.1715 | 0.69616 | 446.1122 | 0.33877 | 211.9407
2024-02-15 | 2 | 37.04 | 0.36811 | 234.5397 | 0.71566 | 446.8279 | 0.34755 | 212.2882
2024-02-15 | 2 | 38.12 | 0.35315 | 234.8928 | 0.69447 | 447.5224 | 0.34132 | 212.6296
2024-02-15 | 2 | 39.56 | 0.35004 | 235.2428 | 0.69861 | 448.221 | 0.34858 | 212.9781
2024-02-15 | 2 | 39.02 | 0.28599 | 235.5288 | 0.56765 | 448.7886 | 0.28167 | 213.2598
2024-02-15 | 2 | 41.9 | 0.20472 | 235.7336 | 0.41812 | 449.2068 | 0.2134 | 213.4732
2024-02-15 | 2 | 42.8 | 0.17969 | 235.9132 | 0.37014 | 449.5769 | 0.19045 | 213.6636
2024-02-15 | 2 | 44.06 | 0.16749 | 236.0807 | 0.34906 | 449.926 | 0.18157 | 213.8452
2024-02-15 | 2 | 45.5 | 0.15956 | 236.2403 | 0.33686 | 450.2628 | 0.1773 | 214.0225
2024-02-15 | 2 | 47.84 | 0.15043 | 236.3907 | 0.32405 | 450.5869 | 0.17361 | 214.1961
2024-02-15 | 2 | 41 | 0.18635 | 236.5771 | 0.37728 | 450.9641 | 0.19094 | 214.3871
2024-02-15 | 2 | 43.34 | 0.22786 | 236.8049 | 0.47173 | 451.4359 | 0.24387 | 214.6309
2024-02-15 | 2 | 44.78 | 0.22652 | 237.0315 | 0.47517 | 451.9111 | 0.24865 | 214.8796
2024-02-15 | 2 | 45.32 | 0.19392 | 237.2254 | 0.40875 | 452.3198 | 0.21483 | 215.0944
2024-02-15 | 2 | 47.12 | 0.17565 | 237.401 | 0.37608 | 452.6959 | 0.20043 | 215.2948
2024-02-15 | 2 | 49.64 | 0.16186 | 237.5629 | 0.35385 | 453.0497 | 0.19199 | 215.4868
2024-02-15 | 2 | 50.72 | 0.1481 | 237.711 | 0.32656 | 453.3763 | 0.17846 | 215.6653
2024-02-15 | 2 | 46.04 | 0.17493 | 237.8859 | 0.37107 | 453.7474 | 0.19614 | 215.8614
2024-02-16 | 2 | 42.44 | 0.19935 | 238.0853 | 0.40925 | 454.1566 | 0.2099 | 216.0713
2024-02-16 | 2 | 39.92 | 0.23663 | 238.3219 | 0.474 | 454.6306 | 0.23736 | 216.3087
2024-02-16 | 2 | 41 | 0.28392 | 238.6058 | 0.57483 | 455.2054 | 0.29091 | 216.5996
2024-02-16 | 2 | 41.9 | 0.26692 | 238.8728 | 0.54514 | 455.7506 | 0.27822 | 216.8778
2024-02-16 | 2 | 40.46 | 0.26417 | 239.1369 | 0.532 | 456.2826 | 0.26784 | 217.1457
2024-02-16 | 2 | 40.28 | 0.26643 | 239.4033 | 0.53561 | 456.8182 | 0.26918 | 217.4148
2024-02-16 | 2 | 39.74 | 0.26883 | 239.6722 | 0.5375 | 457.3557 | 0.26868 | 217.6835
2024-02-16 | 2 | 39.38 | 0.26134 | 239.9335 | 0.52065 | 457.8763 | 0.2593 | 217.9428
2024-02-16 | 2 | 41.36 | 0.25269 | 240.1862 | 0.5134 | 458.3897 | 0.26071 | 218.2035
2024-02-16 | 2 | 46.94 | 0.21079 | 240.397 | 0.45061 | 458.8404 | 0.23982 | 218.4434
2024-02-16 | 2 | 48.92 | 0.17276 | 240.5698 | 0.37549 | 459.2158 | 0.20273 | 218.6461
2024-02-16 | 2 | 51.08 | 0.14824 | 240.718 | 0.32781 | 459.5437 | 0.17956 | 218.8256
2024-02-16 | 2 | 51.08 | 0.12737 | 240.8454 | 0.28164 | 459.8253 | 0.15427 | 218.9799
2024-02-16 | 2 | 53.96 | 0.087489 | 240.9329 | 0.19772 | 460.023 | 0.11023 | 219.0902
2024-02-16 | 2 | 55.04 | 0.046817 | 240.9797 | 0.10664 | 460.1296 | 0.059822 | 219.15
2024-02-16 | 2 | 55.76 | 0.036272 | 241.0159 | 0.083045 | 460.2127 | 0.046773 | 219.1967
2024-02-16 | 2 | 54.68 | 0.033338 | 241.0493 | 0.07574 | 460.2884 | 0.042402 | 219.2391
2024-02-16 | 2 | 51.62 | 0.039227 | 241.0885 | 0.087105 | 460.3755 | 0.047878 | 219.287
2024-02-16 | 2 | 50.9 | 0.048848 | 241.1374 | 0.10786 | 460.4834 | 0.059015 | 219.346
2024-02-16 | 2 | 45.86 | 0.072555 | 241.2099 | 0.15366 | 460.6371 | 0.081107 | 219.4271
2024-02-16 | 2 | 45.68 | 0.097916 | 241.3078 | 0.20705 | 460.8441 | 0.10913 | 219.5363
2024-02-16 | 2 | 44.6 | 0.12146 | 241.4293 | 0.25438 | 461.0985 | 0.13291 | 219.6692
2024-02-16 | 2 | 47.3 | 0.1324 | 241.5617 | 0.2839 | 461.3824 | 0.1515 | 219.8207
2024-02-16 | 2 | 46.04 | 0.14757 | 241.7093 | 0.31302 | 461.6954 | 0.16545 | 219.9861
2024-02-17 | 2 | 46.04 | 0.16155 | 241.8708 | 0.34268 | 462.0381 | 0.18113 | 220.1673
2024-02-17 | 2 | 45.86 | 0.16927 | 242.0401 | 0.35848 | 462.3966 | 0.18922 | 220.3565
2024-02-17 | 2 | 45.32 | 0.17915 | 242.2192 | 0.37762 | 462.7742 | 0.19847 | 220.555
2024-02-17 | 2 | 44.6 | 0.1844 | 242.4036 | 0.38618 | 463.1604 | 0.20178 | 220.7567
2024-02-17 | 2 | 42.08 | 0.19693 | 242.6006 | 0.4029 | 463.5633 | 0.20597 | 220.9627
2024-02-17 | 2 | 41.9 | 0.20178 | 242.8023 | 0.41211 | 463.9754 | 0.21033 | 221.173
2024-02-17 | 2 | 41.9 | 0.20029 | 243.0026 | 0.40907 | 464.3845 | 0.20878 | 221.3818
2024-02-17 | 2 | 41.72 | 0.18912 | 243.1918 | 0.38558 | 464.77 | 0.19646 | 221.5783
2024-02-17 | 2 | 44.24 | 0.16931 | 243.3611 | 0.35343 | 465.1235 | 0.18412 | 221.7624
2024-02-17 | 2 | 43.7 | 0.15275 | 243.5138 | 0.31729 | 465.4408 | 0.16454 | 221.9269
2024-02-17 | 2 | 44.6 | 0.1316 | 243.6454 | 0.27561 | 465.7164 | 0.14401 | 222.071
2024-02-17 | 2 | 42.98 | 0.11937 | 243.7648 | 0.2463 | 465.9627 | 0.12693 | 222.1979
2024-02-17 | 2 | 44.06 | 0.10336 | 243.8681 | 0.21541 | 466.1781 | 0.11205 | 222.3099
2024-02-17 | 2 | 46.04 | 0.086757 | 243.9549 | 0.18403 | 466.3621 | 0.097271 | 222.4072
2024-02-17 | 2 | 46.04 | 0.060255 | 244.0152 | 0.12781 | 466.4899 | 0.067558 | 222.4748
2024-02-17 | 2 | 46.94 | 0.021109 | 244.0363 | 0.045127 | 466.535 | 0.024017 | 222.4988
2024-02-17 | 2 | 46.04 | 0 | 244.0363 | 0 | 466.535 | 0 | 222.4988
2024-02-17 | 2 | 46.76 | 0.0085245 | 244.0448 | 0.018195 | 466.5532 | 0.0096706 | 222.5085
2024-02-17 | 2 | 42.98 | 0.057719 | 244.1025 | 0.1191 | 466.6723 | 0.061377 | 222.5698
2024-02-17 | 2 | 44.24 | 0.089649 | 244.1922 | 0.18714 | 466.8595 | 0.09749 | 222.6673
2024-02-17 | 2 | 42.62 | 0.12064 | 244.3128 | 0.24808 | 467.1076 | 0.12744 | 222.7948
2024-02-17 | 2 | 39.2 | 0.17455 | 244.4873 | 0.3471 | 467.4547 | 0.17255 | 222.9673
2024-02-17 | 2 | 37.76 | 0.23083 | 244.7182 | 0.45221 | 467.9069 | 0.22138 | 223.1887
2024-02-17 | 2 | 35.96 | 0.28112 | 244.9993 | 0.54018 | 468.4471 | 0.25905 | 223.4477
2024-02-18 | 2 | 35.06 | 0.3207 | 245.32 | 0.61011 | 469.0572 | 0.28941 | 223.7372
2024-02-18 | 2 | 34.16 | 0.35559 | 245.6756 | 0.66962 | 469.7268 | 0.31403 | 224.0512
2024-02-18 | 2 | 33.8 | 0.3741 | 246.0497 | 0.70157 | 470.4284 | 0.32748 | 224.3787
2024-02-18 | 2 | 33.26 | 0.39777 | 246.4475 | 0.74131 | 471.1697 | 0.34354 | 224.7222
2024-02-18 | 2 | 28.94 | 0.44671 | 246.8942 | 0.78965 | 471.9593 | 0.34294 | 225.0651
2024-02-18 | 2 | 28.94 | 0.45346 | 247.3476 | 0.80158 | 472.7609 | 0.34812 | 225.4133
2024-02-18 | 2 | 28.94 | 0.45194 | 247.7996 | 0.79889 | 473.5598 | 0.34695 | 225.7602
2024-02-18 | 2 | 35.96 | 0.34638 | 248.1459 | 0.66556 | 474.2253 | 0.31919 | 226.0794
2024-02-18 | 2 | 35.24 | 0.2439 | 248.3898 | 0.46493 | 474.6903 | 0.22103 | 226.3004
2024-02-18 | 2 | 46.04 | 0.12345 | 248.5133 | 0.26187 | 474.9521 | 0.13842 | 226.4388
2024-02-18 | 2 | 50 | 0.034025 | 248.5473 | 0.074599 | 475.0267 | 0.040574 | 226.4794
2024-02-18 | 2 | 53.06 | 0.0020958 | 248.5494 | 0.0047051 | 475.0314 | 0.0026092 | 226.482
2024-02-18 | 2 | 55.94 | 0 | 248.5494 | 0 | 475.0314 | 0 | 226.482
2024-02-18 | 2 | 57.92 | 0 | 248.5494 | 0 | 475.0314 | 0 | 226.482
2024-02-18 | 2 | 59 | 0 | 248.5494 | 0 | 475.0314 | 0 | 226.482
2024-02-18 | 2 | 59 | 0 | 248.5494 | 0 | 475.0314 | 0 | 226.482
2024-02-18 | 2 | 59 | 0 | 248.5494 | 0 | 475.0314 | 0 | 226.482
2024-02-18 | 2 | 51.98 | 0 | 248.5494 | 0 | 475.0314 | 0 | 226.482
2024-02-18 | 2 | 51.98 | 0 | 248.5494 | 0 | 475.0314 | 0 | 226.482
2024-02-18 | 2 | 53.42 | 0 | 248.5494 | 0 | 475.0314 | 0 | 226.482
2024-02-18 | 2 | 50.9 | 0.0094414 | 248.5589 | 0.020848 | 475.0523 | 0.011406 | 226.4934
2024-02-18 | 2 | 46.94 | 0.059943 | 248.6188 | 0.12814 | 475.1804 | 0.0682 | 226.5616
2024-02-18 | 2 | 45.32 | 0.10989 | 248.7287 | 0.23164 | 475.4121 | 0.12174 | 226.6834
2024-02-18 | 2 | 43.88 | 0.15587 | 248.8846 | 0.32431 | 475.7364 | 0.16844 | 226.8518
2024-02-19 | 2 | 44.06 | 0.18619 | 249.0708 | 0.38802 | 476.1244 | 0.20184 | 227.0537
2024-02-19 | 2 | 43.52 | 0.2091 | 249.2799 | 0.43363 | 476.558 | 0.22452 | 227.2782
2024-02-19 | 2 | 43.34 | 0.22082 | 249.5007 | 0.45716 | 477.0152 | 0.23634 | 227.5145
2024-02-19 | 2 | 44.78 | 0.21723 | 249.7179 | 0.45569 | 477.4709 | 0.23845 | 227.753
2024-02-19 | 2 | 40.46 | 0.24171 | 249.9596 | 0.48678 | 477.9577 | 0.24507 | 227.998
2024-02-19 | 2 | 40.46 | 0.25278 | 250.2124 | 0.50907 | 478.4667 | 0.25629 | 228.2543
2024-02-19 | 2 | 40.46 | 0.25051 | 250.4629 | 0.50451 | 478.9712 | 0.25399 | 228.5083
2024-02-19 | 2 | 40.64 | 0.23498 | 250.6979 | 0.47407 | 479.4453 | 0.23909 | 228.7474
2024-02-19 | 2 | 45.14 | 0.17716 | 250.8751 | 0.37282 | 479.8181 | 0.19566 | 228.9431
2024-02-19 | 2 | 53.96 | 0.10561 | 250.9807 | 0.23868 | 480.0568 | 0.13307 | 229.0761
2024-02-19 | 2 | 60.08 | 0.032148 | 251.0128 | 0.075804 | 480.1326 | 0.043656 | 229.1198
2024-02-19 | 2 | 62.06 | 0 | 251.0128 | 0 | 480.1326 | 0 | 229.1198
2024-02-19 | 2 | 62.06 | 0 | 251.0128 | 0 | 480.1326 | 0 | 229.1198
2024-02-19 | 2 | 66.02 | 0 | 251.0128 | 0 | 480.1326 | 0 | 229.1198
2024-02-19 | 2 | 66.92 | 0 | 251.0128 | 0 | 480.1326 | 0 | 229.1198
2024-02-19 | 2 | 66.92 | 0 | 251.0128 | 0 | 480.1326 | 0 | 229.1198
2024-02-19 | 2 | 64.94 | 0 | 251.0128 | 0 | 480.1326 | 0 | 229.1198
2024-02-19 | 2 | 60.08 | 0 | 251.0128 | 0 | 480.1326 | 0 | 229.1198
2024-02-19 | 2 | 60.08 | 0 | 251.0128 | 0 | 480.1326 | 0 | 229.1198
2024-02-19 | 2 | 53.06 | 0 | 251.0128 | 0 | 480.1326 | 0 | 229.1198
2024-02-19 | 2 | 57.56 | 0 | 251.0128 | 0 | 480.1326 | 0 | 229.1198
2024-02-19 | 2 | 54.32 | 0.014035 | 251.0269 | 0.031802 | 480.1644 | 0.017767 | 229.1376
2024-02-19 | 2 | 53.06 | 0.048676 | 251.0755 | 0.10928 | 480.2737 | 0.060599 | 229.1982
2024-02-19 | 2 | 52.34 | 0.079247 | 251.1548 | 0.17694 | 480.4506 | 0.097695 | 229.2959
2024-02-20 | 2 | 52.16 | 0.10094 | 251.2557 | 0.22508 | 480.6757 | 0.12413 | 229.42
2024-02-20 | 2 | 48.92 | 0.12791 | 251.3836 | 0.278 | 480.9537 | 0.15009 | 229.5701
2024-02-20 | 2 | 50 | 0.13662 | 251.5202 | 0.29953 | 481.2532 | 0.16291 | 229.733
2024-02-20 | 2 | 50 | 0.14085 | 251.6611 | 0.30881 | 481.5621 | 0.16796 | 229.901
2024-02-20 | 2 | 50 | 0.14343 | 251.8045 | 0.31447 | 481.8765 | 0.17104 | 230.072
2024-02-20 | 2 | 50 | 0.12929 | 251.9338 | 0.28346 | 482.16 | 0.15417 | 230.2262
2024-02-20 | 2 | 50 | 0.11898 | 252.0528 | 0.26085 | 482.4208 | 0.14188 | 230.368
2024-02-20 | 2 | 53.06 | 0.09825 | 252.151 | 0.22057 | 482.6414 | 0.12232 | 230.4904
2024-02-20 | 2 | 55.04 | 0.07989 | 252.2309 | 0.18197 | 482.8234 | 0.10208 | 230.5924
2024-02-20 | 2 | 57.92 | 0.060037 | 252.291 | 0.13953 | 482.9629 | 0.079497 | 230.6719
2024-02-20 | 2 | 59 | 0.041863 | 252.3328 | 0.098006 | 483.0609 | 0.056143 | 230.7281
2024-02-20 | 2 | 60.98 | 0.028927 | 252.3618 | 0.068611 | 483.1295 | 0.039683 | 230.7678
2024-02-20 | 2 | 60.98 | 0.018567 | 252.3803 | 0.044037 | 483.1736 | 0.02547 | 230.7932
2024-02-20 | 2 | 64.04 | 0.0048503 | 252.3852 | 0.011729 | 483.1853 | 0.0068791 | 230.8001
2024-02-20 | 2 | 64.04 | 0 | 252.3852 | 0 | 483.1853 | 0 | 230.8001
2024-02-20 | 2 | 64.94 | 0 | 252.3852 | 0 | 483.1853 | 0 | 230.8001
2024-02-20 | 2 | 64.04 | 0 | 252.3852 | 0 | 483.1853 | 0 | 230.8001
2024-02-20 | 2 | 57.92 | 0 | 252.3852 | 0 | 483.1853 | 0 | 230.8001
2024-02-20 | 2 | 57.92 | 0 | 252.3852 | 0 | 483.1853 | 0 | 230.8001
2024-02-20 | 2 | 55.04 | 0.0014129 | 252.3866 | 0.0032183 | 483.1885 | 0.0018054 | 230.8019
2024-02-20 | 2 | 55.04 | 0.016913 | 252.4035 | 0.038523 | 483.227 | 0.02161 | 230.8235
2024-02-20 | 2 | 53.06 | 0.032508 | 252.436 | 0.072979 | 483.3 | 0.040471 | 230.864
2024-02-20 | 2 | 51.08 | 0.061976 | 252.498 | 0.13704 | 483.4371 | 0.075068 | 230.9391
2024-02-20 | 2 | 51.98 | 0.082219 | 252.5802 | 0.18307 | 483.6201 | 0.10086 | 231.0399
2024-02-21 | 2 | 51.98 | 0.095566 | 252.6758 | 0.21279 | 483.8329 | 0.11723 | 231.1572
2024-02-21 | 2 | 51.98 | 0.10406 | 252.7798 | 0.23171 | 484.0646 | 0.12765 | 231.2848
2024-02-21 | 2 | 51.08 | 0.11163 | 252.8915 | 0.24684 | 484.3115 | 0.13521 | 231.42
2024-02-21 | 2 | 51.08 | 0.11559 | 253.007 | 0.2556 | 484.5671 | 0.14001 | 231.56
2024-02-21 | 2 | 51.08 | 0.11507 | 253.1221 | 0.25445 | 484.8215 | 0.13938 | 231.6994
2024-02-21 | 2 | 51.08 | 0.11459 | 253.2367 | 0.25339 | 485.0749 | 0.1388 | 231.8382
2024-02-21 | 2 | 51.08 | 0.12314 | 253.3598 | 0.27229 | 485.3472 | 0.14915 | 231.9873
2024-02-21 | 2 | 55.04 | 0.10674 | 253.4666 | 0.24312 | 485.5903 | 0.13639 | 232.1237
2024-02-21 | 2 | 55.94 | 0.08891 | 253.5555 | 0.20382 | 485.7941 | 0.11491 | 232.2386
2024-02-21 | 2 | 60.98 | 0.064835 | 253.6203 | 0.15378 | 485.9479 | 0.088942 | 232.3276
2024-02-21 | 2 | 62.96 | 0.042939 | 253.6633 | 0.10314 | 486.0511 | 0.0602 | 232.3878
2024-02-21 | 2 | 64.04 | 0.029589 | 253.6929 | 0.071553 | 486.1226 | 0.041965 | 232.4298
2024-02-21 | 2 | 64.04 | 0.02207 | 253.7149 | 0.053371 | 486.176 | 0.031301 | 232.4611
2024-02-21 | 2 | 60.98 | 0.020008 | 253.7349 | 0.047457 | 486.2234 | 0.027448 | 232.4885
2024-02-21 | 2 | 62.06 | 0.015522 | 253.7505 | 0.037071 | 486.2605 | 0.02155 | 232.5101
2024-02-21 | 2 | 60.98 | 0.011194 | 253.7617 | 0.02655 | 486.2871 | 0.015356 | 232.5254
2024-02-21 | 2 | 60.98 | 0.015606 | 253.7773 | 0.037015 | 486.3241 | 0.021409 | 232.5468
2024-02-21 | 2 | 60.98 | 0.0098114 | 253.7871 | 0.023271 | 486.3473 | 0.013459 | 232.5603
2024-02-21 | 2 | 60.98 | 0 | 253.7871 | 0 | 486.3473 | 0 | 232.5603
2024-02-21 | 2 | 60.08 | 0.0032849 | 253.7904 | 0.0077456 | 486.3551 | 0.0044607 | 232.5647
2024-02-21 | 2 | 60.08 | 0.0065541 | 253.7969 | 0.015454 | 486.3705 | 0.0089001 | 232.5736
2024-02-21 | 2 | 60.08 | 0.009477 | 253.8064 | 0.022346 | 486.3929 | 0.012869 | 232.5865
2024-02-21 | 2 | 59 | 0.017185 | 253.8236 | 0.040231 | 486.4331 | 0.023047 | 232.6096
2024-02-21 | 2 | 59 | 0.027222 | 253.8508 | 0.063731 | 486.4969 | 0.036509 | 232.6461
2024-02-22 | 2 | 59 | 0.034524 | 253.8853 | 0.080825 | 486.5777 | 0.046301 | 232.6924
2024-02-22 | 2 | 57.92 | 0.043412 | 253.9287 | 0.1009 | 486.6786 | 0.057483 | 232.7498
2024-02-22 | 2 | 60.08 | 0.042667 | 253.9714 | 0.10061 | 486.7792 | 0.057939 | 232.8078
2024-02-22 | 2 | 57.92 | 0.044367 | 254.0158 | 0.10312 | 486.8823 | 0.058748 | 232.8665
2024-02-22 | 2 | 57.02 | 0.049515 | 254.0653 | 0.11437 | 486.9967 | 0.064855 | 232.9314
2024-02-22 | 2 | 57.02 | 0.04736 | 254.1126 | 0.10939 | 487.1061 | 0.062033 | 232.9934
2024-02-22 | 2 | 57.02 | 0.04992 | 254.1626 | 0.1153 | 487.2214 | 0.065385 | 233.0588
2024-02-22 | 2 | 57.02 | 0.049242 | 254.2118 | 0.11374 | 487.3351 | 0.064498 | 233.1233
2024-02-22 | 2 | 57.92 | 0.047427 | 254.2592 | 0.11023 | 487.4453 | 0.0628 | 233.1861
2024-02-22 | 2 | 62.06 | 0.032412 | 254.2916 | 0.07741 | 487.5227 | 0.044999 | 233.2311
2024-02-22 | 2 | 62.06 | 0.015465 | 254.3071 | 0.036936 | 487.5597 | 0.021471 | 233.2526
2024-02-22 | 2 | 62.06 | 0.0047417 | 254.3118 | 0.011325 | 487.571 | 0.006583 | 233.2592
2024-02-22 | 2 | 60.98 | 0 | 254.3118 | 0 | 487.571 | 0 | 233.2592
2024-02-22 | 2 | 59 | 0 | 254.3118 | 0 | 487.571 | 0 | 233.2592
2024-02-22 | 2 | 60.08 | 0 | 254.3118 | 0 | 487.571 | 0 | 233.2592
2024-02-22 | 2 | 59 | 0 | 254.3118 | 0 | 487.571 | 0 | 233.2592
2024-02-22 | 2 | 57.92 | 0.0060076 | 254.3179 | 0.013962 | 487.585 | 0.0079549 | 233.2671
2024-02-22 | 2 | 57.92 | 0.012799 | 254.3307 | 0.029748 | 487.6147 | 0.016948 | 233.2841
2024-02-22 | 2 | 57.02 | 0.014979 | 254.3456 | 0.034599 | 487.6493 | 0.01962 | 233.3037
2024-02-22 | 2 | 57.02 | 0.022628 | 254.3683 | 0.052266 | 487.7016 | 0.029638 | 233.3333
2024-02-22 | 2 | 55.94 | 0.033318 | 254.4016 | 0.076378 | 487.778 | 0.043061 | 233.3764
2024-02-22 | 2 | 55.94 | 0.043548 | 254.4451 | 0.099831 | 487.8778 | 0.056283 | 233.4327
2024-02-22 | 2 | 57.02 | 0.052062 | 254.4972 | 0.12025 | 487.998 | 0.068191 | 233.5009
2024-02-22 | 2 | 57.02 | 0.060133 | 254.5573 | 0.1389 | 488.1369 | 0.078763 | 233.5796
2024-02-23 | 2 | 57.02 | 0.067966 | 254.6253 | 0.15699 | 488.2939 | 0.089022 | 233.6686
2024-02-23 | 2 | 57.02 | 0.072301 | 254.6976 | 0.167 | 488.4609 | 0.094701 | 233.7633
2024-02-23 | 2 | 57.02 | 0.074228 | 254.7718 | 0.17145 | 488.6324 | 0.097224 | 233.8606
2024-02-23 | 2 | 57.02 | 0.075561 | 254.8474 | 0.17453 | 488.8069 | 0.09897 | 233.9595
2024-02-23 | 2 | 57.02 | 0.071714 | 254.9191 | 0.16565 | 488.9726 | 0.093932 | 234.0535
2024-02-23 | 2 | 57.02 | 0.058766 | 254.9779 | 0.13574 | 489.1083 | 0.076972 | 234.1304
2024-02-23 | 2 | 57.02 | 0.052434 | 255.0303 | 0.12111 | 489.2294 | 0.068678 | 234.1991
2024-02-23 | 2 | 55.94 | 0.051182 | 255.0815 | 0.11733 | 489.3467 | 0.066149 | 234.2653
2024-02-23 | 2 | 57.02 | 0.052629 | 255.1341 | 0.12156 | 489.4683 | 0.068934 | 234.3342
2024-02-23 | 2 | 55.94 | 0.05557 | 255.1897 | 0.12739 | 489.5957 | 0.07182 | 234.406
2024-02-23 | 2 | 55.04 | 0.069147 | 255.2588 | 0.1575 | 489.7532 | 0.088354 | 234.4944
2024-02-23 | 2 | 55.04 | 0.082041 | 255.3409 | 0.18687 | 489.9401 | 0.10483 | 234.5992
2024-02-23 | 2 | 53.96 | 0.1007 | 255.4416 | 0.22758 | 490.1676 | 0.12688 | 234.7261
2024-02-23 | 2 | 53.96 | 0.10522 | 255.5468 | 0.23778 | 490.4054 | 0.13257 | 234.8586
2024-02-23 | 2 | 53.96 | 0.103 | 255.6498 | 0.23277 | 490.6382 | 0.12978 | 234.9884
2024-02-23 | 2 | 53.96 | 0.10877 | 255.7585 | 0.24581 | 490.884 | 0.13705 | 235.1255
2024-02-23 | 2 | 53.06 | 0.11356 | 255.8721 | 0.25494 | 491.1389 | 0.14138 | 235.2668
2024-02-23 | 2 | 53.06 | 0.096946 | 255.969 | 0.21764 | 491.3566 | 0.12069 | 235.3875
2024-02-23 | 2 | 53.06 | 0.07938 | 256.0484 | 0.1782 | 491.5348 | 0.098824 | 235.4864
2024-02-23 | 2 | 51.98 | 0.089485 | 256.1379 | 0.19925 | 491.734 | 0.10977 | 235.5961
2024-02-23 | 2 | 51.08 | 0.11528 | 256.2532 | 0.25492 | 491.989 | 0.13963 | 235.7358
2024-02-23 | 2 | 51.98 | 0.12583 | 256.379 | 0.28018 | 492.2691 | 0.15435 | 235.8901
2024-02-23 | 2 | 51.98 | 0.1378 | 256.5168 | 0.30684 | 492.576 | 0.16904 | 236.0592
2024-02-23 | 2 | 53.06 | 0.13607 | 256.6529 | 0.30547 | 492.8815 | 0.1694 | 236.2286
2024-02-24 | 2 | 53.06 | 0.13637 | 256.7893 | 0.30614 | 493.1876 | 0.16977 | 236.3983
2024-02-24 | 2 | 55.94 | 0.13287 | 256.9221 | 0.30458 | 493.4922 | 0.17172 | 236.57
2024-02-24 | 2 | 59 | 0.10831 | 257.0304 | 0.25357 | 493.7457 | 0.14526 | 236.7153
2024-02-24 | 2 | 60.98 | 0.077728 | 257.1082 | 0.18436 | 493.9301 | 0.10663 | 236.8219
2024-02-24 | 2 | 59 | 0.067301 | 257.1755 | 0.15756 | 494.0877 | 0.09026 | 236.9122
2024-02-24 | 2 | 60.08 | 0.092115 | 257.2676 | 0.2172 | 494.3049 | 0.12509 | 237.0373
2024-02-24 | 2 | 60.08 | 0.09912 | 257.3667 | 0.23372 | 494.5386 | 0.1346 | 237.1719
2024-02-24 | 2 | 55.04 | 0.096049 | 257.4628 | 0.21878 | 494.7574 | 0.12273 | 237.2946
2024-02-24 | 2 | 53.06 | 0.084914 | 257.5477 | 0.19063 | 494.948 | 0.10571 | 237.4003
2024-02-24 | 2 | 53.6 | 0.064885 | 257.6126 | 0.14625 | 495.0942 | 0.081365 | 237.4817
2024-02-24 | 2 | 53.96 | 0.061757 | 257.6743 | 0.13957 | 495.2338 | 0.077812 | 237.5595
2024-02-24 | 2 | 50 | 0.096564 | 257.7709 | 0.21171 | 495.4455 | 0.11515 | 237.6746
2024-02-24 | 2 | 46.94 | 0.12027 | 257.8911 | 0.25711 | 495.7026 | 0.13684 | 237.8115
2024-02-24 | 2 | 48.02 | 0.11687 | 258.008 | 0.25212 | 495.9547 | 0.13525 | 237.9467
2024-02-24 | 2 | 44.96 | 0.16511 | 258.1731 | 0.34691 | 496.3017 | 0.1818 | 238.1285
2024-02-24 | 2 | 44.06 | 0.24048 | 258.4136 | 0.50118 | 496.8028 | 0.2607 | 238.3892
2024-02-24 | 2 | 44.24 | 0.23407 | 258.6477 | 0.48861 | 497.2914 | 0.25454 | 238.6438
2024-02-24 | 2 | 41 | 0.23159 | 258.8793 | 0.46888 | 497.7603 | 0.23729 | 238.8811
2024-02-24 | 2 | 42.08 | 0.23808 | 259.1173 | 0.48709 | 498.2474 | 0.24901 | 239.1301
2024-02-24 | 2 | 41 | 0.26093 | 259.3783 | 0.52828 | 498.7757 | 0.26736 | 239.3974
2024-02-24 | 2 | 41 | 0.26066 | 259.6389 | 0.52774 | 499.3034 | 0.26708 | 239.6645
2024-02-24 | 2 | 41 | 0.24664 | 259.8856 | 0.49937 | 499.8028 | 0.25272 | 239.9172
2024-02-24 | 2 | 42.98 | 0.26242 | 260.148 | 0.54147 | 500.3443 | 0.27905 | 240.1963
2024-02-24 | 2 | 42.8 | 0.26373 | 260.4117 | 0.54324 | 500.8875 | 0.27952 | 240.4758
2024-02-25 | 2 | 42.98 | 0.25247 | 260.6642 | 0.52094 | 501.4085 | 0.26847 | 240.7443
2024-02-25 | 2 | 42.08 | 0.28437 | 260.9486 | 0.58178 | 501.9902 | 0.29742 | 241.0417
2024-02-25 | 2 | 42.08 | 0.28505 | 261.2336 | 0.58318 | 502.5734 | 0.29813 | 241.3398
2024-02-25 | 2 | 41 | 0.29226 | 261.5259 | 0.59172 | 503.1651 | 0.29946 | 241.6393
2024-02-25 | 2 | 41 | 0.30497 | 261.8308 | 0.61746 | 503.7826 | 0.31248 | 241.9518
2024-02-25 | 2 | 41 | 0.2836 | 262.1144 | 0.57418 | 504.3568 | 0.29058 | 242.2423
2024-02-25 | 2 | 41 | 0.26874 | 262.3832 | 0.54411 | 504.9009 | 0.27536 | 242.5177
2024-02-25 | 2 | 41 | 0.2491 | 262.6323 | 0.50433 | 505.4052 | 0.25523 | 242.7729
2024-02-25 | 2 | 41.54 | 0.21237 | 262.8447 | 0.43223 | 505.8375 | 0.21987 | 242.9928
2024-02-25 | 2 | 44.06 | 0.16816 | 263.0128 | 0.35046 | 506.1879 | 0.1823 | 243.1751
2024-02-25 | 2 | 44.96 | 0.12398 | 263.1368 | 0.26049 | 506.4484 | 0.13651 | 243.3116
2024-02-25 | 2 | 46.94 | 0.10673 | 263.2435 | 0.22816 | 506.6766 | 0.12143 | 243.433
2024-02-25 | 2 | 46.94 | 0.11032 | 263.3538 | 0.23583 | 506.9124 | 0.12551 | 243.5586
2024-02-25 | 2 | 46.94 | 0.10506 | 263.4589 | 0.22459 | 507.137 | 0.11953 | 243.6781
2024-02-25 | 2 | 46.04 | 0.10698 | 263.5659 | 0.22693 | 507.3639 | 0.11995 | 243.798
2024-02-25 | 2 | 46.04 | 0.10757 | 263.6735 | 0.22818 | 507.5921 | 0.12061 | 243.9186
2024-02-25 | 2 | 44.96 | 0.095788 | 263.7692 | 0.20126 | 507.7934 | 0.10547 | 244.0241
2024-02-25 | 2 | 44.06 | 0.098583 | 263.8678 | 0.20545 | 507.9988 | 0.10687 | 244.131
2024-02-25 | 2 | 44.06 | 0.11963 | 263.9875 | 0.24932 | 508.2481 | 0.12969 | 244.2607
2024-02-25 | 2 | 42.08 | 0.15756 | 264.145 | 0.32235 | 508.5705 | 0.16479 | 244.4255
2024-02-25 | 2 | 41 | 0.21778 | 264.3628 | 0.44093 | 509.0114 | 0.22315 | 244.6486
2024-02-25 | 2 | 41 | 0.25383 | 264.6166 | 0.51392 | 509.5253 | 0.26009 | 244.9087
2024-02-25 | 2 | 39.92 | 0.27769 | 264.8943 | 0.55624 | 510.0816 | 0.27855 | 245.1872
2024-02-25 | 2 | 39.92 | 0.28468 | 265.179 | 0.57025 | 510.6518 | 0.28556 | 245.4728
2024-02-26 | 2 | 39.92 | 0.27176 | 265.4508 | 0.54437 | 511.1962 | 0.2726 | 245.7454
2024-02-26 | 2 | 37.94 | 0.33187 | 265.7826 | 0.65138 | 511.8476 | 0.31952 | 246.0649
2024-02-26 | 2 | 37.04 | 0.37399 | 266.1566 | 0.7271 | 512.5747 | 0.3531 | 246.418
2024-02-26 | 2 | 37.04 | 0.37858 | 266.5352 | 0.736 | 513.3107 | 0.35743 | 246.7754
2024-02-26 | 2 | 37.04 | 0.37139 | 266.9066 | 0.72203 | 514.0327 | 0.35064 | 247.1261
2024-02-26 | 2 | 37.04 | 0.35512 | 267.2617 | 0.6904 | 514.7231 | 0.33528 | 247.4614
2024-02-26 | 2 | 37.04 | 0.35894 | 267.6207 | 0.69783 | 515.4209 | 0.33889 | 247.8003
2024-02-26 | 2 | 35.78 | 0.37297 | 267.9936 | 0.71524 | 516.1362 | 0.34227 | 248.1425
2024-02-26 | 2 | 37.4 | 0.33991 | 268.3335 | 0.66337 | 516.7995 | 0.32346 | 248.466
2024-02-26 | 2 | 42.98 | 0.21103 | 268.5446 | 0.43543 | 517.235 | 0.2244 | 248.6904
2024-02-26 | 2 | 46.04 | 0.10959 | 268.6542 | 0.23247 | 517.4674 | 0.12288 | 248.8133
2024-02-26 | 2 | 48.02 | 0.049867 | 268.704 | 0.10758 | 517.575 | 0.057713 | 248.871
2024-02-26 | 2 | 48.02 | 0.019175 | 268.7232 | 0.041366 | 517.6164 | 0.022191 | 248.8932
2024-02-26 | 2 | 51.98 | 0.011092 | 268.7343 | 0.024698 | 517.6411 | 0.013606 | 248.9068
2024-02-26 | 2 | 53.96 | 0 | 268.7343 | 0 | 517.6411 | 0 | 248.9068
2024-02-26 | 2 | 53.06 | 0 | 268.7343 | 0 | 517.6411 | 0 | 248.9068
2024-02-26 | 2 | 51.08 | 0 | 268.7343 | 0 | 517.6411 | 0 | 248.9068
2024-02-26 | 2 | 46.94 | 0 | 268.7343 | 0 | 517.6411 | 0 | 248.9068
2024-02-26 | 2 | 46.94 | 0.008609 | 268.7429 | 0.018404 | 517.6595 | 0.0097949 | 248.9166
2024-02-26 | 2 | 42.98 | 0.078822 | 268.8217 | 0.16264 | 517.8221 | 0.083816 | 249.0004
2024-02-26 | 2 | 42.98 | 0.12483 | 268.9466 | 0.25758 | 518.0797 | 0.13274 | 249.1331
2024-02-26 | 2 | 42.08 | 0.16147 | 269.108 | 0.33035 | 518.41 | 0.16888 | 249.302
2024-02-26 | 2 | 38.48 | 0.2264 | 269.3344 | 0.44688 | 518.8569 | 0.22048 | 249.5225
2024-02-26 | 2 | 37.58 | 0.26324 | 269.5977 | 0.51472 | 519.3716 | 0.25148 | 249.774
2024-02-27 | 2 | 36.5 | 0.29443 | 269.8921 | 0.56909 | 519.9407 | 0.27466 | 250.0486
2024-02-27 | 2 | 36.32 | 0.31848 | 270.2106 | 0.61437 | 520.5551 | 0.29589 | 250.3445
2024-02-27 | 2 | 36.14 | 0.33239 | 270.543 | 0.63995 | 521.195 | 0.30756 | 250.6521
2024-02-27 | 2 | 35.6 | 0.34702 | 270.89 | 0.66416 | 521.8592 | 0.31714 | 250.9692
2024-02-27 | 2 | 33.44 | 0.37199 | 271.262 | 0.69471 | 522.5539 | 0.32273 | 251.292
2024-02-27 | 2 | 32.36 | 0.38937 | 271.6513 | 0.71801 | 523.2719 | 0.32864 | 251.6206
2024-02-27 | 2 | 26.96 | 0.45251 | 272.1038 | 0.7794 | 524.0513 | 0.32689 | 251.9475
2024-02-27 | 2 | 35.06 | 0.35185 | 272.4557 | 0.66936 | 524.7207 | 0.31751 | 252.265
2024-02-27 | 2 | 37.04 | 0.22925 | 272.6849 | 0.44569 | 525.1664 | 0.21644 | 252.4814
2024-02-27 | 2 | 46.94 | 0.11141 | 272.7964 | 0.23817 | 525.4046 | 0.12676 | 252.6082
2024-02-27 | 2 | 50 | 0.030815 | 272.8272 | 0.067561 | 525.4721 | 0.036746 | 252.6449
2024-02-27 | 2 | 51.98 | 0 | 272.8272 | 0 | 525.4721 | 0 | 252.6449
2024-02-27 | 2 | 51.98 | 0 | 272.8272 | 0 | 525.4721 | 0 | 252.6449
2024-02-27 | 2 | 57.02 | 0 | 272.8272 | 0 | 525.4721 | 0 | 252.6449
2024-02-27 | 2 | 55.94 | 0 | 272.8272 | 0 | 525.4721 | 0 | 252.6449
2024-02-27 | 2 | 57.92 | 0 | 272.8272 | 0 | 525.4721 | 0 | 252.6449
2024-02-27 | 2 | 55.94 | 0 | 272.8272 | 0 | 525.4721 | 0 | 252.6449
2024-02-27 | 2 | 51.98 | 0 | 272.8272 | 0 | 525.4721 | 0 | 252.6449
2024-02-27 | 2 | 51.98 | 0 | 272.8272 | 0 | 525.4721 | 0 | 252.6449
2024-02-27 | 2 | 51.98 | 0 | 272.8272 | 0 | 525.4721 | 0 | 252.6449
2024-02-27 | 2 | 48.74 | 0.036942 | 272.8641 | 0.080172 | 525.5523 | 0.04323 | 252.6882
2024-02-27 | 2 | 45.86 | 0.081759 | 272.9459 | 0.17316 | 525.7254 | 0.091396 | 252.7796
2024-02-27 | 2 | 43.7 | 0.1357 | 273.0816 | 0.28186 | 526.0073 | 0.14617 | 252.9257
2024-02-27 | 2 | 42.8 | 0.17988 | 273.2614 | 0.37053 | 526.3778 | 0.19065 | 253.1164
2024-02-28 | 2 | 41.72 | 0.21481 | 273.4762 | 0.43795 | 526.8158 | 0.22315 | 253.3395
2024-02-28 | 2 | 40.64 | 0.2423 | 273.7185 | 0.48884 | 527.3046 | 0.24654 | 253.5861
2024-02-28 | 2 | 39.02 | 0.26812 | 273.9867 | 0.53218 | 527.8368 | 0.26407 | 253.8501
2024-02-28 | 2 | 37.58 | 0.2929 | 274.2796 | 0.57271 | 528.4095 | 0.27982 | 254.13
2024-02-28 | 2 | 35.42 | 0.32146 | 274.601 | 0.61401 | 529.0235 | 0.29255 | 254.4225
2024-02-28 | 2 | 34.88 | 0.33506 | 274.9361 | 0.63613 | 529.6597 | 0.30108 | 254.7236
2024-02-28 | 2 | 34.34 | 0.34152 | 275.2776 | 0.64445 | 530.3041 | 0.30293 | 255.0265
2024-02-28 | 2 | 35.24 | 0.28819 | 275.5658 | 0.54935 | 530.8535 | 0.26117 | 255.2877
2024-02-28 | 2 | 44.96 | 0.14443 | 275.7102 | 0.30347 | 531.1569 | 0.15903 | 255.4467
2024-02-28 | 2 | 55.04 | 0.037854 | 275.7481 | 0.086223 | 531.2432 | 0.048369 | 255.4951
2024-02-28 | 2 | 60.08 | 0 | 275.7481 | 0 | 531.2432 | 0 | 255.4951
2024-02-28 | 2 | 64.04 | 0 | 275.7481 | 0 | 531.2432 | 0 | 255.4951
2024-02-28 | 2 | 64.04 | 0 | 275.7481 | 0 | 531.2432 | 0 | 255.4951
2024-02-28 | 2 | 68 | 0 | 275.7481 | 0 | 531.2432 | 0 | 255.4951
2024-02-28 | 2 | 69.08 | 0 | 275.7481 | 0 | 531.2432 | 0 | 255.4951
2024-02-28 | 2 | 68 | 0 | 275.7481 | 0 | 531.2432 | 0 | 255.4951
2024-02-28 | 2 | 66.02 | 0 | 275.7481 | 0 | 531.2432 | 0 | 255.4951
2024-02-28 | 2 | 62.06 | 0 | 275.7481 | 0 | 531.2432 | 0 | 255.4951
2024-02-28 | 2 | 57.2 | 0 | 275.7481 | 0 | 531.2432 | 0 | 255.4951
2024-02-28 | 2 | 55.22 | 0 | 275.7481 | 0 | 531.2432 | 0 | 255.4951
2024-02-28 | 2 | 54.68 | 0 | 275.7481 | 0 | 531.2432 | 0 | 255.4951
2024-02-28 | 2 | 54.86 | 0.014007 | 275.7621 | 0.031864 | 531.275 | 0.017857 | 255.5129
2024-02-28 | 2 | 54.86 | 0.044642 | 275.8067 | 0.10155 | 531.3766 | 0.05691 | 255.5699
2024-02-28 | 2 | 54.86 | 0.070746 | 275.8775 | 0.16093 | 531.5375 | 0.090188 | 255.66
2024-03-01 | 3 | 56.48 | 0.077887 | 275.9554 | 0.17923 | 531.7167 | 0.10134 | 255.7614
2024-03-01 | 3 | 56.3 | 0.077684 | 276.033 | 0.17854 | 531.8953 | 0.10085 | 255.8622
2024-03-01 | 3 | 57.2 | 0.076099 | 276.1091 | 0.17599 | 532.0713 | 0.099893 | 255.9621
2024-03-01 | 3 | 58.1 | 0.070247 | 276.1794 | 0.16346 | 532.2347 | 0.093216 | 256.0553
2024-03-01 | 3 | 60.44 | 0.058977 | 276.2384 | 0.13939 | 532.3741 | 0.080415 | 256.1358
2024-03-01 | 3 | 63.32 | 0.042848 | 276.2812 | 0.10315 | 532.4773 | 0.060306 | 256.1961
2024-03-01 | 3 | 57.92 | 0.045723 | 276.3269 | 0.10627 | 532.5835 | 0.060544 | 256.2566
2024-03-01 | 3 | 66.92 | 0.034573 | 276.3615 | 0.085091 | 532.6686 | 0.050518 | 256.3071
2024-03-01 | 3 | 69.08 | 0.014067 | 276.3756 | 0.035069 | 532.7037 | 0.021003 | 256.3281
2024-03-01 | 3 | 69.98 | 0.0012531 | 276.3768 | 0.0031406 | 532.7068 | 0.0018876 | 256.33
2024-03-01 | 3 | 73.94 | 0 | 276.3768 | 0 | 532.7068 | 0 | 256.33
2024-03-01 | 3 | 71.96 | 0 | 276.3768 | 0 | 532.7068 | 0 | 256.33
2024-03-01 | 3 | 71.96 | 0 | 276.3768 | 0 | 532.7068 | 0 | 256.33
2024-03-01 | 3 | 77 | 0 | 276.3768 | 0 | 532.7068 | 0 | 256.33
2024-03-01 | 3 | 78.98 | 0 | 276.3768 | 0 | 532.7068 | 0 | 256.33
2024-03-01 | 3 | 77 | 0 | 276.3768 | 0 | 532.7068 | 0 | 256.33
2024-03-01 | 3 | 69.98 | 0 | 276.3768 | 0 | 532.7068 | 0 | 256.33
2024-03-01 | 3 | 62.96 | 0 | 276.3768 | 0 | 532.7068 | 0 | 256.33
2024-03-01 | 3 | 62.06 | 0 | 276.3768 | 0 | 532.7068 | 0 | 256.33
2024-03-01 | 3 | 60.98 | 0 | 276.3768 | 0 | 532.7068 | 0 | 256.33
2024-03-01 | 3 | 62.06 | 0 | 276.3768 | 0 | 532.7068 | 0 | 256.33
2024-03-01 | 3 | 60.08 | 0.0032066 | 276.38 | 0.0075609 | 532.7144 | 0.0043544 | 256.3344
2024-03-01 | 3 | 55.94 | 0.04072 | 276.4208 | 0.093347 | 532.8078 | 0.052627 | 256.387
2024-03-01 | 3 | 53.96 | 0.084365 | 276.5051 | 0.19066 | 532.9984 | 0.1063 | 256.4933
2024-03-02 | 3 | 53.96 | 0.11819 | 276.6233 | 0.26711 | 533.2655 | 0.14892 | 256.6422
2024-03-02 | 3 | 48.92 | 0.17017 | 276.7935 | 0.36985 | 533.6354 | 0.19968 | 256.8419
2024-03-02 | 3 | 46.94 | 0.20388 | 276.9974 | 0.43585 | 534.0712 | 0.23197 | 257.0739
2024-03-02 | 3 | 46.04 | 0.22605 | 277.2234 | 0.47951 | 534.5507 | 0.25345 | 257.3273
2024-03-02 | 3 | 44.06 | 0.27369 | 277.4971 | 0.57038 | 535.1211 | 0.29669 | 257.624
2024-03-02 | 3 | 42.08 | 0.26362 | 277.7607 | 0.53933 | 535.6604 | 0.27571 | 257.8997
2024-03-02 | 3 | 42.08 | 0.23906 | 277.9998 | 0.48908 | 536.1495 | 0.25002 | 258.1497
2024-03-02 | 3 | 41.18 | 0.24231 | 278.2421 | 0.49145 | 536.641 | 0.24914 | 258.3989
2024-03-02 | 3 | 43.7 | 0.24284 | 278.4849 | 0.50442 | 537.1454 | 0.26158 | 258.6605
2024-03-02 | 3 | 48.92 | 0.14576 | 278.6307 | 0.31681 | 537.4622 | 0.17104 | 258.8315
2024-03-02 | 3 | 51.08 | 0.064825 | 278.6955 | 0.14334 | 537.6055 | 0.078519 | 258.91
2024-03-02 | 3 | 53.06 | 0.015345 | 278.7109 | 0.034448 | 537.64 | 0.019103 | 258.9291
2024-03-02 | 3 | 53.06 | 0 | 278.7109 | 0 | 537.64 | 0 | 258.9291
2024-03-02 | 3 | 57.02 | 0 | 278.7109 | 0 | 537.64 | 0 | 258.9291
2024-03-02 | 3 | 59 | 0 | 278.7109 | 0 | 537.64 | 0 | 258.9291
2024-03-02 | 3 | 57.92 | 0 | 278.7109 | 0 | 537.64 | 0 | 258.9291
2024-03-02 | 3 | 57.02 | 0 | 278.7109 | 0 | 537.64 | 0 | 258.9291
2024-03-02 | 3 | 53.06 | 0 | 278.7109 | 0 | 537.64 | 0 | 258.9291
2024-03-02 | 3 | 53.06 | 0 | 278.7109 | 0 | 537.64 | 0 | 258.9291
2024-03-02 | 3 | 51.08 | 0.0047606 | 278.7156 | 0.010527 | 537.6505 | 0.0057663 | 258.9349
2024-03-02 | 3 | 48.56 | 0.046754 | 278.7624 | 0.10132 | 537.7518 | 0.054562 | 258.9895
2024-03-02 | 3 | 43.88 | 0.097745 | 278.8601 | 0.20337 | 537.9552 | 0.10563 | 259.0951
2024-03-02 | 3 | 41.9 | 0.15864 | 279.0188 | 0.324 | 538.2792 | 0.16536 | 259.2604
2024-03-02 | 3 | 39.92 | 0.21139 | 279.2301 | 0.42344 | 538.7026 | 0.21204 | 259.4725
2024-03-03 | 3 | 39.2 | 0.25087 | 279.481 | 0.49887 | 539.2015 | 0.248 | 259.7205
2024-03-03 | 3 | 37.22 | 0.28706 | 279.7681 | 0.55915 | 539.7607 | 0.2721 | 259.9926
2024-03-03 | 3 | 36.32 | 0.31414 | 280.0822 | 0.60601 | 540.3667 | 0.29187 | 260.2844
2024-03-03 | 3 | 35.06 | 0.33854 | 280.4208 | 0.64404 | 541.0107 | 0.3055 | 260.5899
2024-03-03 | 3 | 34.16 | 0.35667 | 280.7774 | 0.67165 | 541.6824 | 0.31499 | 260.9049
2024-03-03 | 3 | 34.52 | 0.35637 | 281.1338 | 0.67386 | 542.3562 | 0.31749 | 261.2224
2024-03-03 | 3 | 34.88 | 0.34917 | 281.483 | 0.66292 | 543.0191 | 0.31375 | 261.5362
2024-03-03 | 3 | 35.78 | 0.28138 | 281.7643 | 0.53959 | 543.5587 | 0.25822 | 261.7944
2024-03-03 | 3 | 42.62 | 0.18359 | 281.9479 | 0.37754 | 543.9363 | 0.19395 | 261.9883
2024-03-03 | 3 | 51.08 | 0.098672 | 282.0466 | 0.21819 | 544.1545 | 0.11952 | 262.1079
2024-03-03 | 3 | 53.06 | 0.051656 | 282.0983 | 0.11596 | 544.2704 | 0.064308 | 262.1722
2024-03-03 | 3 | 53.96 | 0.031426 | 282.1297 | 0.071022 | 544.3414 | 0.039596 | 262.2118
2024-03-03 | 3 | 53.96 | 0.012783 | 282.1425 | 0.028889 | 544.3703 | 0.016106 | 262.2279
2024-03-03 | 3 | 57.02 | 0 | 282.1425 | 0 | 544.3703 | 0 | 262.2279
2024-03-03 | 3 | 57.02 | 0 | 282.1425 | 0 | 544.3703 | 0 | 262.2279
2024-03-03 | 3 | 55.04 | 0 | 282.1425 | 0 | 544.3703 | 0 | 262.2279
2024-03-03 | 3 | 53.96 | 0 | 282.1425 | 0 | 544.3703 | 0 | 262.2279
2024-03-03 | 3 | 50 | 0 | 282.1425 | 0 | 544.3703 | 0 | 262.2279
2024-03-03 | 3 | 50 | 0.0041342 | 282.1466 | 0.0090641 | 544.3794 | 0.0049299 | 262.2328
2024-03-03 | 3 | 48.02 | 0.050662 | 282.1973 | 0.10929 | 544.4887 | 0.058633 | 262.2914
2024-03-03 | 3 | 45.32 | 0.081745 | 282.279 | 0.1723 | 544.661 | 0.090558 | 262.382
2024-03-03 | 3 | 41 | 0.14279 | 282.4218 | 0.2891 | 544.9501 | 0.14631 | 262.5283
2024-03-03 | 3 | 39.74 | 0.20914 | 282.6309 | 0.41816 | 545.3683 | 0.20902 | 262.7373
2024-03-03 | 3 | 37.58 | 0.24929 | 282.8802 | 0.48744 | 545.8557 | 0.23816 | 262.9755
2024-03-04 | 3 | 36.68 | 0.28708 | 283.1673 | 0.55596 | 546.4117 | 0.26889 | 263.2444
2024-03-04 | 3 | 35.78 | 0.32844 | 283.4957 | 0.62985 | 547.0415 | 0.30141 | 263.5458
2024-03-04 | 3 | 34.52 | 0.37159 | 283.8673 | 0.70264 | 547.7442 | 0.33104 | 263.8768
2024-03-04 | 3 | 32.72 | 0.38504 | 284.2524 | 0.71306 | 548.4572 | 0.32802 | 264.2048
2024-03-04 | 3 | 30.02 | 0.41704 | 284.6694 | 0.74737 | 549.2046 | 0.33032 | 264.5352
2024-03-04 | 3 | 28.94 | 0.44237 | 285.1118 | 0.78197 | 549.9866 | 0.3396 | 264.8748
2024-03-04 | 3 | 28.94 | 0.44771 | 285.5595 | 0.79141 | 550.778 | 0.3437 | 265.2185
2024-03-04 | 3 | 39.02 | 0.29623 | 285.8557 | 0.58799 | 551.366 | 0.29175 | 265.5102
2024-03-04 | 3 | 37.94 | 0.21766 | 286.0734 | 0.42721 | 551.7932 | 0.20956 | 265.7198
2024-03-04 | 3 | 50 | 0.1008 | 286.1742 | 0.221 | 552.0142 | 0.1202 | 265.84
2024-03-04 | 3 | 53.96 | 0.011569 | 286.1858 | 0.026145 | 552.0403 | 0.014576 | 265.8545
2024-03-04 | 3 | 57.92 | 0 | 286.1858 | 0 | 552.0403 | 0 | 265.8545
2024-03-04 | 3 | 57.92 | 0 | 286.1858 | 0 | 552.0403 | 0 | 265.8545
2024-03-04 | 3 | 62.96 | 0 | 286.1858 | 0 | 552.0403 | 0 | 265.8545
2024-03-04 | 3 | 64.94 | 0 | 286.1858 | 0 | 552.0403 | 0 | 265.8545
2024-03-04 | 3 | 64.04 | 0 | 286.1858 | 0 | 552.0403 | 0 | 265.8545
2024-03-04 | 3 | 62.96 | 0 | 286.1858 | 0 | 552.0403 | 0 | 265.8545
2024-03-04 | 3 | 57.92 | 0 | 286.1858 | 0 | 552.0403 | 0 | 265.8545
2024-03-04 | 3 | 57.92 | 0 | 286.1858 | 0 | 552.0403 | 0 | 265.8545
2024-03-04 | 3 | 56.3 | 0 | 286.1858 | 0 | 552.0403 | 0 | 265.8545
2024-03-04 | 3 | 52.7 | 0 | 286.1858 | 0 | 552.0403 | 0 | 265.8545
2024-03-04 | 3 | 48.02 | 0.036189 | 286.2219 | 0.078071 | 552.1184 | 0.041882 | 265.8964
2024-03-04 | 3 | 46.04 | 0.090802 | 286.3128 | 0.19261 | 552.311 | 0.10181 | 265.9982
2024-03-04 | 3 | 44.6 | 0.13982 | 286.4526 | 0.29283 | 552.6038 | 0.15301 | 266.1512
2024-03-05 | 3 | 44.96 | 0.17184 | 286.6244 | 0.36105 | 552.9649 | 0.18921 | 266.3405
2024-03-05 | 3 | 44.42 | 0.19258 | 286.817 | 0.40266 | 553.3675 | 0.21008 | 266.5505
2024-03-05 | 3 | 43.16 | 0.2125 | 287.0295 | 0.43921 | 553.8067 | 0.2267 | 266.7772
2024-03-05 | 3 | 41.72 | 0.23617 | 287.2657 | 0.48152 | 554.2883 | 0.24535 | 267.0226
2024-03-05 | 3 | 39.56 | 0.2579 | 287.5236 | 0.51471 | 554.803 | 0.25682 | 267.2794
2024-03-05 | 3 | 39.02 | 0.26482 | 287.7884 | 0.52563 | 555.3286 | 0.26081 | 267.5402
2024-03-05 | 3 | 38.48 | 0.27009 | 288.0585 | 0.53313 | 555.8617 | 0.26304 | 267.8033
2024-03-05 | 3 | 38.66 | 0.22203 | 288.2805 | 0.43909 | 556.3008 | 0.21705 | 268.0203
2024-03-05 | 3 | 46.76 | 0.11748 | 288.398 | 0.25076 | 556.5516 | 0.13328 | 268.1536
2024-03-05 | 3 | 57.92 | 0.01691 | 288.4149 | 0.0393 | 556.5909 | 0.022391 | 268.176
2024-03-05 | 3 | 64.04 | 0 | 288.4149 | 0 | 556.5909 | 0 | 268.176
2024-03-05 | 3 | 66.92 | 0 | 288.4149 | 0 | 556.5909 | 0 | 268.176
2024-03-05 | 3 | 66.92 | 0 | 288.4149 | 0 | 556.5909 | 0 | 268.176
2024-03-05 | 3 | 69.08 | 0 | 288.4149 | 0 | 556.5909 | 0 | 268.176
2024-03-05 | 3 | 68 | 0 | 288.4149 | 0 | 556.5909 | 0 | 268.176
2024-03-05 | 3 | 66.02 | 0 | 288.4149 | 0 | 556.5909 | 0 | 268.176
2024-03-05 | 3 | 64.94 | 0 | 288.4149 | 0 | 556.5909 | 0 | 268.176
2024-03-05 | 3 | 62.06 | 0 | 288.4149 | 0 | 556.5909 | 0 | 268.176
2024-03-05 | 3 | 62.06 | 0 | 288.4149 | 0 | 556.5909 | 0 | 268.176
2024-03-05 | 3 | 57.92 | 0 | 288.4149 | 0 | 556.5909 | 0 | 268.176
2024-03-05 | 3 | 55.94 | 0 | 288.4149 | 0 | 556.5909 | 0 | 268.176
2024-03-05 | 3 | 53.96 | 0.0020697 | 288.417 | 0.0046775 | 556.5956 | 0.0026078 | 268.1786
2024-03-05 | 3 | 53.06 | 0.030525 | 288.4475 | 0.068527 | 556.6641 | 0.038002 | 268.2166
2024-03-05 | 3 | 53.96 | 0.049682 | 288.4972 | 0.11228 | 556.7764 | 0.062598 | 268.2792
2024-03-06 | 3 | 53.96 | 0.065277 | 288.5625 | 0.14752 | 556.9239 | 0.082247 | 268.3614
2024-03-06 | 3 | 53.06 | 0.097772 | 288.6602 | 0.21949 | 557.1434 | 0.12172 | 268.4831
2024-03-06 | 3 | 51.98 | 0.13427 | 288.7945 | 0.29898 | 557.4424 | 0.16471 | 268.6479
2024-03-06 | 3 | 53.06 | 0.14467 | 288.9392 | 0.32479 | 557.7671 | 0.18011 | 268.828
2024-03-06 | 3 | 53.06 | 0.13938 | 289.0786 | 0.3129 | 558.0801 | 0.17352 | 269.0015
2024-03-06 | 3 | 55.94 | 0.1267 | 289.2053 | 0.29046 | 558.3705 | 0.16375 | 269.1652
2024-03-06 | 3 | 55.94 | 0.12115 | 289.3264 | 0.27773 | 558.6482 | 0.15658 | 269.3218
2024-03-06 | 3 | 57.92 | 0.097873 | 289.4243 | 0.22747 | 558.8757 | 0.1296 | 269.4514
2024-03-06 | 3 | 60.08 | 0.07223 | 289.4965 | 0.17031 | 559.046 | 0.098084 | 269.5495
2024-03-06 | 3 | 64.94 | 0.045395 | 289.5419 | 0.11039 | 559.1564 | 0.064994 | 269.6145
2024-03-06 | 3 | 69.08 | 0.017337 | 289.5592 | 0.043221 | 559.1996 | 0.025885 | 269.6404
2024-03-06 | 3 | 69.98 | 0.00079263 | 289.56 | 0.0019866 | 559.2016 | 0.001194 | 269.6416
2024-03-06 | 3 | 69.98 | 0 | 289.56 | 0 | 559.2016 | 0 | 269.6416
2024-03-06 | 3 | 71.06 | 0 | 289.56 | 0 | 559.2016 | 0 | 269.6416
2024-03-06 | 3 | 71.96 | 0 | 289.56 | 0 | 559.2016 | 0 | 269.6416
2024-03-06 | 3 | 71.96 | 0 | 289.56 | 0 | 559.2016 | 0 | 269.6416
2024-03-06 | 3 | 71.06 | 0.00046839 | 289.5605 | 0.0011814 | 559.2028 | 0.00071299 | 269.6423
2024-03-06 | 3 | 68 | 0.0073126 | 289.5678 | 0.018115 | 559.2209 | 0.010802 | 269.6531
2024-03-06 | 3 | 68 | 0.0060547 | 289.5739 | 0.014998 | 559.2359 | 0.0089437 | 269.662
2024-03-06 | 3 | 64.94 | 0.0028909 | 289.5768 | 0.0070299 | 559.2429 | 0.004139 | 269.6662
2024-03-06 | 3 | 62.96 | 0.012705 | 289.5895 | 0.030518 | 559.2735 | 0.017813 | 269.684
2024-03-06 | 3 | 62.96 | 0.019011 | 289.6085 | 0.045665 | 559.3191 | 0.026654 | 269.7106
2024-03-06 | 3 | 62.06 | 0.031915 | 289.6404 | 0.076223 | 559.3954 | 0.044308 | 269.755
2024-03-06 | 3 | 60.08 | 0.041722 | 289.6821 | 0.098379 | 559.4937 | 0.056657 | 269.8116
2024-03-07 | 3 | 60.08 | 0.049108 | 289.7312 | 0.11579 | 559.6095 | 0.066685 | 269.8783
2024-03-07 | 3 | 57.92 | 0.066438 | 289.7977 | 0.15441 | 559.7639 | 0.087972 | 269.9663
2024-03-07 | 3 | 57.02 | 0.087422 | 289.8851 | 0.20193 | 559.9659 | 0.11451 | 270.0808
2024-03-07 | 3 | 57.02 | 0.095732 | 289.9808 | 0.22112 | 560.187 | 0.12539 | 270.2062
2024-03-07 | 3 | 57.02 | 0.085769 | 290.0666 | 0.19811 | 560.3851 | 0.11234 | 270.3185
2024-03-07 | 3 | 57.02 | 0.080841 | 290.1474 | 0.18673 | 560.5718 | 0.10589 | 270.4244
2024-03-07 | 3 | 57.02 | 0.079691 | 290.2271 | 0.18407 | 560.7559 | 0.10438 | 270.5288
2024-03-07 | 3 | 60.08 | 0.049437 | 290.2766 | 0.11657 | 560.8725 | 0.067132 | 270.5959
2024-03-07 | 3 | 62.96 | 0.024292 | 290.3009 | 0.05835 | 560.9308 | 0.034057 | 270.63
2024-03-07 | 3 | 64.04 | 0.0027438 | 290.3036 | 0.0066352 | 560.9374 | 0.0038914 | 270.6339
2024-03-07 | 3 | 60.08 | 0 | 290.3036 | 0 | 560.9374 | 0 | 270.6339
2024-03-07 | 3 | 60.98 | 0 | 290.3036 | 0 | 560.9374 | 0 | 270.6339
2024-03-07 | 3 | 60.98 | 0 | 290.3036 | 0 | 560.9374 | 0 | 270.6339
2024-03-07 | 3 | 60.98 | 0 | 290.3036 | 0 | 560.9374 | 0 | 270.6339
2024-03-07 | 3 | 60.98 | 0.0044096 | 290.308 | 0.010459 | 560.9479 | 0.0060492 | 270.6399
2024-03-07 | 3 | 60.98 | 0.013074 | 290.3211 | 0.031009 | 560.9789 | 0.017935 | 270.6578
2024-03-07 | 3 | 60.98 | 0.019728 | 290.3408 | 0.046791 | 561.0257 | 0.027063 | 270.6849
2024-03-07 | 3 | 60.08 | 0.02567 | 290.3665 | 0.060528 | 561.0862 | 0.034858 | 270.7198
2024-03-07 | 3 | 60.08 | 0.025508 | 290.392 | 0.060146 | 561.1464 | 0.034638 | 270.7544
2024-03-07 | 3 | 59 | 0.027804 | 290.4198 | 0.065092 | 561.2115 | 0.037288 | 270.7917
2024-03-07 | 3 | 59 | 0.026372 | 290.4462 | 0.06174 | 561.2732 | 0.035368 | 270.8271
2024-03-07 | 3 | 59 | 0.030945 | 290.4771 | 0.072445 | 561.3457 | 0.041501 | 270.8686
2024-03-07 | 3 | 59 | 0.040591 | 290.5177 | 0.095029 | 561.4407 | 0.054438 | 270.923
2024-03-07 | 3 | 59 | 0.050352 | 290.568 | 0.11788 | 561.5586 | 0.067529 | 270.9905
2024-03-08 | 3 | 57.92 | 0.057427 | 290.6255 | 0.13347 | 561.692 | 0.076041 | 271.0666
2024-03-08 | 3 | 53.96 | 0.10301 | 290.7285 | 0.23279 | 561.9248 | 0.12979 | 271.1963
2024-03-08 | 3 | 51.98 | 0.14588 | 290.8744 | 0.32483 | 562.2497 | 0.17895 | 271.3753
2024-03-08 | 3 | 51.08 | 0.16241 | 291.0368 | 0.35913 | 562.6088 | 0.19672 | 271.572
2024-03-08 | 3 | 48.92 | 0.18541 | 291.2222 | 0.40297 | 563.0118 | 0.21756 | 271.7896
2024-03-08 | 3 | 44.96 | 0.19424 | 291.4164 | 0.40812 | 563.4199 | 0.21387 | 272.0034
2024-03-08 | 3 | 44.96 | 0.19645 | 291.6129 | 0.41275 | 563.8326 | 0.2163 | 272.2198
2024-03-08 | 3 | 46.94 | 0.16017 | 291.773 | 0.34241 | 564.175 | 0.18224 | 272.402
2024-03-08 | 3 | 50.36 | 0.13409 | 291.9071 | 0.29484 | 564.4699 | 0.16075 | 272.5627
2024-03-08 | 3 | 60.08 | 0.067418 | 291.9746 | 0.15897 | 564.6288 | 0.091549 | 272.6543
2024-03-08 | 3 | 62.96 | 0.031173 | 292.0057 | 0.074877 | 564.7037 | 0.043704 | 272.698
2024-03-08 | 3 | 64.94 | 0.028353 | 292.0341 | 0.068946 | 564.7727 | 0.040594 | 272.7386
2024-03-08 | 3 | 64.94 | 0.034343 | 292.0684 | 0.083514 | 564.8562 | 0.049171 | 272.7878
2024-03-08 | 3 | 68 | 0.021528 | 292.09 | 0.053329 | 564.9095 | 0.031801 | 272.8196
2024-03-08 | 3 | 69.08 | 0.008534 | 292.0985 | 0.021276 | 564.9308 | 0.012742 | 272.8323
2024-03-08 | 3 | 69.08 | 0.0011336 | 292.0996 | 0.002826 | 564.9336 | 0.0016925 | 272.834
2024-03-08 | 3 | 66.92 | 0.0026843 | 292.1023 | 0.0066065 | 564.9402 | 0.0039222 | 272.8379
2024-03-08 | 3 | 62.06 | 0.022666 | 292.125 | 0.054134 | 564.9943 | 0.031468 | 272.8694
2024-03-08 | 3 | 62.06 | 0.03621 | 292.1612 | 0.086481 | 565.0808 | 0.050272 | 272.9197
2024-03-08 | 3 | 63.5 | 0.030192 | 292.1914 | 0.072768 | 565.1536 | 0.042576 | 272.9622
2024-03-08 | 3 | 59.9 | 0.038607 | 292.23 | 0.090925 | 565.2445 | 0.052318 | 273.0145
2024-03-08 | 3 | 54.5 | 0.061731 | 292.2917 | 0.14006 | 565.3846 | 0.078331 | 273.0929
2024-03-08 | 3 | 51.26 | 0.093465 | 292.3852 | 0.20696 | 565.5915 | 0.1135 | 273.2064
2024-03-08 | 3 | 49.46 | 0.1222 | 292.5074 | 0.26676 | 565.8583 | 0.14456 | 273.3509
2024-03-09 | 3 | 48.38 | 0.1459 | 292.6533 | 0.31569 | 566.174 | 0.1698 | 273.5207
2024-03-09 | 3 | 47.66 | 0.16314 | 292.8164 | 0.35088 | 566.5249 | 0.18774 | 273.7085
2024-03-09 | 3 | 45.86 | 0.18259 | 292.999 | 0.38671 | 566.9116 | 0.20411 | 273.9126
2024-03-09 | 3 | 43.88 | 0.20494 | 293.2039 | 0.4264 | 567.338 | 0.22146 | 274.134
2024-03-09 | 3 | 39.92 | 0.23887 | 293.4428 | 0.47848 | 567.8165 | 0.23961 | 274.3737
2024-03-09 | 3 | 40.28 | 0.2498 | 293.6926 | 0.50218 | 568.3186 | 0.25237 | 274.626
2024-03-09 | 3 | 40.28 | 0.24917 | 293.9418 | 0.5009 | 568.8195 | 0.25174 | 274.8778
2024-03-09 | 3 | 39.92 | 0.19017 | 294.132 | 0.38093 | 569.2005 | 0.19076 | 275.0685
2024-03-09 | 3 | 51.98 | 0.078385 | 294.2103 | 0.17454 | 569.375 | 0.096153 | 275.1647
2024-03-09 | 3 | 59 | 0.0047997 | 294.2151 | 0.011237 | 569.3863 | 0.006437 | 275.1711
2024-03-09 | 3 | 68 | 0 | 294.2151 | 0 | 569.3863 | 0 | 275.1711
2024-03-09 | 3 | 71.06 | 0 | 294.2151 | 0 | 569.3863 | 0 | 275.1711
2024-03-09 | 3 | 71.06 | 0 | 294.2151 | 0 | 569.3863 | 0 | 275.1711
2024-03-09 | 3 | 75.02 | 0 | 294.2151 | 0 | 569.3863 | 0 | 275.1711
2024-03-09 | 3 | 73.94 | 0 | 294.2151 | 0 | 569.3863 | 0 | 275.1711
2024-03-09 | 3 | 73.94 | 0 | 294.2151 | 0 | 569.3863 | 0 | 275.1711
2024-03-09 | 3 | 73.04 | 0 | 294.2151 | 0 | 569.3863 | 0 | 275.1711
2024-03-09 | 3 | 66.02 | 0 | 294.2151 | 0 | 569.3863 | 0 | 275.1711
2024-03-09 | 3 | 66.02 | 0 | 294.2151 | 0 | 569.3863 | 0 | 275.1711
2024-03-09 | 3 | 66.02 | 0 | 294.2151 | 0 | 569.3863 | 0 | 275.1711
2024-03-09 | 3 | 65.12 | 0 | 294.2151 | 0 | 569.3863 | 0 | 275.1711
2024-03-09 | 3 | 61.16 | 0 | 294.2151 | 0 | 569.3863 | 0 | 275.1711
2024-03-09 | 3 | 59.9 | 0 | 294.2151 | 0 | 569.3863 | 0 | 275.1711
2024-03-09 | 3 | 55.94 | 0.016789 | 294.2319 | 0.038487 | 569.4247 | 0.021698 | 275.1928
2024-03-10 | 3 | 55.94 | 0.052046 | 294.284 | 0.11931 | 569.5441 | 0.067266 | 275.2601
2024-03-10 | 3 | 59 | 0.07223 | 294.3562 | 0.1691 | 569.7132 | 0.09687 | 275.3569
2024-03-10 | 3 | 55.94 | 0.1013 | 294.4575 | 0.23223 | 569.9454 | 0.13093 | 275.4879
2024-03-10 | 3 | 55.04 | 0.097735 | 294.5552 | 0.22262 | 570.168 | 0.12488 | 275.6128
2024-03-10 | 3 | 55.4 | 0.097212 | 294.6525 | 0.222 | 570.39 | 0.12479 | 275.7375
2024-03-10 | 3 | 53.96 | 0.095283 | 294.7477 | 0.21534 | 570.6053 | 0.12005 | 275.8576
2024-03-10 | 3 | 55.04 | 0.091058 | 294.8388 | 0.20741 | 570.8127 | 0.11635 | 275.974
2024-03-10 | 3 | 59 | 0.074127 | 294.9129 | 0.17354 | 570.9863 | 0.099413 | 276.0734
2024-03-10 | 3 | 60.08 | 0.053132 | 294.9661 | 0.12528 | 571.1116 | 0.072151 | 276.1455
2024-03-10 | 3 | 64.94 | 0.015828 | 294.9819 | 0.038489 | 571.1501 | 0.022661 | 276.1682
2024-03-10 | 3 | 64.94 | 0 | 294.9819 | 0 | 571.1501 | 0 | 276.1682
2024-03-10 | 3 | 66.92 | 0 | 294.9819 | 0 | 571.1501 | 0 | 276.1682
2024-03-10 | 3 | 66.92 | 0 | 294.9819 | 0 | 571.1501 | 0 | 276.1682
2024-03-10 | 3 | 64.94 | 0 | 294.9819 | 0 | 571.1501 | 0 | 276.1682
2024-03-10 | 3 | 64.94 | 0 | 294.9819 | 0 | 571.1501 | 0 | 276.1682
2024-03-10 | 3 | 62.96 | 0.0061773 | 294.9881 | 0.014838 | 571.1649 | 0.0086605 | 276.1768
2024-03-10 | 3 | 60.08 | 0.020871 | 295.0089 | 0.049213 | 571.2141 | 0.028342 | 276.2052
2024-03-10 | 3 | 55.94 | 0.068193 | 295.0771 | 0.15633 | 571.3704 | 0.088135 | 276.2933
2024-03-10 | 3 | 55.94 | 0.10377 | 295.1809 | 0.23788 | 571.6083 | 0.13411 | 276.4274
2024-03-10 | 3 | 51.08 | 0.11301 | 295.2939 | 0.24989 | 571.8582 | 0.13688 | 276.5643
2024-03-10 | 3 | 48.92 | 0.12538 | 295.4193 | 0.27251 | 572.1307 | 0.14713 | 276.7114
2024-03-10 | 3 | 48.02 | 0.14067 | 295.56 | 0.30348 | 572.4342 | 0.16281 | 276.8742
2024-03-10 | 3 | 46.94 | 0.16668 | 295.7266 | 0.35633 | 572.7905 | 0.18964 | 277.0639
2024-03-10 | 3 | 44.96 | 0.19031 | 295.917 | 0.39986 | 573.1904 | 0.20955 | 277.2734
2024-03-11 | 3 | 44.96 | 0.20498 | 296.1219 | 0.43067 | 573.6211 | 0.22569 | 277.4991
2024-03-11 | 3 | 42.08 | 0.23883 | 296.3608 | 0.48863 | 574.1097 | 0.24979 | 277.7489
2024-03-11 | 3 | 43.88 | 0.24791 | 296.6087 | 0.5158 | 574.6255 | 0.2679 | 278.0168
2024-03-11 | 3 | 41 | 0.27479 | 296.8835 | 0.55635 | 575.1818 | 0.28156 | 278.2984
2024-03-11 | 3 | 39.92 | 0.28987 | 297.1733 | 0.58064 | 575.7625 | 0.29077 | 278.5891
2024-03-11 | 3 | 39.02 | 0.29067 | 297.464 | 0.57695 | 576.3394 | 0.28628 | 278.8754
2024-03-11 | 3 | 39.02 | 0.29354 | 297.7575 | 0.58264 | 576.9221 | 0.2891 | 279.1645
2024-03-11 | 3 | 39.92 | 0.24962 | 298.0072 | 0.50001 | 577.4221 | 0.25039 | 279.4149
2024-03-11 | 3 | 41.72 | 0.20186 | 298.209 | 0.41156 | 577.8336 | 0.2097 | 279.6246
2024-03-11 | 3 | 48.92 | 0.10008 | 298.3091 | 0.21753 | 578.0512 | 0.11744 | 279.742
2024-03-11 | 3 | 48.92 | 0.064508 | 298.3736 | 0.1402 | 578.1914 | 0.075695 | 279.8177
2024-03-11 | 3 | 48.92 | 0.069957 | 298.4436 | 0.15205 | 578.3434 | 0.08209 | 279.8998
2024-03-11 | 3 | 48.92 | 0.067894 | 298.5115 | 0.14756 | 578.491 | 0.079668 | 279.9795
2024-03-11 | 3 | 46.94 | 0.060178 | 298.5717 | 0.12865 | 578.6196 | 0.068467 | 280.048
2024-03-11 | 3 | 44.06 | 0.11683 | 298.6885 | 0.24349 | 578.8631 | 0.12665 | 280.1746
2024-03-11 | 3 | 44.96 | 0.15152 | 298.84 | 0.31835 | 579.1815 | 0.16683 | 280.3415
2024-03-11 | 3 | 44.96 | 0.14178 | 298.9818 | 0.29788 | 579.4793 | 0.1561 | 280.4976
2024-03-11 | 3 | 42.98 | 0.19178 | 299.1736 | 0.39572 | 579.8751 | 0.20394 | 280.7015
2024-03-11 | 3 | 42.98 | 0.22067 | 299.3942 | 0.45532 | 580.3304 | 0.23465 | 280.9361
2024-03-11 | 3 | 39.92 | 0.24395 | 299.6382 | 0.48865 | 580.819 | 0.2447 | 281.1808
2024-03-11 | 3 | 42.26 | 0.24598 | 299.8842 | 0.5041 | 581.3231 | 0.25813 | 281.439
2024-03-11 | 3 | 39.02 | 0.26462 | 300.1488 | 0.52524 | 581.8484 | 0.26062 | 281.6996
2024-03-11 | 3 | 39.56 | 0.27515 | 300.4239 | 0.54915 | 582.3975 | 0.274 | 281.9736
2024-03-11 | 3 | 39.02 | 0.28015 | 300.7041 | 0.55607 | 582.9536 | 0.27592 | 282.2495
2024-03-12 | 3 | 39.2 | 0.28923 | 300.9933 | 0.57515 | 583.5287 | 0.28592 | 282.5354
2024-03-12 | 3 | 38.66 | 0.32692 | 301.3202 | 0.6465 | 584.1752 | 0.31958 | 282.855
2024-03-12 | 3 | 35.96 | 0.39603 | 301.7163 | 0.76098 | 584.9362 | 0.36494 | 283.22
2024-03-12 | 3 | 34.34 | 0.37066 | 302.0869 | 0.69944 | 585.6357 | 0.32878 | 283.5487
2024-03-12 | 3 | 33.44 | 0.3935 | 302.4804 | 0.73489 | 586.3706 | 0.34139 | 283.8901
2024-03-12 | 3 | 33.8 | 0.3772 | 302.8576 | 0.7074 | 587.078 | 0.33019 | 284.2203
2024-03-12 | 3 | 34.34 | 0.36762 | 303.2253 | 0.69371 | 587.7717 | 0.32609 | 284.5464
2024-03-12 | 3 | 35.24 | 0.41191 | 303.6372 | 0.7852 | 588.5569 | 0.37329 | 284.9197
2024-03-12 | 3 | 37.04 | 0.43013 | 304.0673 | 0.83624 | 589.3931 | 0.40611 | 285.3258
2024-03-12 | 3 | 42.98 | 0.3177 | 304.385 | 0.65554 | 590.0486 | 0.33783 | 285.6636
2024-03-12 | 3 | 44.06 | 0.2174 | 304.6024 | 0.45307 | 590.5017 | 0.23567 | 285.8993
2024-03-12 | 3 | 44.96 | 0.1908 | 304.7932 | 0.40088 | 590.9026 | 0.21008 | 286.1094
2024-03-12 | 3 | 44.96 | 0.19745 | 304.9906 | 0.41487 | 591.3175 | 0.21741 | 286.3268
2024-03-12 | 3 | 46.94 | 0.16819 | 305.1588 | 0.35954 | 591.677 | 0.19135 | 286.5182
2024-03-12 | 3 | 51.08 | 0.12273 | 305.2816 | 0.27139 | 591.9484 | 0.14866 | 286.6668
2024-03-12 | 3 | 51.98 | 0.10027 | 305.3818 | 0.22328 | 592.1717 | 0.123 | 286.7898
2024-03-12 | 3 | 51.98 | 0.093474 | 305.4753 | 0.20814 | 592.3798 | 0.11466 | 286.9045
2024-03-12 | 3 | 48.92 | 0.11037 | 305.5857 | 0.23988 | 592.6197 | 0.12951 | 287.034
2024-03-12 | 3 | 48.92 | 0.12531 | 305.711 | 0.27235 | 592.892 | 0.14704 | 287.181
2024-03-12 | 3 | 42.08 | 0.15375 | 305.8647 | 0.31455 | 593.2066 | 0.1608 | 287.3418
2024-03-12 | 3 | 43.52 | 0.1727 | 306.0374 | 0.35814 | 593.5647 | 0.18544 | 287.5273
2024-03-12 | 3 | 39.2 | 0.2061 | 306.2435 | 0.40984 | 593.9746 | 0.20374 | 287.731
2024-03-12 | 3 | 39.02 | 0.24976 | 306.4933 | 0.49575 | 594.4703 | 0.24599 | 287.977
2024-03-12 | 3 | 39.2 | 0.28336 | 306.7767 | 0.56347 | 595.0338 | 0.28011 | 288.2571
2024-03-13 | 3 | 39.92 | 0.30118 | 307.0778 | 0.60328 | 595.6371 | 0.3021 | 288.5592
2024-03-13 | 3 | 37.76 | 0.35073 | 307.4286 | 0.68711 | 596.3242 | 0.33638 | 288.8956
2024-03-13 | 3 | 37.4 | 0.36698 | 307.7956 | 0.7162 | 597.0404 | 0.34922 | 289.2448
2024-03-13 | 3 | 37.4 | 0.34373 | 308.1393 | 0.67082 | 597.7112 | 0.3271 | 289.5719
2024-03-13 | 3 | 37.04 | 0.33209 | 308.4714 | 0.64562 | 598.3568 | 0.31354 | 289.8855
2024-03-13 | 3 | 35.96 | 0.34983 | 308.8212 | 0.6722 | 599.029 | 0.32237 | 290.2078
2024-03-13 | 3 | 36.68 | 0.35129 | 309.1725 | 0.68032 | 599.7094 | 0.32903 | 290.5369
2024-03-13 | 3 | 37.22 | 0.30278 | 309.4753 | 0.58979 | 600.2991 | 0.287 | 290.8239
2024-03-13 | 3 | 39.02 | 0.28052 | 309.7558 | 0.55679 | 600.8559 | 0.27628 | 291.1001
2024-03-13 | 3 | 42.08 | 0.24094 | 309.9967 | 0.49293 | 601.3489 | 0.25199 | 291.3521
2024-03-13 | 3 | 41.54 | 0.22767 | 310.2244 | 0.46337 | 601.8122 | 0.2357 | 291.5878
2024-03-13 | 3 | 42.08 | 0.23277 | 310.4572 | 0.47623 | 602.2885 | 0.24345 | 291.8313
2024-03-13 | 3 | 44.96 | 0.21014 | 310.6673 | 0.44153 | 602.73 | 0.23138 | 292.0627
2024-03-13 | 3 | 42.08 | 0.2234 | 310.8907 | 0.45705 | 603.187 | 0.23365 | 292.2963
2024-03-13 | 3 | 42.08 | 0.22582 | 311.1165 | 0.462 | 603.6491 | 0.23618 | 292.5325
2024-03-13 | 3 | 42.08 | 0.22617 | 311.3427 | 0.46272 | 604.1118 | 0.23655 | 292.7691
2024-03-13 | 3 | 42.08 | 0.21932 | 311.562 | 0.44871 | 604.5605 | 0.22938 | 292.9984
2024-03-13 | 3 | 42.08 | 0.19547 | 311.7575 | 0.39992 | 604.9604 | 0.20444 | 293.2029
2024-03-13 | 3 | 42.08 | 0.21889 | 311.9764 | 0.44782 | 605.4082 | 0.22893 | 293.4318
2024-03-13 | 3 | 41 | 0.22856 | 312.205 | 0.46275 | 605.871 | 0.23419 | 293.666
2024-03-13 | 3 | 42.08 | 0.23524 | 312.4402 | 0.48128 | 606.3522 | 0.24604 | 293.912
2024-03-13 | 3 | 42.08 | 0.24237 | 312.6826 | 0.49587 | 606.8481 | 0.2535 | 294.1655
2024-03-13 | 3 | 39.92 | 0.27894 | 312.9615 | 0.55873 | 607.4068 | 0.2798 | 294.4453
2024-03-13 | 3 | 39.92 | 0.29167 | 313.2532 | 0.58424 | 607.9911 | 0.29257 | 294.7379
2024-03-14 | 3 | 39.92 | 0.26743 | 313.5206 | 0.53568 | 608.5268 | 0.26825 | 295.0062
2024-03-14 | 3 | 41 | 0.26558 | 313.7862 | 0.5377 | 609.0645 | 0.27212 | 295.2783
2024-03-14 | 3 | 42.08 | 0.27836 | 314.0645 | 0.56948 | 609.6339 | 0.29113 | 295.5694
2024-03-14 | 3 | 42.98 | 0.27675 | 314.3413 | 0.57103 | 610.205 | 0.29428 | 295.8637
2024-03-14 | 3 | 42.98 | 0.28335 | 314.6246 | 0.58466 | 610.7896 | 0.30131 | 296.165
2024-03-14 | 3 | 42.98 | 0.28702 | 314.9117 | 0.59224 | 611.3819 | 0.30521 | 296.4702
2024-03-14 | 3 | 42.08 | 0.26997 | 315.1816 | 0.55233 | 611.9342 | 0.28236 | 296.7526
2024-03-14 | 3 | 42.08 | 0.26262 | 315.4443 | 0.53728 | 612.4715 | 0.27467 | 297.0272
2024-03-14 | 3 | 42.08 | 0.29519 | 315.7395 | 0.60393 | 613.0754 | 0.30873 | 297.336
2024-03-14 | 3 | 40.64 | 0.36881 | 316.1083 | 0.74406 | 613.8195 | 0.37526 | 297.7112
2024-03-14 | 3 | 40.64 | 0.40198 | 316.5102 | 0.811 | 614.6305 | 0.40901 | 298.1202
2024-03-14 | 3 | 41.36 | 0.3418 | 316.852 | 0.69444 | 615.3249 | 0.35265 | 298.4729
2024-03-14 | 3 | 41 | 0.31149 | 317.1635 | 0.63065 | 615.9556 | 0.31916 | 298.792
2024-03-14 | 3 | 39.92 | 0.35921 | 317.5227 | 0.71953 | 616.6751 | 0.36032 | 299.1524
2024-03-14 | 3 | 39.02 | 0.39319 | 317.9159 | 0.78044 | 617.4555 | 0.38725 | 299.5396
2024-03-14 | 3 | 37.94 | 0.43071 | 318.3466 | 0.84539 | 618.3009 | 0.41468 | 299.9543
2024-03-14 | 3 | 37.04 | 0.44285 | 318.7895 | 0.86096 | 619.1619 | 0.41811 | 300.3724
2024-03-14 | 3 | 35.6 | 0.42429 | 319.2138 | 0.81204 | 619.9739 | 0.38775 | 300.7602
2024-03-14 | 3 | 34.7 | 0.43145 | 319.6452 | 0.81747 | 620.7914 | 0.38603 | 301.1462
2024-03-14 | 3 | 33.98 | 0.41846 | 320.0637 | 0.7864 | 621.5778 | 0.36794 | 301.5141
2024-03-14 | 3 | 33.8 | 0.40215 | 320.4658 | 0.75419 | 622.332 | 0.35203 | 301.8662
2024-03-14 | 3 | 32.18 | 0.38557 | 320.8514 | 0.70947 | 623.0415 | 0.3239 | 302.1901
2024-03-14 | 3 | 32 | 0.40012 | 321.2515 | 0.73466 | 623.7761 | 0.33454 | 302.5246
2024-03-14 | 3 | 30.92 | 0.44086 | 321.6924 | 0.79891 | 624.575 | 0.35806 | 302.8826
2024-03-15 | 3 | 30.92 | 0.46008 | 322.1525 | 0.83375 | 625.4088 | 0.37367 | 303.2563
2024-03-15 | 3 | 30.92 | 0.48504 | 322.6375 | 0.87898 | 626.2878 | 0.39394 | 303.6503
2024-03-15 | 3 | 30.02 | 0.51317 | 323.1507 | 0.91964 | 627.2074 | 0.40647 | 304.0567
2024-03-15 | 3 | 28.94 | 0.52025 | 323.6709 | 0.91964 | 628.127 | 0.39939 | 304.4561
2024-03-15 | 3 | 28.04 | 0.52635 | 324.1973 | 0.91964 | 629.0467 | 0.39329 | 304.8494
2024-03-15 | 3 | 28.04 | 0.52635 | 324.7236 | 0.91964 | 629.9663 | 0.39329 | 305.2427
2024-03-15 | 3 | 28.04 | 0.52635 | 325.25 | 0.91964 | 630.886 | 0.39329 | 305.636
2024-03-15 | 3 | 30.02 | 0.51317 | 325.7631 | 0.91964 | 631.8056 | 0.40647 | 306.0425
2024-03-15 | 3 | 32 | 0.482 | 326.2451 | 0.885 | 632.6906 | 0.403 | 306.4454
2024-03-15 | 3 | 33.62 | 0.39436 | 326.6395 | 0.73803 | 633.4286 | 0.34367 | 306.7891
2024-03-15 | 3 | 35.06 | 0.26835 | 326.9078 | 0.5105 | 633.9391 | 0.24216 | 307.0313
2024-03-15 | 3 | 37.94 | 0.23097 | 327.1388 | 0.45334 | 634.3925 | 0.22237 | 307.2537
2024-03-15 | 3 | 37.94 | 0.26375 | 327.4026 | 0.51768 | 634.9101 | 0.25393 | 307.5076
2024-03-15 | 3 | 39.38 | 0.18632 | 327.5889 | 0.37118 | 635.2813 | 0.18486 | 307.6924
2024-03-15 | 3 | 42.08 | 0.10136 | 327.6902 | 0.20738 | 635.4887 | 0.10601 | 307.7985
2024-03-15 | 3 | 42.98 | 0.05901 | 327.7492 | 0.12176 | 635.6105 | 0.062749 | 307.8612
2024-03-15 | 3 | 42.08 | 0.067882 | 327.8171 | 0.13888 | 635.7493 | 0.070996 | 307.9322
2024-03-15 | 3 | 39.02 | 0.10217 | 327.9193 | 0.20281 | 635.9521 | 0.10063 | 308.0328
2024-03-15 | 3 | 39.02 | 0.1574 | 328.0767 | 0.31243 | 636.2646 | 0.15502 | 308.1879
2024-03-15 | 3 | 38.12 | 0.18926 | 328.266 | 0.37218 | 636.6368 | 0.18292 | 308.3708
2024-03-15 | 3 | 36.32 | 0.22885 | 328.4948 | 0.44147 | 637.0782 | 0.21262 | 308.5834
2024-03-15 | 3 | 28.94 | 0.31644 | 328.8113 | 0.55937 | 637.6376 | 0.24293 | 308.8263
2024-03-15 | 3 | 28.04 | 0.39813 | 329.2094 | 0.69562 | 638.3332 | 0.29748 | 309.1238
2024-03-15 | 3 | 26.06 | 0.47042 | 329.6798 | 0.80045 | 639.1336 | 0.33003 | 309.4538
2024-03-16 | 3 | 26.06 | 0.51562 | 330.1954 | 0.87736 | 640.011 | 0.36174 | 309.8156
2024-03-16 | 3 | 24.98 | 0.54716 | 330.7426 | 0.91723 | 640.9282 | 0.37007 | 310.1856
2024-03-16 | 3 | 23 | 0.56433 | 331.3069 | 0.91964 | 641.8479 | 0.35531 | 310.541
2024-03-16 | 3 | 23 | 0.56433 | 331.8713 | 0.91964 | 642.7675 | 0.35531 | 310.8963
2024-03-16 | 3 | 24.98 | 0.5486 | 332.4199 | 0.91964 | 643.6872 | 0.37104 | 311.2673
2024-03-16 | 3 | 24.98 | 0.5486 | 332.9684 | 0.91964 | 644.6068 | 0.37104 | 311.6384
2024-03-16 | 3 | 24.98 | 0.5486 | 333.517 | 0.91964 | 645.5264 | 0.37104 | 312.0094
2024-03-16 | 3 | 33.98 | 0.42444 | 333.9415 | 0.79763 | 646.3241 | 0.37319 | 312.3826
2024-03-16 | 3 | 37.94 | 0.27805 | 334.2195 | 0.54576 | 646.8698 | 0.2677 | 312.6503
2024-03-16 | 3 | 39.92 | 0.16584 | 334.3854 | 0.3322 | 647.202 | 0.16635 | 312.8166
2024-03-16 | 3 | 42.98 | 0.074736 | 334.4601 | 0.15421 | 647.3562 | 0.079471 | 312.8961
2024-03-16 | 3 | 43.88 | 0.052066 | 334.5122 | 0.10833 | 647.4646 | 0.056264 | 312.9524
2024-03-16 | 3 | 48.02 | 0.023044 | 334.5352 | 0.049714 | 647.5143 | 0.02667 | 312.979
2024-03-16 | 3 | 51.98 | 0 | 334.5352 | 0 | 647.5143 | 0 | 312.979
2024-03-16 | 3 | 51.98 | 0 | 334.5352 | 0 | 647.5143 | 0 | 312.979
2024-03-16 | 3 | 53.06 | 0 | 334.5352 | 0 | 647.5143 | 0 | 312.979
2024-03-16 | 3 | 53.96 | 0 | 334.5352 | 0 | 647.5143 | 0 | 312.979
2024-03-16 | 3 | 50 | 0 | 334.5352 | 0 | 647.5143 | 0 | 312.979
2024-03-16 | 3 | 50 | 0 | 334.5352 | 0 | 647.5143 | 0 | 312.979
2024-03-16 | 3 | 48.2 | 0.013233 | 334.5485 | 0.028592 | 647.5429 | 0.015358 | 312.9944
2024-03-16 | 3 | 46.04 | 0.060498 | 334.609 | 0.12833 | 647.6712 | 0.06783 | 313.0622
2024-03-16 | 3 | 42.26 | 0.1146 | 334.7236 | 0.23487 | 647.9061 | 0.12027 | 313.1825
2024-03-16 | 3 | 39.92 | 0.17607 | 334.8996 | 0.35268 | 648.2587 | 0.17661 | 313.3591
2024-03-16 | 3 | 39.74 | 0.21607 | 335.1157 | 0.43203 | 648.6908 | 0.21596 | 313.5751
2024-03-17 | 3 | 39.74 | 0.24341 | 335.3591 | 0.48668 | 649.1775 | 0.24327 | 313.8183
2024-03-17 | 3 | 38.84 | 0.26456 | 335.6237 | 0.52416 | 649.7016 | 0.2596 | 314.0779
2024-03-17 | 3 | 37.94 | 0.28208 | 335.9058 | 0.55367 | 650.2553 | 0.27159 | 314.3495
2024-03-17 | 3 | 37.04 | 0.2966 | 336.2024 | 0.57664 | 650.8319 | 0.28003 | 314.6296
2024-03-17 | 3 | 37.94 | 0.28949 | 336.4918 | 0.56821 | 651.4001 | 0.27872 | 314.9083
2024-03-17 | 3 | 39.02 | 0.26748 | 336.7593 | 0.53092 | 651.931 | 0.26344 | 315.1717
2024-03-17 | 3 | 39.02 | 0.24927 | 337.0086 | 0.49477 | 652.4258 | 0.2455 | 315.4172
2024-03-17 | 3 | 39.92 | 0.21889 | 337.2275 | 0.43846 | 652.8643 | 0.21957 | 315.6368
2024-03-17 | 3 | 44.06 | 0.16453 | 337.392 | 0.34289 | 653.2072 | 0.17836 | 315.8152
2024-03-17 | 3 | 48.92 | 0.089294 | 337.4813 | 0.19407 | 653.4012 | 0.10478 | 315.9199
2024-03-17 | 3 | 53.06 | 0.037233 | 337.5186 | 0.083586 | 653.4848 | 0.046353 | 315.9663
2024-03-17 | 3 | 55.94 | 0.030888 | 337.5494 | 0.070808 | 653.5556 | 0.03992 | 316.0062
2024-03-17 | 3 | 55.94 | 0.022552 | 337.572 | 0.051698 | 653.6073 | 0.029147 | 316.0354
2024-03-17 | 3 | 66.02 | 0 | 337.572 | 0 | 653.6073 | 0 | 316.0354
2024-03-17 | 3 | 66.92 | 0 | 337.572 | 0 | 653.6073 | 0 | 316.0354
2024-03-17 | 3 | 66.02 | 0 | 337.572 | 0 | 653.6073 | 0 | 316.0354
2024-03-17 | 3 | 66.92 | 0 | 337.572 | 0 | 653.6073 | 0 | 316.0354
2024-03-17 | 3 | 64.94 | 0 | 337.572 | 0 | 653.6073 | 0 | 316.0354
2024-03-17 | 3 | 64.94 | 0 | 337.572 | 0 | 653.6073 | 0 | 316.0354
2024-03-17 | 3 | 62.96 | 0 | 337.572 | 0 | 653.6073 | 0 | 316.0354
2024-03-17 | 3 | 60.08 | 0 | 337.572 | 0 | 653.6073 | 0 | 316.0354
2024-03-17 | 3 | 59 | 0 | 337.572 | 0 | 653.6073 | 0 | 316.0354
2024-03-17 | 3 | 57.02 | 0.0055417 | 337.5775 | 0.0128 | 653.6201 | 0.0072586 | 316.0426
2024-03-17 | 3 | 55.94 | 0.02834 | 337.6059 | 0.064968 | 653.6851 | 0.036628 | 316.0792
2024-03-18 | 3 | 55.94 | 0.048143 | 337.654 | 0.11037 | 653.7955 | 0.062222 | 316.1415
2024-03-18 | 3 | 59 | 0.048619 | 337.7026 | 0.11382 | 653.9093 | 0.065204 | 316.2067
2024-03-18 | 3 | 57.92 | 0.059153 | 337.7618 | 0.13748 | 654.0468 | 0.078326 | 316.285
2024-03-18 | 3 | 55.94 | 0.065486 | 337.8273 | 0.15012 | 654.1969 | 0.084637 | 316.3696
2024-03-18 | 3 | 55.04 | 0.077754 | 337.905 | 0.17711 | 654.374 | 0.099352 | 316.469
2024-03-18 | 3 | 55.04 | 0.087736 | 337.9928 | 0.19984 | 654.5738 | 0.11211 | 316.5811
2024-03-18 | 3 | 55.04 | 0.074471 | 338.0672 | 0.16963 | 654.7435 | 0.095157 | 316.6762
2024-03-18 | 3 | 57.02 | 0.06842 | 338.1357 | 0.15804 | 654.9015 | 0.089617 | 316.7659
2024-03-18 | 3 | 57.02 | 0.076347 | 338.212 | 0.17635 | 655.0779 | 0.1 | 316.8659
2024-03-18 | 3 | 59 | 0.068912 | 338.2809 | 0.16133 | 655.2392 | 0.09242 | 316.9583
2024-03-18 | 3 | 64.94 | 0.037558 | 338.3185 | 0.091332 | 655.3305 | 0.053774 | 317.0121
2024-03-18 | 3 | 66.92 | 0.011198 | 338.3297 | 0.02756 | 655.3581 | 0.016362 | 317.0284
2024-03-18 | 3 | 69.08 | 0 | 338.3297 | 0 | 655.3581 | 0 | 317.0284
2024-03-18 | 3 | 73.04 | 0 | 338.3297 | 0 | 655.3581 | 0 | 317.0284
2024-03-18 | 3 | 71.96 | 0 | 338.3297 | 0 | 655.3581 | 0 | 317.0284
2024-03-18 | 3 | 71.06 | 0 | 338.3297 | 0 | 655.3581 | 0 | 317.0284
2024-03-18 | 3 | 69.98 | 0 | 338.3297 | 0 | 655.3581 | 0 | 317.0284
2024-03-18 | 3 | 66.92 | 0 | 338.3297 | 0 | 655.3581 | 0 | 317.0284
2024-03-18 | 3 | 66.92 | 0 | 338.3297 | 0 | 655.3581 | 0 | 317.0284
2024-03-18 | 3 | 62.96 | 0 | 338.3297 | 0 | 655.3581 | 0 | 317.0284
2024-03-18 | 3 | 59 | 0.016402 | 338.3461 | 0.038399 | 655.3965 | 0.021997 | 317.0504
2024-03-18 | 3 | 55.94 | 0.055578 | 338.4017 | 0.12741 | 655.5239 | 0.07183 | 317.1222
2024-03-18 | 3 | 51.98 | 0.099899 | 338.5016 | 0.22244 | 655.7463 | 0.12254 | 317.2448
2024-03-18 | 3 | 51.08 | 0.13551 | 338.6371 | 0.29965 | 656.046 | 0.16414 | 317.4089
2024-03-19 | 3 | 51.08 | 0.16051 | 338.7976 | 0.35493 | 656.4009 | 0.19442 | 317.6033
2024-03-19 | 3 | 48.02 | 0.19882 | 338.9964 | 0.42892 | 656.8298 | 0.2301 | 317.8334
2024-03-19 | 3 | 46.04 | 0.23472 | 339.2311 | 0.49789 | 657.3277 | 0.26317 | 318.0966
2024-03-19 | 3 | 44.06 | 0.26305 | 339.4942 | 0.54821 | 657.8759 | 0.28516 | 318.3818
2024-03-19 | 3 | 42.08 | 0.28799 | 339.7822 | 0.58919 | 658.4651 | 0.3012 | 318.683
2024-03-19 | 3 | 41 | 0.2918 | 340.0739 | 0.59078 | 659.0559 | 0.29899 | 318.982
2024-03-19 | 3 | 41 | 0.28801 | 340.362 | 0.58312 | 659.639 | 0.29511 | 319.2771
2024-03-19 | 3 | 41.18 | 0.29259 | 340.6546 | 0.59343 | 660.2325 | 0.30084 | 319.5779
2024-03-19 | 3 | 43.88 | 0.2088 | 340.8634 | 0.43443 | 660.6669 | 0.22563 | 319.8035
2024-03-19 | 3 | 50 | 0.059146 | 340.9225 | 0.12968 | 660.7966 | 0.070531 | 319.8741
2024-03-19 | 3 | 53.06 | 0 | 340.9225 | 0 | 660.7966 | 0 | 319.8741
2024-03-19 | 3 | 55.94 | 0 | 340.9225 | 0 | 660.7966 | 0 | 319.8741
2024-03-19 | 3 | 55.94 | 0 | 340.9225 | 0 | 660.7966 | 0 | 319.8741
2024-03-19 | 3 | 60.98 | 0 | 340.9225 | 0 | 660.7966 | 0 | 319.8741
2024-03-19 | 3 | 62.06 | 0 | 340.9225 | 0 | 660.7966 | 0 | 319.8741
2024-03-19 | 3 | 62.96 | 0 | 340.9225 | 0 | 660.7966 | 0 | 319.8741
2024-03-19 | 3 | 62.06 | 0 | 340.9225 | 0 | 660.7966 | 0 | 319.8741
2024-03-19 | 3 | 59 | 0 | 340.9225 | 0 | 660.7966 | 0 | 319.8741
2024-03-19 | 3 | 59 | 0 | 340.9225 | 0 | 660.7966 | 0 | 319.8741
2024-03-19 | 3 | 55.58 | 0 | 340.9225 | 0 | 660.7966 | 0 | 319.8741
2024-03-19 | 3 | 54.14 | 0 | 340.9225 | 0 | 660.7966 | 0 | 319.8741
2024-03-19 | 3 | 49.1 | 0.030902 | 340.9534 | 0.067262 | 660.8638 | 0.03636 | 319.9104
2024-03-19 | 3 | 46.76 | 0.081962 | 341.0354 | 0.17495 | 661.0388 | 0.092983 | 320.0034
2024-03-19 | 3 | 46.22 | 0.12495 | 341.1603 | 0.26545 | 661.3042 | 0.1405 | 320.1439
2024-03-20 | 3 | 45.86 | 0.15699 | 341.3173 | 0.33248 | 661.6367 | 0.17549 | 320.3194
2024-03-20 | 3 | 45.14 | 0.17871 | 341.496 | 0.37609 | 662.0128 | 0.19738 | 320.5168
2024-03-20 | 3 | 44.06 | 0.19712 | 341.6931 | 0.4108 | 662.4236 | 0.21368 | 320.7305
2024-03-20 | 3 | 43.34 | 0.21486 | 341.908 | 0.44482 | 662.8684 | 0.22996 | 320.9604
2024-03-20 | 3 | 41 | 0.2337 | 342.1417 | 0.47317 | 663.3416 | 0.23946 | 321.1999
2024-03-20 | 3 | 40.64 | 0.23731 | 342.379 | 0.47877 | 663.8203 | 0.24146 | 321.4414
2024-03-20 | 3 | 41.36 | 0.22765 | 342.6066 | 0.46252 | 664.2829 | 0.23487 | 321.6762
2024-03-20 | 3 | 46.94 | 0.13685 | 342.7435 | 0.29255 | 664.5754 | 0.1557 | 321.8319
2024-03-20 | 3 | 50 | 0.075873 | 342.8194 | 0.16635 | 664.7418 | 0.090477 | 321.9224
2024-03-20 | 3 | 55.94 | 0.026926 | 342.8463 | 0.061727 | 664.8035 | 0.0348 | 321.9572
2024-03-20 | 3 | 60.98 | 0 | 342.8463 | 0 | 664.8035 | 0 | 321.9572
2024-03-20 | 3 | 66.02 | 0 | 342.8463 | 0 | 664.8035 | 0 | 321.9572
2024-03-20 | 3 | 66.02 | 0 | 342.8463 | 0 | 664.8035 | 0 | 321.9572
2024-03-20 | 3 | 73.94 | 0 | 342.8463 | 0 | 664.8035 | 0 | 321.9572
2024-03-20 | 3 | 75.92 | 0 | 342.8463 | 0 | 664.8035 | 0 | 321.9572
2024-03-20 | 3 | 75.92 | 0 | 342.8463 | 0 | 664.8035 | 0 | 321.9572
2024-03-20 | 3 | 75.92 | 0 | 342.8463 | 0 | 664.8035 | 0 | 321.9572
2024-03-20 | 3 | 71.96 | 0 | 342.8463 | 0 | 664.8035 | 0 | 321.9572
2024-03-20 | 3 | 71.96 | 0 | 342.8463 | 0 | 664.8035 | 0 | 321.9572
2024-03-20 | 3 | 60.98 | 0 | 342.8463 | 0 | 664.8035 | 0 | 321.9572
2024-03-20 | 3 | 60.08 | 0 | 342.8463 | 0 | 664.8035 | 0 | 321.9572
2024-03-20 | 3 | 59 | 0 | 342.8463 | 0 | 664.8035 | 0 | 321.9572
2024-03-20 | 3 | 62.06 | 0 | 342.8463 | 0 | 664.8035 | 0 | 321.9572
2024-03-20 | 3 | 60.98 | 0 | 342.8463 | 0 | 664.8035 | 0 | 321.9572
2024-03-21 | 3 | 60.98 | 0.018125 | 342.8644 | 0.042989 | 664.8465 | 0.024864 | 321.9821
2024-03-21 | 3 | 57.92 | 0.042452 | 342.9069 | 0.098665 | 664.9451 | 0.056213 | 322.0383
2024-03-21 | 3 | 57.92 | 0.054934 | 342.9618 | 0.12767 | 665.0728 | 0.07274 | 322.111
2024-03-21 | 3 | 57.92 | 0.059526 | 343.0213 | 0.13835 | 665.2112 | 0.07882 | 322.1898
2024-03-21 | 3 | 53.96 | 0.073847 | 343.0952 | 0.16689 | 665.3781 | 0.093045 | 322.2829
2024-03-21 | 3 | 55.94 | 0.074489 | 343.1697 | 0.17076 | 665.5488 | 0.096272 | 322.3792
2024-03-21 | 3 | 55.94 | 0.067482 | 343.2371 | 0.1547 | 665.7035 | 0.087216 | 322.4664
2024-03-21 | 3 | 66.02 | 0.019797 | 343.2569 | 0.04846 | 665.752 | 0.028663 | 322.495
2024-03-21 | 3 | 65.12 | 0.00070675 | 343.2577 | 0.0017205 | 665.7537 | 0.0010138 | 322.496
2024-03-21 | 3 | 77 | 0 | 343.2577 | 0 | 665.7537 | 0 | 322.496
2024-03-21 | 3 | 78.98 | 0 | 343.2577 | 0 | 665.7537 | 0 | 322.496
2024-03-21 | 3 | 80.96 | 0 | 343.2577 | 0 | 665.7537 | 0 | 322.496
2024-03-21 | 3 | 80.96 | 0 | 343.2577 | 0 | 665.7537 | 0 | 322.496
2024-03-21 | 3 | 82.94 | 0 | 343.2577 | 0 | 665.7537 | 0 | 322.496
2024-03-21 | 3 | 84.02 | 0 | 343.2577 | 0 | 665.7537 | 0 | 322.496
2024-03-21 | 3 | 84.92 | 0 | 343.2577 | 0 | 665.7537 | 0 | 322.496
2024-03-21 | 3 | 82.4 | 0 | 343.2577 | 0 | 665.7537 | 0 | 322.496
2024-03-21 | 3 | 80.96 | 0 | 343.2577 | 0 | 665.7537 | 0 | 322.496
2024-03-21 | 3 | 71.96 | 0 | 343.2577 | 0 | 665.7537 | 0 | 322.496
2024-03-21 | 3 | 62.06 | 0 | 343.2577 | 0 | 665.7537 | 0 | 322.496
2024-03-21 | 3 | 60.98 | 0 | 343.2577 | 0 | 665.7537 | 0 | 322.496
2024-03-21 | 3 | 60.08 | 0 | 343.2577 | 0 | 665.7537 | 0 | 322.496
2024-03-21 | 3 | 60.08 | 0 | 343.2577 | 0 | 665.7537 | 0 | 322.496
2024-03-21 | 3 | 57.02 | 0.013478 | 343.2711 | 0.031131 | 665.7848 | 0.017653 | 322.5137
2024-03-22 | 3 | 55.94 | 0.042421 | 343.3136 | 0.097248 | 665.8821 | 0.054827 | 322.5685
2024-03-22 | 3 | 59 | 0.052795 | 343.3663 | 0.1236 | 666.0057 | 0.070805 | 322.6393
2024-03-22 | 3 | 57.02 | 0.067965 | 343.4343 | 0.15699 | 666.1627 | 0.089021 | 322.7284
2024-03-22 | 3 | 57.02 | 0.087232 | 343.5215 | 0.20149 | 666.3642 | 0.11426 | 322.8426
2024-03-22 | 3 | 55.94 | 0.11257 | 343.6341 | 0.25806 | 666.6222 | 0.14549 | 322.9881
2024-03-22 | 3 | 55.04 | 0.12004 | 343.7541 | 0.27341 | 666.8956 | 0.15338 | 323.1415
2024-03-22 | 3 | 55.04 | 0.1116 | 343.8658 | 0.25421 | 667.1498 | 0.14261 | 323.2841
2024-03-22 | 3 | 55.94 | 0.096182 | 343.9619 | 0.22049 | 667.3703 | 0.12431 | 323.4084
2024-03-22 | 3 | 57.92 | 0.079814 | 344.0418 | 0.1855 | 667.5558 | 0.10568 | 323.5141
2024-03-22 | 3 | 57.02 | 0.069421 | 344.1112 | 0.16035 | 667.7162 | 0.090928 | 323.605
2024-03-22 | 3 | 57.92 | 0.062936 | 344.1741 | 0.14627 | 667.8624 | 0.083336 | 323.6883
2024-03-22 | 3 | 60.08 | 0.05679 | 344.2309 | 0.13391 | 667.9964 | 0.077118 | 323.7655
2024-03-22 | 3 | 60.08 | 0.059999 | 344.2909 | 0.14147 | 668.1378 | 0.081475 | 323.8469
2024-03-22 | 3 | 62.96 | 0.055075 | 344.346 | 0.13229 | 668.2701 | 0.077214 | 323.9241
2024-03-22 | 3 | 64.04 | 0.041505 | 344.3875 | 0.10037 | 668.3705 | 0.058865 | 323.983
2024-03-22 | 3 | 64.04 | 0.039959 | 344.4274 | 0.096632 | 668.4671 | 0.056673 | 324.0397
2024-03-22 | 3 | 62.96 | 0.049936 | 344.4774 | 0.11995 | 668.5871 | 0.07001 | 324.1097
2024-03-22 | 3 | 59 | 0.063717 | 344.5411 | 0.14917 | 668.7362 | 0.085452 | 324.1951
2024-03-22 | 3 | 59 | 0.065975 | 344.6071 | 0.15446 | 668.8907 | 0.088481 | 324.2836
2024-03-22 | 3 | 57.2 | 0.055729 | 344.6628 | 0.12888 | 669.0196 | 0.073154 | 324.3568
2024-03-22 | 3 | 50 | 0.082166 | 344.745 | 0.18015 | 669.1997 | 0.097981 | 324.4548
2024-03-22 | 3 | 51.98 | 0.10455 | 344.8495 | 0.2328 | 669.4325 | 0.12825 | 324.583
2024-03-22 | 3 | 50 | 0.11359 | 344.9631 | 0.24905 | 669.6816 | 0.13546 | 324.7185
2024-03-22 | 3 | 48.38 | 0.1342 | 345.0973 | 0.29039 | 669.972 | 0.15619 | 324.8747
2024-03-23 | 3 | 44.06 | 0.17115 | 345.2685 | 0.35668 | 670.3286 | 0.18553 | 325.0602
2024-03-23 | 3 | 44.06 | 0.19669 | 345.4651 | 0.4099 | 670.7385 | 0.21322 | 325.2734
2024-03-23 | 3 | 48.92 | 0.1779 | 345.643 | 0.38666 | 671.1252 | 0.20875 | 325.4822
2024-03-23 | 3 | 49.46 | 0.16418 | 345.8072 | 0.35839 | 671.4836 | 0.19422 | 325.6764
2024-03-23 | 3 | 46.94 | 0.17278 | 345.98 | 0.36936 | 671.853 | 0.19658 | 325.873
2024-03-23 | 3 | 50 | 0.16719 | 346.1472 | 0.36655 | 672.2195 | 0.19937 | 326.0723
2024-03-23 | 3 | 50 | 0.15516 | 346.3024 | 0.34019 | 672.5597 | 0.18503 | 326.2574
2024-03-23 | 3 | 53.96 | 0.083391 | 346.3857 | 0.18846 | 672.7482 | 0.10507 | 326.3624
2024-03-23 | 3 | 51.8 | 0.054187 | 346.4399 | 0.12049 | 672.8687 | 0.066303 | 326.4287
2024-03-23 | 3 | 60.08 | 0.016391 | 346.4563 | 0.038649 | 672.9073 | 0.022258 | 326.451
2024-03-23 | 3 | 62.06 | 0 | 346.4563 | 0 | 672.9073 | 0 | 326.451
2024-03-23 | 3 | 62.96 | 0 | 346.4563 | 0 | 672.9073 | 0 | 326.451
2024-03-23 | 3 | 62.96 | 0 | 346.4563 | 0 | 672.9073 | 0 | 326.451
2024-03-23 | 3 | 66.02 | 0 | 346.4563 | 0 | 672.9073 | 0 | 326.451
2024-03-23 | 3 | 66.92 | 0 | 346.4563 | 0 | 672.9073 | 0 | 326.451
2024-03-23 | 3 | 66.92 | 0 | 346.4563 | 0 | 672.9073 | 0 | 326.451
2024-03-23 | 3 | 66.92 | 0 | 346.4563 | 0 | 672.9073 | 0 | 326.451
2024-03-23 | 3 | 62.96 | 0 | 346.4563 | 0 | 672.9073 | 0 | 326.451
2024-03-23 | 3 | 62.96 | 0 | 346.4563 | 0 | 672.9073 | 0 | 326.451
2024-03-23 | 3 | 62.06 | 0 | 346.4563 | 0 | 672.9073 | 0 | 326.451
2024-03-23 | 3 | 62.06 | 0 | 346.4563 | 0 | 672.9073 | 0 | 326.451
2024-03-23 | 3 | 60.98 | 0 | 346.4563 | 0 | 672.9073 | 0 | 326.451
2024-03-23 | 3 | 60.98 | 0.0035899 | 346.4599 | 0.0085147 | 672.9158 | 0.0049248 | 326.4559
2024-03-23 | 3 | 60.98 | 0.017186 | 346.4771 | 0.040762 | 672.9566 | 0.023576 | 326.4795
2024-03-24 | 3 | 60.98 | 0.031207 | 346.5083 | 0.074017 | 673.0306 | 0.04281 | 326.5223
2024-03-24 | 3 | 60.08 | 0.046907 | 346.5552 | 0.1106 | 673.1412 | 0.063697 | 326.586
2024-03-24 | 3 | 60.08 | 0.055175 | 346.6104 | 0.1301 | 673.2713 | 0.074925 | 326.6609
2024-03-24 | 3 | 60.08 | 0.056282 | 346.6667 | 0.13271 | 673.404 | 0.076428 | 326.7374
2024-03-24 | 3 | 59 | 0.058396 | 346.7251 | 0.13671 | 673.5407 | 0.078317 | 326.8157
2024-03-24 | 3 | 59 | 0.059523 | 346.7846 | 0.13935 | 673.6801 | 0.079828 | 326.8955
2024-03-24 | 3 | 59 | 0.054517 | 346.8391 | 0.12763 | 673.8077 | 0.073115 | 326.9686
2024-03-24 | 3 | 59 | 0.037374 | 346.8765 | 0.087498 | 673.8952 | 0.050124 | 327.0187
2024-03-24 | 3 | 60.08 | 0.029739 | 346.9062 | 0.070122 | 673.9653 | 0.040383 | 327.0591
2024-03-24 | 3 | 64.04 | 0.011941 | 346.9182 | 0.028878 | 673.9942 | 0.016936 | 327.0761
2024-03-24 | 3 | 68 | 0 | 346.9182 | 0 | 673.9942 | 0 | 327.0761
2024-03-24 | 3 | 69.08 | 0 | 346.9182 | 0 | 673.9942 | 0 | 327.0761
2024-03-24 | 3 | 69.08 | 0 | 346.9182 | 0 | 673.9942 | 0 | 327.0761
2024-03-24 | 3 | 71.96 | 0 | 346.9182 | 0 | 673.9942 | 0 | 327.0761
2024-03-24 | 3 | 73.04 | 0 | 346.9182 | 0 | 673.9942 | 0 | 327.0761
2024-03-24 | 3 | 73.94 | 0 | 346.9182 | 0 | 673.9942 | 0 | 327.0761
2024-03-24 | 3 | 73.94 | 0 | 346.9182 | 0 | 673.9942 | 0 | 327.0761
2024-03-24 | 3 | 71.06 | 0 | 346.9182 | 0 | 673.9942 | 0 | 327.0761
2024-03-24 | 3 | 71.06 | 0 | 346.9182 | 0 | 673.9942 | 0 | 327.0761
2024-03-24 | 3 | 69.08 | 0 | 346.9182 | 0 | 673.9942 | 0 | 327.0761
2024-03-24 | 3 | 69.08 | 0 | 346.9182 | 0 | 673.9942 | 0 | 327.0761
2024-03-24 | 3 | 68 | 0 | 346.9182 | 0 | 673.9942 | 0 | 327.0761
2024-03-24 | 3 | 66.92 | 0 | 346.9182 | 0 | 673.9942 | 0 | 327.0761
2024-03-24 | 3 | 64.94 | 0 | 346.9182 | 0 | 673.9942 | 0 | 327.0761
2024-03-25 | 3 | 64.94 | 0 | 346.9182 | 0 | 673.9942 | 0 | 327.0761
2024-03-25 | 3 | 62.96 | 0.00089949 | 346.9191 | 0.0021606 | 673.9964 | 0.0012611 | 327.0773
2024-03-25 | 3 | 62.06 | 0.015045 | 346.9341 | 0.035933 | 674.0323 | 0.020888 | 327.0982
2024-03-25 | 3 | 57.02 | 0.038719 | 346.9728 | 0.089433 | 674.1217 | 0.050714 | 327.1489
2024-03-25 | 3 | 59 | 0.055221 | 347.028 | 0.12928 | 674.251 | 0.074059 | 327.223
2024-03-25 | 3 | 59 | 0.057637 | 347.0857 | 0.13493 | 674.386 | 0.077298 | 327.3003
2024-03-25 | 3 | 59 | 0.047421 | 347.1331 | 0.11102 | 674.497 | 0.063598 | 327.3639
2024-03-25 | 3 | 64.04 | 0.014515 | 347.1476 | 0.035101 | 674.5321 | 0.020586 | 327.3845
2024-03-25 | 3 | 68 | 0 | 347.1476 | 0 | 674.5321 | 0 | 327.3845
2024-03-25 | 3 | 71.96 | 0 | 347.1476 | 0 | 674.5321 | 0 | 327.3845
2024-03-25 | 3 | 75.02 | 0 | 347.1476 | 0 | 674.5321 | 0 | 327.3845
2024-03-25 | 3 | 77 | 0 | 347.1476 | 0 | 674.5321 | 0 | 327.3845
2024-03-25 | 3 | 77 | 0 | 347.1476 | 0 | 674.5321 | 0 | 327.3845
2024-03-25 | 3 | 77 | 0 | 347.1476 | 0 | 674.5321 | 0 | 327.3845
2024-03-25 | 3 | 77 | 0 | 347.1476 | 0 | 674.5321 | 0 | 327.3845
2024-03-25 | 3 | 78.08 | 0 | 347.1476 | 0 | 674.5321 | 0 | 327.3845
2024-03-25 | 3 | 75.02 | 0 | 347.1476 | 0 | 674.5321 | 0 | 327.3845
2024-03-25 | 3 | 73.04 | 0 | 347.1476 | 0 | 674.5321 | 0 | 327.3845
2024-03-25 | 3 | 73.04 | 0 | 347.1476 | 0 | 674.5321 | 0 | 327.3845
2024-03-25 | 3 | 66.92 | 0 | 347.1476 | 0 | 674.5321 | 0 | 327.3845
2024-03-25 | 3 | 64.94 | 0 | 347.1476 | 0 | 674.5321 | 0 | 327.3845
2024-03-25 | 3 | 62.06 | 0 | 347.1476 | 0 | 674.5321 | 0 | 327.3845
2024-03-25 | 3 | 60.08 | 0 | 347.1476 | 0 | 674.5321 | 0 | 327.3845
2024-03-25 | 3 | 60.08 | 0.0063789 | 347.154 | 0.015041 | 674.5471 | 0.0086622 | 327.3931
2024-03-26 | 3 | 60.08 | 0.0252 | 347.1792 | 0.059421 | 674.6065 | 0.034221 | 327.4273
2024-03-26 | 3 | 60.98 | 0.040226 | 347.2194 | 0.09541 | 674.7019 | 0.055183 | 327.4825
2024-03-26 | 3 | 60.98 | 0.043989 | 347.2634 | 0.10433 | 674.8063 | 0.060345 | 327.5429
2024-03-26 | 3 | 59 | 0.046695 | 347.3101 | 0.10932 | 674.9156 | 0.062624 | 327.6055
2024-03-26 | 3 | 57.92 | 0.046312 | 347.3564 | 0.10764 | 675.0232 | 0.061324 | 327.6668
2024-03-26 | 3 | 57.02 | 0.047728 | 347.4041 | 0.11024 | 675.1335 | 0.062515 | 327.7293
2024-03-26 | 3 | 57.02 | 0.044063 | 347.4482 | 0.10178 | 675.2353 | 0.057714 | 327.787
2024-03-26 | 3 | 60.08 | 0.022593 | 347.4708 | 0.053274 | 675.2885 | 0.03068 | 327.8177
2024-03-26 | 3 | 64.94 | 0.011063 | 347.4819 | 0.026902 | 675.3154 | 0.015839 | 327.8336
2024-03-26 | 3 | 69.08 | 0.0016709 | 347.4835 | 0.0041656 | 675.3196 | 0.0024947 | 327.8361
2024-03-26 | 3 | 69.08 | 0 | 347.4835 | 0 | 675.3196 | 0 | 327.8361
2024-03-26 | 3 | 73.04 | 0 | 347.4835 | 0 | 675.3196 | 0 | 327.8361
2024-03-26 | 3 | 73.04 | 0 | 347.4835 | 0 | 675.3196 | 0 | 327.8361
2024-03-26 | 3 | 75.92 | 0 | 347.4835 | 0 | 675.3196 | 0 | 327.8361
2024-03-26 | 3 | 77 | 0 | 347.4835 | 0 | 675.3196 | 0 | 327.8361
2024-03-26 | 3 | 75.92 | 0 | 347.4835 | 0 | 675.3196 | 0 | 327.8361
2024-03-26 | 3 | 77 | 0 | 347.4835 | 0 | 675.3196 | 0 | 327.8361
2024-03-26 | 3 | 73.94 | 0 | 347.4835 | 0 | 675.3196 | 0 | 327.8361
2024-03-26 | 3 | 73.94 | 0 | 347.4835 | 0 | 675.3196 | 0 | 327.8361
2024-03-26 | 3 | 64.94 | 0 | 347.4835 | 0 | 675.3196 | 0 | 327.8361
2024-03-26 | 3 | 62.06 | 0 | 347.4835 | 0 | 675.3196 | 0 | 327.8361
2024-03-26 | 3 | 60.98 | 0 | 347.4835 | 0 | 675.3196 | 0 | 327.8361
2024-03-26 | 3 | 59 | 0 | 347.4835 | 0 | 675.3196 | 0 | 327.8361
2024-03-26 | 3 | 57.92 | 0.011942 | 347.4955 | 0.027755 | 675.3474 | 0.015813 | 327.8519
2024-03-27 | 3 | 57.92 | 0.032705 | 347.5282 | 0.07601 | 675.4234 | 0.043305 | 327.8952
2024-03-27 | 3 | 55.94 | 0.052319 | 347.5805 | 0.11994 | 675.5433 | 0.067619 | 327.9628
2024-03-27 | 3 | 55.04 | 0.067465 | 347.648 | 0.15367 | 675.697 | 0.086205 | 328.049
2024-03-27 | 3 | 55.04 | 0.075103 | 347.7231 | 0.17107 | 675.868 | 0.095965 | 328.145
2024-03-27 | 3 | 55.94 | 0.075413 | 347.7985 | 0.17288 | 676.0409 | 0.097465 | 328.2424
2024-03-27 | 3 | 57.02 | 0.069321 | 347.8678 | 0.16012 | 676.201 | 0.090797 | 328.3332
2024-03-27 | 3 | 57.92 | 0.05333 | 347.9211 | 0.12395 | 676.325 | 0.070616 | 328.4038
2024-03-27 | 3 | 64.04 | 0.016786 | 347.9379 | 0.040594 | 676.3656 | 0.023807 | 328.4277
2024-03-27 | 3 | 69.98 | 0.00087561 | 347.9388 | 0.0021946 | 676.3678 | 0.001319 | 328.429
2024-03-27 | 3 | 71.96 | 0 | 347.9388 | 0 | 676.3678 | 0 | 328.429
2024-03-27 | 3 | 75.92 | 0 | 347.9388 | 0 | 676.3678 | 0 | 328.429
2024-03-27 | 3 | 77 | 0 | 347.9388 | 0 | 676.3678 | 0 | 328.429
2024-03-27 | 3 | 77 | 0 | 347.9388 | 0 | 676.3678 | 0 | 328.429
2024-03-27 | 3 | 77 | 0 | 347.9388 | 0 | 676.3678 | 0 | 328.429
2024-03-27 | 3 | 75.92 | 0 | 347.9388 | 0 | 676.3678 | 0 | 328.429
2024-03-27 | 3 | 73.94 | 0 | 347.9388 | 0 | 676.3678 | 0 | 328.429
2024-03-27 | 3 | 66.92 | 0 | 347.9388 | 0 | 676.3678 | 0 | 328.429
2024-03-27 | 3 | 66.02 | 0 | 347.9388 | 0 | 676.3678 | 0 | 328.429
2024-03-27 | 3 | 66.02 | 0 | 347.9388 | 0 | 676.3678 | 0 | 328.429
2024-03-27 | 3 | 64.04 | 0 | 347.9388 | 0 | 676.3678 | 0 | 328.429
2024-03-27 | 3 | 62.96 | 0 | 347.9388 | 0 | 676.3678 | 0 | 328.429
2024-03-27 | 3 | 62.06 | 0 | 347.9388 | 0 | 676.3678 | 0 | 328.429
2024-03-27 | 3 | 62.06 | 0 | 347.9388 | 0 | 676.3678 | 0 | 328.429
2024-03-27 | 3 | 62.06 | 0.015961 | 347.9548 | 0.038119 | 676.4059 | 0.022159 | 328.4511
2024-03-28 | 3 | 62.06 | 0.028866 | 347.9836 | 0.068942 | 676.4748 | 0.040076 | 328.4912
2024-03-28 | 3 | 60.08 | 0.040113 | 348.0237 | 0.094584 | 676.5694 | 0.054471 | 328.5457
2024-03-28 | 3 | 60.98 | 0.045968 | 348.0697 | 0.10903 | 676.6784 | 0.06306 | 328.6087
2024-03-28 | 3 | 60.08 | 0.04381 | 348.1135 | 0.1033 | 676.7817 | 0.059491 | 328.6682
2024-03-28 | 3 | 60.08 | 0.039519 | 348.153 | 0.093184 | 676.8749 | 0.053665 | 328.7219
2024-03-28 | 3 | 59 | 0.03601 | 348.189 | 0.084304 | 676.9592 | 0.048294 | 328.7702
2024-03-28 | 3 | 57.92 | 0.031465 | 348.2205 | 0.073128 | 677.0324 | 0.041663 | 328.8119
2024-03-28 | 3 | 62.96 | 0.020663 | 348.2412 | 0.049633 | 677.082 | 0.02897 | 328.8408
2024-03-28 | 3 | 66.02 | 0.0081225 | 348.2493 | 0.019883 | 677.1019 | 0.01176 | 328.8526
2024-03-28 | 3 | 69.08 | 0 | 348.2493 | 0 | 677.1019 | 0 | 328.8526
2024-03-28 | 3 | 69.98 | 0 | 348.2493 | 0 | 677.1019 | 0 | 328.8526
2024-03-28 | 3 | 71.96 | 0 | 348.2493 | 0 | 677.1019 | 0 | 328.8526
2024-03-28 | 3 | 71.96 | 0 | 348.2493 | 0 | 677.1019 | 0 | 328.8526
2024-03-28 | 3 | 78.98 | 0 | 348.2493 | 0 | 677.1019 | 0 | 328.8526
2024-03-28 | 3 | 78.98 | 0 | 348.2493 | 0 | 677.1019 | 0 | 328.8526
2024-03-28 | 3 | 78.08 | 0 | 348.2493 | 0 | 677.1019 | 0 | 328.8526
2024-03-28 | 3 | 78.08 | 0 | 348.2493 | 0 | 677.1019 | 0 | 328.8526
2024-03-28 | 3 | 73.94 | 0 | 348.2493 | 0 | 677.1019 | 0 | 328.8526
2024-03-28 | 3 | 73.94 | 0 | 348.2493 | 0 | 677.1019 | 0 | 328.8526
2024-03-28 | 3 | 64.04 | 0 | 348.2493 | 0 | 677.1019 | 0 | 328.8526
2024-03-28 | 3 | 60.08 | 0 | 348.2493 | 0 | 677.1019 | 0 | 328.8526
2024-03-28 | 3 | 62.96 | 0 | 348.2493 | 0 | 677.1019 | 0 | 328.8526
2024-03-28 | 3 | 62.06 | 0 | 348.2493 | 0 | 677.1019 | 0 | 328.8526
2024-03-28 | 3 | 55.94 | 0.016773 | 348.2661 | 0.038452 | 677.1403 | 0.021678 | 328.8743
2024-03-29 | 3 | 55.94 | 0.044143 | 348.3102 | 0.1012 | 677.2415 | 0.057052 | 328.9313
2024-03-29 | 3 | 55.04 | 0.062464 | 348.3727 | 0.14228 | 677.3838 | 0.079815 | 329.0111
2024-03-29 | 3 | 53.06 | 0.081415 | 348.4541 | 0.18277 | 677.5666 | 0.10136 | 329.1125
2024-03-29 | 3 | 51.98 | 0.097797 | 348.5519 | 0.21776 | 677.7843 | 0.11996 | 329.2325
2024-03-29 | 3 | 51.98 | 0.10535 | 348.6572 | 0.23459 | 678.0189 | 0.12923 | 329.3617
2024-03-29 | 3 | 51.98 | 0.10561 | 348.7628 | 0.23516 | 678.2541 | 0.12955 | 329.4912
2024-03-29 | 3 | 51.98 | 0.092223 | 348.8551 | 0.20535 | 678.4594 | 0.11313 | 329.6044
2024-03-29 | 3 | 60.98 | 0.022689 | 348.8778 | 0.053815 | 678.5133 | 0.031126 | 329.6355
2024-03-29 | 3 | 64.94 | 0 | 348.8778 | 0 | 678.5133 | 0 | 329.6355
2024-03-29 | 3 | 71.96 | 0 | 348.8778 | 0 | 678.5133 | 0 | 329.6355
2024-03-29 | 3 | 77 | 0 | 348.8778 | 0 | 678.5133 | 0 | 329.6355
2024-03-29 | 3 | 78.98 | 0 | 348.8778 | 0 | 678.5133 | 0 | 329.6355
2024-03-29 | 3 | 78.98 | 0 | 348.8778 | 0 | 678.5133 | 0 | 329.6355
2024-03-29 | 3 | 80.96 | 0 | 348.8778 | 0 | 678.5133 | 0 | 329.6355
2024-03-29 | 3 | 82.04 | 0 | 348.8778 | 0 | 678.5133 | 0 | 329.6355
2024-03-29 | 3 | 82.94 | 0 | 348.8778 | 0 | 678.5133 | 0 | 329.6355
2024-03-29 | 3 | 82.94 | 0 | 348.8778 | 0 | 678.5133 | 0 | 329.6355
2024-03-29 | 3 | 78.98 | 0 | 348.8778 | 0 | 678.5133 | 0 | 329.6355
2024-03-29 | 3 | 78.98 | 0 | 348.8778 | 0 | 678.5133 | 0 | 329.6355
2024-03-29 | 3 | 69.08 | 0 | 348.8778 | 0 | 678.5133 | 0 | 329.6355
2024-03-29 | 3 | 68 | 0 | 348.8778 | 0 | 678.5133 | 0 | 329.6355
2024-03-29 | 3 | 66.92 | 0 | 348.8778 | 0 | 678.5133 | 0 | 329.6355
2024-03-29 | 3 | 64.04 | 0 | 348.8778 | 0 | 678.5133 | 0 | 329.6355
2024-03-29 | 3 | 64.04 | 0 | 348.8778 | 0 | 678.5133 | 0 | 329.6355
2024-03-30 | 3 | 64.04 | 0 | 348.8778 | 0 | 678.5133 | 0 | 329.6355
2024-03-30 | 3 | 60.98 | 0.0039637 | 348.8817 | 0.0094013 | 678.5227 | 0.0054376 | 329.6409
2024-03-30 | 3 | 60.98 | 0.022235 | 348.904 | 0.052738 | 678.5754 | 0.030503 | 329.6714
2024-03-30 | 3 | 62.06 | 0.030412 | 348.9344 | 0.072635 | 678.648 | 0.042222 | 329.7137
2024-03-30 | 3 | 60.08 | 0.037973 | 348.9723 | 0.089539 | 678.7376 | 0.051566 | 329.7652
2024-03-30 | 3 | 60.98 | 0.038228 | 349.0106 | 0.09067 | 678.8282 | 0.052442 | 329.8177
2024-03-30 | 3 | 60.98 | 0.023105 | 349.0337 | 0.0548 | 678.883 | 0.031695 | 329.8494
2024-03-30 | 3 | 64.94 | 0.00074016 | 349.0344 | 0.0017999 | 678.8848 | 0.0010597 | 329.8504
2024-03-30 | 3 | 66.02 | 0 | 349.0344 | 0 | 678.8848 | 0 | 329.8504
2024-03-30 | 3 | 73.94 | 0 | 349.0344 | 0 | 678.8848 | 0 | 329.8504
2024-03-30 | 3 | 75.92 | 0 | 349.0344 | 0 | 678.8848 | 0 | 329.8504
2024-03-30 | 3 | 78.08 | 0 | 349.0344 | 0 | 678.8848 | 0 | 329.8504
2024-03-30 | 3 | 78.08 | 0 | 349.0344 | 0 | 678.8848 | 0 | 329.8504
2024-03-30 | 3 | 80.06 | 0 | 349.0344 | 0 | 678.8848 | 0 | 329.8504
2024-03-30 | 3 | 80.06 | 0 | 349.0344 | 0 | 678.8848 | 0 | 329.8504
2024-03-30 | 3 | 80.06 | 0 | 349.0344 | 0 | 678.8848 | 0 | 329.8504
2024-03-30 | 3 | 78.98 | 0 | 349.0344 | 0 | 678.8848 | 0 | 329.8504
2024-03-30 | 3 | 77 | 0 | 349.0344 | 0 | 678.8848 | 0 | 329.8504
2024-03-30 | 3 | 77 | 0 | 349.0344 | 0 | 678.8848 | 0 | 329.8504
2024-03-30 | 3 | 62.06 | 0 | 349.0344 | 0 | 678.8848 | 0 | 329.8504
2024-03-30 | 3 | 62.06 | 0 | 349.0344 | 0 | 678.8848 | 0 | 329.8504
2024-03-30 | 3 | 62.06 | 0 | 349.0344 | 0 | 678.8848 | 0 | 329.8504
2024-03-30 | 3 | 62.06 | 0 | 349.0344 | 0 | 678.8848 | 0 | 329.8504
2024-03-30 | 3 | 62.06 | 0 | 349.0344 | 0 | 678.8848 | 0 | 329.8504
2024-03-31 | 3 | 62.06 | 0.011953 | 349.0464 | 0.028549 | 678.9134 | 0.016595 | 329.867
2024-03-31 | 3 | 62.6 | 0.025506 | 349.0719 | 0.061127 | 678.9745 | 0.035621 | 329.9026
2024-03-31 | 3 | 62.06 | 0.033151 | 349.105 | 0.079175 | 679.0537 | 0.046024 | 329.9487
2024-03-31 | 3 | 59 | 0.045579 | 349.1506 | 0.10671 | 679.1604 | 0.061127 | 330.0098
2024-03-31 | 3 | 55.94 | 0.059859 | 349.2105 | 0.13722 | 679.2976 | 0.077363 | 330.0871
2024-03-31 | 3 | 53.06 | 0.062492 | 349.273 | 0.14029 | 679.4379 | 0.077798 | 330.1649
2024-03-31 | 3 | 53.06 | 0.072871 | 349.3458 | 0.16359 | 679.6015 | 0.09072 | 330.2557
2024-03-31 | 3 | 60.98 | 0.038195 | 349.384 | 0.090591 | 679.6921 | 0.052397 | 330.3081
2024-03-31 | 3 | 62.96 | 0.017811 | 349.4018 | 0.042781 | 679.7349 | 0.024971 | 330.333
2024-03-31 | 3 | 64.04 | 0.019718 | 349.4216 | 0.047682 | 679.7825 | 0.027965 | 330.361
2024-03-31 | 3 | 64.94 | 0.023948 | 349.4455 | 0.058235 | 679.8408 | 0.034287 | 330.3953
2024-03-31 | 3 | 66.92 | 0.014848 | 349.4603 | 0.036543 | 679.8773 | 0.021695 | 330.417
2024-03-31 | 3 | 66.92 | 0.009798 | 349.4701 | 0.024115 | 679.9014 | 0.014317 | 330.4313
2024-03-31 | 3 | 69.08 | 0.0064003 | 349.4765 | 0.015956 | 679.9174 | 0.0095561 | 330.4409
2024-03-31 | 3 | 69.98 | 0.00026724 | 349.4768 | 0.00066979 | 679.9181 | 0.00040255 | 330.4413
2024-03-31 | 3 | 69.98 | 0 | 349.4768 | 0 | 679.9181 | 0 | 330.4413
2024-03-31 | 3 | 69.08 | 0 | 349.4768 | 0 | 679.9181 | 0 | 330.4413
2024-03-31 | 3 | 66.02 | 0 | 349.4768 | 0 | 679.9181 | 0 | 330.4413
2024-03-31 | 3 | 59.54 | 0.0061443 | 349.483 | 0.014436 | 679.9325 | 0.0082921 | 330.4495
2024-03-31 | 3 | 56.3 | 0.021478 | 349.5044 | 0.049363 | 679.9819 | 0.027884 | 330.4774
2024-03-31 | 3 | 54.5 | 0.039286 | 349.5437 | 0.089137 | 680.071 | 0.04985 | 330.5273
2024-03-31 | 3 | 55.22 | 0.050203 | 349.5939 | 0.1145 | 680.1855 | 0.064296 | 330.5916
2024-03-31 | 3 | 57.56 | 0.056793 | 349.6507 | 0.13167 | 680.3172 | 0.074877 | 330.6665
2024-03-31 | 3 | 60.08 | 0.060782 | 349.7115 | 0.14332 | 680.4605 | 0.082539 | 330.749
2024-04-01 | 4 | 62.24 | 0.058642 | 349.7701 | 0.14022 | 680.6007 | 0.081576 | 330.8306
2024-04-01 | 4 | 62.96 | 0.054867 | 349.825 | 0.13179 | 680.7325 | 0.076924 | 330.9075
2024-04-01 | 4 | 62.96 | 0.052107 | 349.8771 | 0.12516 | 680.8577 | 0.073054 | 330.9805
2024-04-01 | 4 | 62.96 | 0.046741 | 349.9239 | 0.11227 | 680.9699 | 0.06553 | 331.0461
2024-04-01 | 4 | 63.32 | 0.039108 | 349.963 | 0.09415 | 681.0641 | 0.055042 | 331.1011
2024-04-01 | 4 | 64.22 | 0.029697 | 349.9927 | 0.071895 | 681.136 | 0.042198 | 331.1433
2024-04-01 | 4 | 62.96 | 0.02027 | 350.0129 | 0.04869 | 681.1847 | 0.028419 | 331.1717
2024-04-01 | 4 | 64.94 | 0.010231 | 350.0232 | 0.024878 | 681.2095 | 0.014648 | 331.1864
2024-04-01 | 4 | 66.02 | 0.014768 | 350.0379 | 0.03615 | 681.2457 | 0.021382 | 331.2078
2024-04-01 | 4 | 66.2 | 0.017989 | 350.0559 | 0.044081 | 681.2898 | 0.026093 | 331.2339
2024-04-01 | 4 | 64.4 | 0.016785 | 350.0727 | 0.040682 | 681.3305 | 0.023897 | 331.2578
2024-04-01 | 4 | 64.04 | 0.011427 | 350.0841 | 0.027635 | 681.3581 | 0.016207 | 331.274
2024-04-01 | 4 | 64.04 | 0.0080531 | 350.0922 | 0.019474 | 681.3776 | 0.011421 | 331.2854
2024-04-01 | 4 | 62.06 | 0.016776 | 350.109 | 0.040067 | 681.4176 | 0.023291 | 331.3087
2024-04-01 | 4 | 62.96 | 0.014821 | 350.1238 | 0.0356 | 681.4532 | 0.020779 | 331.3295
2024-04-01 | 4 | 66.92 | 0.00082978 | 350.1246 | 0.0020422 | 681.4553 | 0.0012125 | 331.3307
2024-04-01 | 4 | 66.02 | 0 | 350.1246 | 0 | 681.4553 | 0 | 331.3307
2024-04-01 | 4 | 64.94 | 0 | 350.1246 | 0 | 681.4553 | 0 | 331.3307
2024-04-01 | 4 | 64.94 | 0 | 350.1246 | 0 | 681.4553 | 0 | 331.3307
2024-04-01 | 4 | 64.94 | 0 | 350.1246 | 0 | 681.4553 | 0 | 331.3307
2024-04-01 | 4 | 62.6 | 0 | 350.1246 | 0 | 681.4553 | 0 | 331.3307
2024-04-01 | 4 | 64.04 | 0 | 350.1246 | 0 | 681.4553 | 0 | 331.3307
2024-04-01 | 4 | 64.04 | 0 | 350.1246 | 0 | 681.4553 | 0 | 331.3307
2024-04-01 | 4 | 64.94 | 0 | 350.1246 | 0 | 681.4553 | 0 | 331.3307
2024-04-02 | 4 | 66.02 | 0 | 350.1246 | 0 | 681.4553 | 0 | 331.3307
2024-04-02 | 4 | 64.04 | 0.0081856 | 350.1328 | 0.019795 | 681.4751 | 0.011609 | 331.3423
2024-04-02 | 4 | 64.04 | 0.015808 | 350.1486 | 0.038228 | 681.5133 | 0.02242 | 331.3647
2024-04-02 | 4 | 64.04 | 0.017596 | 350.1662 | 0.042552 | 681.5559 | 0.024956 | 331.3897
2024-04-02 | 4 | 64.04 | 0.015856 | 350.1821 | 0.038343 | 681.5942 | 0.022487 | 331.4121
2024-04-02 | 4 | 64.04 | 0.011104 | 350.1932 | 0.026852 | 681.621 | 0.015748 | 331.4279
2024-04-02 | 4 | 64.04 | 0.0090207 | 350.2022 | 0.021815 | 681.6429 | 0.012794 | 331.4407
2024-04-02 | 4 | 66.02 | 0.0049768 | 350.2072 | 0.012182 | 681.655 | 0.0072056 | 331.4479
2024-04-02 | 4 | 68 | 0 | 350.2072 | 0 | 681.655 | 0 | 331.4479
2024-04-02 | 4 | 71.06 | 0 | 350.2072 | 0 | 681.655 | 0 | 331.4479
2024-04-02 | 4 | 71.06 | 0 | 350.2072 | 0 | 681.655 | 0 | 331.4479
2024-04-02 | 4 | 69.98 | 0 | 350.2072 | 0 | 681.655 | 0 | 331.4479
2024-04-02 | 4 | 69.98 | 0 | 350.2072 | 0 | 681.655 | 0 | 331.4479
2024-04-02 | 4 | 69.98 | 0 | 350.2072 | 0 | 681.655 | 0 | 331.4479
2024-04-02 | 4 | 69.08 | 0 | 350.2072 | 0 | 681.655 | 0 | 331.4479
2024-04-02 | 4 | 68 | 0 | 350.2072 | 0 | 681.655 | 0 | 331.4479
2024-04-02 | 4 | 66.92 | 0 | 350.2072 | 0 | 681.655 | 0 | 331.4479
2024-04-02 | 4 | 64.94 | 0 | 350.2072 | 0 | 681.655 | 0 | 331.4479
2024-04-02 | 4 | 64.94 | 0 | 350.2072 | 0 | 681.655 | 0 | 331.4479
2024-04-02 | 4 | 62.96 | 0 | 350.2072 | 0 | 681.655 | 0 | 331.4479
2024-04-02 | 4 | 60.98 | 0 | 350.2072 | 0 | 681.655 | 0 | 331.4479
2024-04-02 | 4 | 60.08 | 0 | 350.2072 | 0 | 681.655 | 0 | 331.4479
2024-04-02 | 4 | 57.02 | 0.010962 | 350.2181 | 0.025319 | 681.6804 | 0.014358 | 331.4622
2024-04-02 | 4 | 57.02 | 0.035136 | 350.2533 | 0.081159 | 681.7615 | 0.046022 | 331.5083
2024-04-03 | 4 | 57.02 | 0.05565 | 350.3089 | 0.12854 | 681.8901 | 0.072891 | 331.5812
2024-04-03 | 4 | 55.94 | 0.074692 | 350.3836 | 0.17123 | 682.0613 | 0.096534 | 331.6777
2024-04-03 | 4 | 53.96 | 0.087067 | 350.4707 | 0.19677 | 682.2581 | 0.1097 | 331.7874
2024-04-03 | 4 | 50 | 0.1081 | 350.5788 | 0.23701 | 682.4951 | 0.12891 | 331.9163
2024-04-03 | 4 | 51.08 | 0.11778 | 350.6965 | 0.26044 | 682.7555 | 0.14266 | 332.059
2024-04-03 | 4 | 50 | 0.11939 | 350.8159 | 0.26177 | 683.0173 | 0.14237 | 332.2013
2024-04-03 | 4 | 50 | 0.1093 | 350.9252 | 0.23964 | 683.2569 | 0.13034 | 332.3317
2024-04-03 | 4 | 55.04 | 0.078889 | 351.0041 | 0.17969 | 683.4366 | 0.1008 | 332.4325
2024-04-03 | 4 | 57.92 | 0.033812 | 351.0379 | 0.078583 | 683.5152 | 0.044771 | 332.4772
2024-04-03 | 4 | 60.08 | 0 | 351.0379 | 0 | 683.5152 | 0 | 332.4772
2024-04-03 | 4 | 60.08 | 0 | 351.0379 | 0 | 683.5152 | 0 | 332.4772
2024-04-03 | 4 | 60.98 | 0 | 351.0379 | 0 | 683.5152 | 0 | 332.4772
2024-04-03 | 4 | 60.98 | 0 | 351.0379 | 0 | 683.5152 | 0 | 332.4772
2024-04-03 | 4 | 62.06 | 0 | 351.0379 | 0 | 683.5152 | 0 | 332.4772
2024-04-03 | 4 | 62.96 | 0 | 351.0379 | 0 | 683.5152 | 0 | 332.4772
2024-04-03 | 4 | 62.96 | 0 | 351.0379 | 0 | 683.5152 | 0 | 332.4772
2024-04-03 | 4 | 62.06 | 0 | 351.0379 | 0 | 683.5152 | 0 | 332.4772
2024-04-03 | 4 | 59 | 0 | 351.0379 | 0 | 683.5152 | 0 | 332.4772
2024-04-03 | 4 | 59 | 0 | 351.0379 | 0 | 683.5152 | 0 | 332.4772
2024-04-03 | 4 | 55.94 | 0 | 351.0379 | 0 | 683.5152 | 0 | 332.4772
2024-04-03 | 4 | 55.04 | 0.0052985 | 351.0432 | 0.012069 | 683.5273 | 0.0067702 | 332.484
2024-04-03 | 4 | 53.96 | 0.034906 | 351.0781 | 0.078885 | 683.6061 | 0.04398 | 332.528
2024-04-03 | 4 | 53.96 | 0.054705 | 351.1329 | 0.12363 | 683.7298 | 0.068927 | 332.5969
2024-04-03 | 4 | 51.98 | 0.089419 | 351.2223 | 0.19911 | 683.9289 | 0.10969 | 332.7066
2024-04-04 | 4 | 51.98 | 0.11883 | 351.3411 | 0.2646 | 684.1935 | 0.14577 | 332.8524
2024-04-04 | 4 | 48.92 | 0.14366 | 351.4848 | 0.31224 | 684.5057 | 0.16858 | 333.021
2024-04-04 | 4 | 50 | 0.16099 | 351.6458 | 0.35296 | 684.8587 | 0.19197 | 333.2129
2024-04-04 | 4 | 48.02 | 0.18327 | 351.829 | 0.39538 | 685.2541 | 0.21211 | 333.425
2024-04-04 | 4 | 46.94 | 0.19903 | 352.0281 | 0.42547 | 685.6795 | 0.22644 | 333.6515
2024-04-04 | 4 | 46.04 | 0.21368 | 352.2417 | 0.45327 | 686.1328 | 0.23958 | 333.8911
2024-04-04 | 4 | 46.04 | 0.2083 | 352.45 | 0.44184 | 686.5746 | 0.23354 | 334.1246
2024-04-04 | 4 | 50 | 0.12451 | 352.5745 | 0.27299 | 686.8476 | 0.14848 | 334.2731
2024-04-04 | 4 | 48.74 | 0.088219 | 352.6628 | 0.19145 | 687.0391 | 0.10324 | 334.3763
2024-04-04 | 4 | 55.04 | 0.044684 | 352.7075 | 0.10178 | 687.1409 | 0.057097 | 334.4334
2024-04-04 | 4 | 57.92 | 0.0010032 | 352.7085 | 0.0023315 | 687.1432 | 0.0013283 | 334.4347
2024-04-04 | 4 | 60.98 | 0 | 352.7085 | 0 | 687.1432 | 0 | 334.4347
2024-04-04 | 4 | 60.98 | 0 | 352.7085 | 0 | 687.1432 | 0 | 334.4347
2024-04-04 | 4 | 64.94 | 0 | 352.7085 | 0 | 687.1432 | 0 | 334.4347
2024-04-04 | 4 | 66.92 | 0 | 352.7085 | 0 | 687.1432 | 0 | 334.4347
2024-04-04 | 4 | 68 | 0 | 352.7085 | 0 | 687.1432 | 0 | 334.4347
2024-04-04 | 4 | 68 | 0 | 352.7085 | 0 | 687.1432 | 0 | 334.4347
2024-04-04 | 4 | 62.96 | 0 | 352.7085 | 0 | 687.1432 | 0 | 334.4347
2024-04-04 | 4 | 62.96 | 0 | 352.7085 | 0 | 687.1432 | 0 | 334.4347
2024-04-04 | 4 | 61.52 | 0 | 352.7085 | 0 | 687.1432 | 0 | 334.4347
2024-04-04 | 4 | 56.84 | 0 | 352.7085 | 0 | 687.1432 | 0 | 334.4347
2024-04-04 | 4 | 46.04 | 0.013057 | 352.7215 | 0.027697 | 687.1709 | 0.01464 | 334.4494
2024-04-04 | 4 | 48.92 | 0.062618 | 352.7841 | 0.1361 | 687.307 | 0.073478 | 334.5229
2024-04-04 | 4 | 47.48 | 0.09615 | 352.8803 | 0.20649 | 687.5135 | 0.11034 | 334.6332
2024-04-05 | 4 | 47.66 | 0.13061 | 353.0109 | 0.28093 | 687.7944 | 0.15031 | 334.7835
2024-04-05 | 4 | 47.48 | 0.15107 | 353.162 | 0.32443 | 688.1188 | 0.17336 | 334.9569
2024-04-05 | 4 | 46.58 | 0.16835 | 353.3303 | 0.35877 | 688.4776 | 0.19042 | 335.1473
2024-04-05 | 4 | 44.96 | 0.18678 | 353.5171 | 0.39245 | 688.87 | 0.20566 | 335.353
2024-04-05 | 4 | 43.7 | 0.20225 | 353.7193 | 0.42011 | 689.2902 | 0.21786 | 335.5708
2024-04-05 | 4 | 43.7 | 0.20499 | 353.9243 | 0.42581 | 689.716 | 0.22082 | 335.7916
2024-04-05 | 4 | 43.7 | 0.18418 | 354.1085 | 0.38257 | 690.0985 | 0.19839 | 335.99
2024-04-05 | 4 | 51.08 | 0.095113 | 354.2036 | 0.21032 | 690.3089 | 0.11521 | 336.1052
2024-04-05 | 4 | 62.06 | 0.020343 | 354.224 | 0.048586 | 690.3574 | 0.028243 | 336.1335
2024-04-05 | 4 | 69.08 | 0 | 354.224 | 0 | 690.3574 | 0 | 336.1335
2024-04-05 | 4 | 71.96 | 0 | 354.224 | 0 | 690.3574 | 0 | 336.1335
2024-04-05 | 4 | 73.94 | 0 | 354.224 | 0 | 690.3574 | 0 | 336.1335
2024-04-05 | 4 | 73.94 | 0 | 354.224 | 0 | 690.3574 | 0 | 336.1335
2024-04-05 | 4 | 77 | 0 | 354.224 | 0 | 690.3574 | 0 | 336.1335
2024-04-05 | 4 | 75.92 | 0 | 354.224 | 0 | 690.3574 | 0 | 336.1335
2024-04-05 | 4 | 75.92 | 0 | 354.224 | 0 | 690.3574 | 0 | 336.1335
2024-04-05 | 4 | 75.02 | 0 | 354.224 | 0 | 690.3574 | 0 | 336.1335
2024-04-05 | 4 | 71.06 | 0 | 354.224 | 0 | 690.3574 | 0 | 336.1335
2024-04-05 | 4 | 71.06 | 0 | 354.224 | 0 | 690.3574 | 0 | 336.1335
2024-04-05 | 4 | 64.94 | 0 | 354.224 | 0 | 690.3574 | 0 | 336.1335
2024-04-05 | 4 | 62.96 | 0 | 354.224 | 0 | 690.3574 | 0 | 336.1335
2024-04-05 | 4 | 66.02 | 0 | 354.224 | 0 | 690.3574 | 0 | 336.1335
2024-04-05 | 4 | 64.94 | 0 | 354.224 | 0 | 690.3574 | 0 | 336.1335
2024-04-05 | 4 | 60.98 | 0 | 354.224 | 0 | 690.3574 | 0 | 336.1335
2024-04-06 | 4 | 60.98 | 0.010835 | 354.2348 | 0.025699 | 690.3831 | 0.014864 | 336.1483
2024-04-06 | 4 | 55.94 | 0.067395 | 354.3022 | 0.1545 | 690.5376 | 0.087103 | 336.2354
2024-04-06 | 4 | 53.96 | 0.11898 | 354.4212 | 0.26888 | 690.8065 | 0.14991 | 336.3854
2024-04-06 | 4 | 51.08 | 0.13274 | 354.5539 | 0.29352 | 691.1 | 0.16078 | 336.5461
2024-04-06 | 4 | 48.92 | 0.17596 | 354.7299 | 0.38243 | 691.4825 | 0.20648 | 336.7526
2024-04-06 | 4 | 46.94 | 0.23893 | 354.9688 | 0.51077 | 691.9932 | 0.27184 | 337.0244
2024-04-06 | 4 | 46.94 | 0.25304 | 355.2218 | 0.54094 | 692.5342 | 0.2879 | 337.3123
2024-04-06 | 4 | 51.08 | 0.13619 | 355.358 | 0.30115 | 692.8353 | 0.16496 | 337.4773
2024-04-06 | 4 | 51.98 | 0.070546 | 355.4286 | 0.15708 | 692.9924 | 0.086537 | 337.5638
2024-04-06 | 4 | 55.04 | 0.02561 | 355.4542 | 0.058333 | 693.0508 | 0.032723 | 337.5966
2024-04-06 | 4 | 57.92 | 0 | 355.4542 | 0 | 693.0508 | 0 | 337.5966
2024-04-06 | 4 | 59 | 0 | 355.4542 | 0 | 693.0508 | 0 | 337.5966
2024-04-06 | 4 | 59 | 0 | 355.4542 | 0 | 693.0508 | 0 | 337.5966
2024-04-06 | 4 | 64.94 | 0 | 355.4542 | 0 | 693.0508 | 0 | 337.5966
2024-04-06 | 4 | 64.94 | 0 | 355.4542 | 0 | 693.0508 | 0 | 337.5966
2024-04-06 | 4 | 64.94 | 0 | 355.4542 | 0 | 693.0508 | 0 | 337.5966
2024-04-06 | 4 | 64.04 | 0 | 355.4542 | 0 | 693.0508 | 0 | 337.5966
2024-04-06 | 4 | 59 | 0 | 355.4542 | 0 | 693.0508 | 0 | 337.5966
2024-04-06 | 4 | 59 | 0 | 355.4542 | 0 | 693.0508 | 0 | 337.5966
2024-04-06 | 4 | 57.38 | 0 | 355.4542 | 0 | 693.0508 | 0 | 337.5966
2024-04-06 | 4 | 54.5 | 0 | 355.4542 | 0 | 693.0508 | 0 | 337.5966
2024-04-06 | 4 | 48.38 | 0.026967 | 355.4812 | 0.058352 | 693.1091 | 0.031384 | 337.628
2024-04-06 | 4 | 46.4 | 0.086493 | 355.5676 | 0.18404 | 693.2931 | 0.09755 | 337.7255
2024-04-06 | 4 | 43.52 | 0.14163 | 355.7093 | 0.2937 | 693.5868 | 0.15207 | 337.8776
2024-04-07 | 4 | 42.62 | 0.18468 | 355.894 | 0.37977 | 693.9666 | 0.19509 | 338.0727
2024-04-07 | 4 | 44.6 | 0.20104 | 356.095 | 0.42104 | 694.3877 | 0.22 | 338.2927
2024-04-07 | 4 | 45.86 | 0.20051 | 356.2955 | 0.42466 | 694.8123 | 0.22415 | 338.5168
2024-04-07 | 4 | 46.76 | 0.19608 | 356.4916 | 0.41853 | 695.2308 | 0.22245 | 338.7393
2024-04-07 | 4 | 46.04 | 0.2101 | 356.7017 | 0.44567 | 695.6765 | 0.23557 | 338.9748
2024-04-07 | 4 | 46.94 | 0.21477 | 356.9165 | 0.45913 | 696.1356 | 0.24436 | 339.2192
2024-04-07 | 4 | 46.94 | 0.17825 | 357.0947 | 0.38106 | 696.5167 | 0.20281 | 339.422
2024-04-07 | 4 | 48.92 | 0.11763 | 357.2123 | 0.25566 | 696.7724 | 0.13803 | 339.56
2024-04-07 | 4 | 53.06 | 0.092975 | 357.3053 | 0.20872 | 696.9811 | 0.11575 | 339.6758
2024-04-07 | 4 | 57.02 | 0.051563 | 357.3569 | 0.1191 | 697.1002 | 0.067537 | 339.7433
2024-04-07 | 4 | 59 | 0.016806 | 357.3737 | 0.039345 | 697.1395 | 0.022539 | 339.7658
2024-04-07 | 4 | 62.06 | 0 | 357.3737 | 0 | 697.1395 | 0 | 339.7658
2024-04-07 | 4 | 62.06 | 0 | 357.3737 | 0 | 697.1395 | 0 | 339.7658
2024-04-07 | 4 | 64.94 | 0 | 357.3737 | 0 | 697.1395 | 0 | 339.7658
2024-04-07 | 4 | 68 | 0 | 357.3737 | 0 | 697.1395 | 0 | 339.7658
2024-04-07 | 4 | 66.92 | 0 | 357.3737 | 0 | 697.1395 | 0 | 339.7658
2024-04-07 | 4 | 66.02 | 0 | 357.3737 | 0 | 697.1395 | 0 | 339.7658
2024-04-07 | 4 | 66.02 | 0 | 357.3737 | 0 | 697.1395 | 0 | 339.7658
2024-04-07 | 4 | 66.02 | 0 | 357.3737 | 0 | 697.1395 | 0 | 339.7658
2024-04-07 | 4 | 62.06 | 0 | 357.3737 | 0 | 697.1395 | 0 | 339.7658
2024-04-07 | 4 | 57.02 | 0 | 357.3737 | 0 | 697.1395 | 0 | 339.7658
2024-04-07 | 4 | 52.7 | 0.016744 | 357.3904 | 0.037487 | 697.177 | 0.020743 | 339.7866
2024-04-07 | 4 | 51.08 | 0.06452 | 357.455 | 0.14267 | 697.3197 | 0.078149 | 339.8647
2024-04-07 | 4 | 49.82 | 0.1103 | 357.5653 | 0.24148 | 697.5612 | 0.13118 | 339.9959
2024-04-08 | 4 | 49.46 | 0.13664 | 357.7019 | 0.29828 | 697.8594 | 0.16164 | 340.1576
2024-04-08 | 4 | 51.8 | 0.12195 | 357.8238 | 0.27117 | 698.1306 | 0.14922 | 340.3068
2024-04-08 | 4 | 48.02 | 0.1373 | 357.9611 | 0.29621 | 698.4268 | 0.1589 | 340.4657
2024-04-08 | 4 | 48.74 | 0.1567 | 358.1178 | 0.34007 | 698.7669 | 0.18337 | 340.6491
2024-04-08 | 4 | 48.74 | 0.16931 | 358.2872 | 0.36744 | 699.1343 | 0.19813 | 340.8472
2024-04-08 | 4 | 47.84 | 0.17184 | 358.459 | 0.37017 | 699.5045 | 0.19832 | 341.0455
2024-04-08 | 4 | 47.3 | 0.15132 | 358.6103 | 0.32447 | 699.829 | 0.17315 | 341.2187
2024-04-08 | 4 | 50.36 | 0.086066 | 358.6964 | 0.18924 | 700.0182 | 0.10317 | 341.3218
2024-04-08 | 4 | 53.06 | 0.064324 | 358.7607 | 0.1444 | 700.1626 | 0.08008 | 341.4019
2024-04-08 | 4 | 62.96 | 0.027455 | 358.7882 | 0.065946 | 700.2286 | 0.038491 | 341.4404
2024-04-08 | 4 | 66.02 | 0 | 358.7882 | 0 | 700.2286 | 0 | 341.4404
2024-04-08 | 4 | 66.92 | 0.00067069 | 358.7888 | 0.0016507 | 700.2302 | 0.00098 | 341.4414
2024-04-08 | 4 | 66.92 | 0.0086848 | 358.7975 | 0.021375 | 700.2516 | 0.01269 | 341.4541
2024-04-08 | 4 | 69.98 | 0.0029776 | 358.8005 | 0.0074628 | 700.259 | 0.0044852 | 341.4586
2024-04-08 | 4 | 69.08 | 0 | 358.8005 | 0 | 700.259 | 0 | 341.4586
2024-04-08 | 4 | 69.08 | 0 | 358.8005 | 0 | 700.259 | 0 | 341.4586
2024-04-08 | 4 | 68 | 0 | 358.8005 | 0 | 700.259 | 0 | 341.4586
2024-04-08 | 4 | 64.94 | 0.001439 | 358.8019 | 0.0034993 | 700.2625 | 0.0020603 | 341.4606
2024-04-08 | 4 | 64.94 | 0.0034859 | 358.8054 | 0.0084768 | 700.271 | 0.0049909 | 341.4656
2024-04-08 | 4 | 60.98 | 0.010962 | 358.8164 | 0.026 | 700.297 | 0.015038 | 341.4806
2024-04-08 | 4 | 57.02 | 0.028729 | 358.8451 | 0.066359 | 700.3634 | 0.03763 | 341.5183
2024-04-08 | 4 | 53.06 | 0.043246 | 358.8884 | 0.097085 | 700.4605 | 0.053839 | 341.5721
2024-04-08 | 4 | 53.96 | 0.074464 | 358.9628 | 0.16829 | 700.6288 | 0.093823 | 341.6659
2024-04-08 | 4 | 53.06 | 0.12206 | 359.0849 | 0.27403 | 700.9028 | 0.15196 | 341.8179
2024-04-09 | 4 | 53.06 | 0.14679 | 359.2317 | 0.32953 | 701.2323 | 0.18274 | 342.0006
2024-04-09 | 4 | 50 | 0.124 | 359.3557 | 0.27186 | 701.5042 | 0.14786 | 342.1485
2024-04-09 | 4 | 51.08 | 0.11242 | 359.4681 | 0.24859 | 701.7528 | 0.13617 | 342.2847
2024-04-09 | 4 | 51.08 | 0.12996 | 359.598 | 0.28737 | 702.0401 | 0.15741 | 342.4421
2024-04-09 | 4 | 48.02 | 0.15175 | 359.7498 | 0.32737 | 702.3675 | 0.17562 | 342.6177
2024-04-09 | 4 | 46.04 | 0.1627 | 359.9125 | 0.34512 | 702.7126 | 0.18242 | 342.8001
2024-04-09 | 4 | 46.04 | 0.14892 | 360.0614 | 0.31589 | 703.0285 | 0.16697 | 342.9671
2024-04-09 | 4 | 51.08 | 0.08712 | 360.1485 | 0.19264 | 703.2212 | 0.10552 | 343.0726
2024-04-09 | 4 | 53.06 | 0.048761 | 360.1973 | 0.10947 | 703.3306 | 0.060705 | 343.1333
2024-04-09 | 4 | 55.94 | 0.023445 | 360.2207 | 0.053747 | 703.3844 | 0.030302 | 343.1636
2024-04-09 | 4 | 57.02 | 0.0018074 | 360.2225 | 0.0041747 | 703.3885 | 0.0023673 | 343.166
2024-04-09 | 4 | 57.92 | 0 | 360.2225 | 0 | 703.3885 | 0 | 343.166
2024-04-09 | 4 | 57.92 | 0 | 360.2225 | 0 | 703.3885 | 0 | 343.166
2024-04-09 | 4 | 60.08 | 0 | 360.2225 | 0 | 703.3885 | 0 | 343.166
2024-04-09 | 4 | 62.06 | 0 | 360.2225 | 0 | 703.3885 | 0 | 343.166
2024-04-09 | 4 | 60.08 | 0 | 360.2225 | 0 | 703.3885 | 0 | 343.166
2024-04-09 | 4 | 59 | 0 | 360.2225 | 0 | 703.3885 | 0 | 343.166
2024-04-09 | 4 | 57.92 | 0 | 360.2225 | 0 | 703.3885 | 0 | 343.166
2024-04-09 | 4 | 57.92 | 0 | 360.2225 | 0 | 703.3885 | 0 | 343.166
2024-04-09 | 4 | 51.98 | 0 | 360.2225 | 0 | 703.3885 | 0 | 343.166
2024-04-09 | 4 | 53.06 | 0.017972 | 360.2405 | 0.040347 | 703.4289 | 0.022374 | 343.1884
2024-04-09 | 4 | 51.98 | 0.053521 | 360.294 | 0.11917 | 703.5481 | 0.065653 | 343.254
2024-04-09 | 4 | 50 | 0.08291 | 360.377 | 0.18178 | 703.7298 | 0.098868 | 343.3529
2024-04-09 | 4 | 46.94 | 0.12817 | 360.5051 | 0.274 | 704.0038 | 0.14583 | 343.4987
2024-04-10 | 4 | 46.94 | 0.16048 | 360.6656 | 0.34307 | 704.3469 | 0.18259 | 343.6813
2024-04-10 | 4 | 45.5 | 0.1814 | 360.847 | 0.38296 | 704.7299 | 0.20156 | 343.8829
2024-04-10 | 4 | 44.96 | 0.19966 | 361.0467 | 0.4195 | 705.1494 | 0.21984 | 344.1027
2024-04-10 | 4 | 41 | 0.23568 | 361.2824 | 0.47717 | 705.6266 | 0.24149 | 344.3442
2024-04-10 | 4 | 44.06 | 0.24342 | 361.5258 | 0.5073 | 706.1338 | 0.26388 | 344.6081
2024-04-10 | 4 | 44.96 | 0.2485 | 361.7743 | 0.52211 | 706.656 | 0.27361 | 344.8817
2024-04-10 | 4 | 44.96 | 0.2333 | 362.0076 | 0.49018 | 707.1461 | 0.25688 | 345.1386
2024-04-10 | 4 | 48.92 | 0.15733 | 362.1649 | 0.34194 | 707.4881 | 0.18461 | 345.3232
2024-04-10 | 4 | 51.98 | 0.079752 | 362.2446 | 0.17758 | 707.6657 | 0.097829 | 345.421
2024-04-10 | 4 | 53.06 | 0.025094 | 362.2697 | 0.056334 | 707.722 | 0.03124 | 345.4522
2024-04-10 | 4 | 55.04 | 0.0037031 | 362.2734 | 0.0084348 | 707.7304 | 0.0047317 | 345.457
2024-04-10 | 4 | 57.92 | 0 | 362.2734 | 0 | 707.7304 | 0 | 345.457
2024-04-10 | 4 | 57.92 | 0 | 362.2734 | 0 | 707.7304 | 0 | 345.457
2024-04-10 | 4 | 60.08 | 0 | 362.2734 | 0 | 707.7304 | 0 | 345.457
2024-04-10 | 4 | 60.08 | 0 | 362.2734 | 0 | 707.7304 | 0 | 345.457
2024-04-10 | 4 | 59 | 0 | 362.2734 | 0 | 707.7304 | 0 | 345.457
2024-04-10 | 4 | 59 | 0 | 362.2734 | 0 | 707.7304 | 0 | 345.457
2024-04-10 | 4 | 55.04 | 0 | 362.2734 | 0 | 707.7304 | 0 | 345.457
2024-04-10 | 4 | 55.04 | 0 | 362.2734 | 0 | 707.7304 | 0 | 345.457
2024-04-10 | 4 | 52.52 | 0 | 362.2734 | 0 | 707.7304 | 0 | 345.457
2024-04-10 | 4 | 49.82 | 0.0091972 | 362.2826 | 0.020136 | 707.7506 | 0.010938 | 345.4679
2024-04-10 | 4 | 44.78 | 0.067015 | 362.3497 | 0.14058 | 707.8911 | 0.073561 | 345.5415
2024-04-10 | 4 | 43.88 | 0.11915 | 362.4688 | 0.24791 | 708.139 | 0.12876 | 345.6702
2024-04-10 | 4 | 41.36 | 0.17743 | 362.6462 | 0.3605 | 708.4995 | 0.18307 | 345.8533
2024-04-11 | 4 | 40.28 | 0.22865 | 362.8749 | 0.45966 | 708.9592 | 0.23101 | 346.0843
2024-04-11 | 4 | 39.92 | 0.24535 | 363.1202 | 0.49146 | 709.4507 | 0.24611 | 346.3304
2024-04-11 | 4 | 39.56 | 0.25634 | 363.3766 | 0.51162 | 709.9623 | 0.25527 | 346.5857
2024-04-11 | 4 | 39.02 | 0.2675 | 363.6441 | 0.53096 | 710.4932 | 0.26346 | 346.8492
2024-04-11 | 4 | 38.84 | 0.27761 | 363.9217 | 0.55001 | 711.0432 | 0.2724 | 347.1215
2024-04-11 | 4 | 39.2 | 0.27058 | 364.1923 | 0.53807 | 711.5813 | 0.26748 | 347.389
2024-04-11 | 4 | 39.38 | 0.22393 | 364.4162 | 0.44611 | 712.0274 | 0.22218 | 347.6112
2024-04-11 | 4 | 44.96 | 0.15275 | 364.569 | 0.32094 | 712.3484 | 0.16819 | 347.7794
2024-04-11 | 4 | 46.58 | 0.14198 | 364.7109 | 0.30259 | 712.651 | 0.16061 | 347.94
2024-04-11 | 4 | 51.08 | 0.085607 | 364.7966 | 0.1893 | 712.8403 | 0.10369 | 348.0437
2024-04-11 | 4 | 53.06 | 0.053286 | 364.8498 | 0.11962 | 712.9599 | 0.066338 | 348.11
2024-04-11 | 4 | 55.04 | 0.049657 | 364.8995 | 0.11311 | 713.073 | 0.063451 | 348.1735
2024-04-11 | 4 | 55.04 | 0.039021 | 364.9385 | 0.088881 | 713.1619 | 0.04986 | 348.2233
2024-04-11 | 4 | 59 | 0.011463 | 364.95 | 0.026837 | 713.1887 | 0.015374 | 348.2387
2024-04-11 | 4 | 60.08 | 0 | 364.95 | 0 | 713.1887 | 0 | 348.2387
2024-04-11 | 4 | 60.98 | 0 | 364.95 | 0 | 713.1887 | 0 | 348.2387
2024-04-11 | 4 | 60.08 | 0 | 364.95 | 0 | 713.1887 | 0 | 348.2387
2024-04-11 | 4 | 57.92 | 0 | 364.95 | 0 | 713.1887 | 0 | 348.2387
2024-04-11 | 4 | 57.92 | 0 | 364.95 | 0 | 713.1887 | 0 | 348.2387
2024-04-11 | 4 | 53.96 | 0 | 364.95 | 0 | 713.1887 | 0 | 348.2387
2024-04-11 | 4 | 53.06 | 0.0074737 | 364.9575 | 0.016778 | 713.2055 | 0.0093044 | 348.248
2024-04-11 | 4 | 51.98 | 0.041217 | 364.9987 | 0.091778 | 713.2973 | 0.05056 | 348.2986
2024-04-11 | 4 | 51.08 | 0.069683 | 365.0684 | 0.15409 | 713.4513 | 0.084403 | 348.383
2024-04-11 | 4 | 48.02 | 0.10836 | 365.1767 | 0.23377 | 713.6851 | 0.12541 | 348.5084
2024-04-12 | 4 | 48.02 | 0.13821 | 365.3149 | 0.29817 | 713.9833 | 0.15996 | 348.6684
2024-04-12 | 4 | 49.82 | 0.14708 | 365.462 | 0.322 | 714.3053 | 0.17492 | 348.8433
2024-04-12 | 4 | 48.56 | 0.15705 | 365.6191 | 0.34032 | 714.6456 | 0.18328 | 349.0266
2024-04-12 | 4 | 47.66 | 0.16169 | 365.7807 | 0.34776 | 714.9934 | 0.18607 | 349.2126
2024-04-12 | 4 | 48.38 | 0.16024 | 365.941 | 0.34674 | 715.3401 | 0.18649 | 349.3991
2024-04-12 | 4 | 48.2 | 0.15718 | 366.0982 | 0.33959 | 715.6797 | 0.18241 | 349.5815
2024-04-12 | 4 | 46.04 | 0.14069 | 366.2388 | 0.29842 | 715.9781 | 0.15774 | 349.7393
2024-04-12 | 4 | 50.9 | 0.094869 | 366.3337 | 0.20948 | 716.1876 | 0.11461 | 349.8539
2024-04-12 | 4 | 54.5 | 0.045259 | 366.379 | 0.10269 | 716.2903 | 0.057429 | 349.9113
2024-04-12 | 4 | 64.04 | 0.0013526 | 366.3803 | 0.003271 | 716.2936 | 0.0019184 | 349.9132
2024-04-12 | 4 | 66.92 | 0 | 366.3803 | 0 | 716.2936 | 0 | 349.9132
2024-04-12 | 4 | 66.92 | 0 | 366.3803 | 0 | 716.2936 | 0 | 349.9132
2024-04-12 | 4 | 66.92 | 0 | 366.3803 | 0 | 716.2936 | 0 | 349.9132
2024-04-12 | 4 | 68 | 0 | 366.3803 | 0 | 716.2936 | 0 | 349.9132
2024-04-12 | 4 | 62.96 | 0 | 366.3803 | 0 | 716.2936 | 0 | 349.9132
2024-04-12 | 4 | 60.98 | 0 | 366.3803 | 0 | 716.2936 | 0 | 349.9132
2024-04-12 | 4 | 60.08 | 0 | 366.3803 | 0 | 716.2936 | 0 | 349.9132
2024-04-12 | 4 | 59 | 0 | 366.3803 | 0 | 716.2936 | 0 | 349.9132
2024-04-12 | 4 | 59 | 0 | 366.3803 | 0 | 716.2936 | 0 | 349.9132
2024-04-12 | 4 | 55.94 | 0.01654 | 366.3969 | 0.037917 | 716.3315 | 0.021377 | 349.9346
2024-04-12 | 4 | 55.94 | 0.027582 | 366.4244 | 0.063229 | 716.3947 | 0.035648 | 349.9703
2024-04-12 | 4 | 57.92 | 0.030882 | 366.4553 | 0.071775 | 716.4665 | 0.040892 | 350.0111
2024-04-12 | 4 | 59 | 0.033535 | 366.4889 | 0.078509 | 716.545 | 0.044974 | 350.0561
2024-04-12 | 4 | 57.92 | 0.037479 | 366.5263 | 0.087106 | 716.6321 | 0.049627 | 350.1057
2024-04-13 | 4 | 57.92 | 0.043561 | 366.5699 | 0.10124 | 716.7333 | 0.057681 | 350.1634
2024-04-13 | 4 | 57.02 | 0.057776 | 366.6277 | 0.13345 | 716.8668 | 0.075675 | 350.2391
2024-04-13 | 4 | 59 | 0.060001 | 366.6877 | 0.14047 | 717.0073 | 0.080469 | 350.3196
2024-04-13 | 4 | 57.92 | 0.061112 | 366.7488 | 0.14203 | 717.1493 | 0.08092 | 350.4005
2024-04-13 | 4 | 59 | 0.061955 | 366.8108 | 0.14505 | 717.2943 | 0.08309 | 350.4836
2024-04-13 | 4 | 59 | 0.049256 | 366.86 | 0.11532 | 717.4096 | 0.066059 | 350.5496
2024-04-13 | 4 | 59 | 0.042385 | 366.9024 | 0.09923 | 717.5089 | 0.056844 | 350.6065
2024-04-13 | 4 | 62.06 | 0.029395 | 366.9318 | 0.070206 | 717.5791 | 0.04081 | 350.6473
2024-04-13 | 4 | 62.06 | 0.023312 | 366.9551 | 0.055677 | 717.6348 | 0.032365 | 350.6797
2024-04-13 | 4 | 62.96 | 0.0093325 | 366.9644 | 0.022417 | 717.6572 | 0.013084 | 350.6927
2024-04-13 | 4 | 62.06 | 0 | 366.9644 | 0 | 717.6572 | 0 | 350.6927
2024-04-13 | 4 | 62.96 | 0 | 366.9644 | 0 | 717.6572 | 0 | 350.6927
2024-04-13 | 4 | 62.96 | 0 | 366.9644 | 0 | 717.6572 | 0 | 350.6927
2024-04-13 | 4 | 64.04 | 0 | 366.9644 | 0 | 717.6572 | 0 | 350.6927
2024-04-13 | 4 | 66.92 | 0 | 366.9644 | 0 | 717.6572 | 0 | 350.6927
2024-04-13 | 4 | 69.08 | 0 | 366.9644 | 0 | 717.6572 | 0 | 350.6927
2024-04-13 | 4 | 68 | 0 | 366.9644 | 0 | 717.6572 | 0 | 350.6927
2024-04-13 | 4 | 64.04 | 0 | 366.9644 | 0 | 717.6572 | 0 | 350.6927
2024-04-13 | 4 | 64.04 | 0 | 366.9644 | 0 | 717.6572 | 0 | 350.6927
2024-04-13 | 4 | 60.98 | 0 | 366.9644 | 0 | 717.6572 | 0 | 350.6927
2024-04-13 | 4 | 59.54 | 0 | 366.9644 | 0 | 717.6572 | 0 | 350.6927
2024-04-13 | 4 | 54.5 | 0.025019 | 366.9894 | 0.056765 | 717.7139 | 0.031746 | 350.7245
2024-04-13 | 4 | 53.24 | 0.057501 | 367.047 | 0.12926 | 717.8432 | 0.071759 | 350.7963
2024-04-13 | 4 | 51.08 | 0.088441 | 367.1354 | 0.19556 | 718.0388 | 0.10712 | 350.9034
2024-04-14 | 4 | 49.82 | 0.11591 | 367.2513 | 0.25377 | 718.2925 | 0.13786 | 351.0412
2024-04-14 | 4 | 49.64 | 0.13279 | 367.3841 | 0.29029 | 718.5828 | 0.1575 | 351.1987
2024-04-14 | 4 | 46.04 | 0.16548 | 367.5496 | 0.35102 | 718.9338 | 0.18554 | 351.3843
2024-04-14 | 4 | 46.94 | 0.17879 | 367.7284 | 0.3822 | 719.316 | 0.20341 | 351.5877
2024-04-14 | 4 | 48.02 | 0.17175 | 367.9001 | 0.37052 | 719.6866 | 0.19877 | 351.7865
2024-04-14 | 4 | 48.02 | 0.16114 | 368.0612 | 0.34763 | 720.0342 | 0.18649 | 351.9729
2024-04-14 | 4 | 50 | 0.11957 | 368.1808 | 0.26214 | 720.2963 | 0.14258 | 352.1155
2024-04-14 | 4 | 57.92 | 0.056996 | 368.2378 | 0.13247 | 720.4288 | 0.07547 | 352.191
2024-04-14 | 4 | 60.98 | 0.015927 | 368.2537 | 0.037775 | 720.4666 | 0.021849 | 352.2128
2024-04-14 | 4 | 64.94 | 0 | 368.2537 | 0 | 720.4666 | 0 | 352.2128
2024-04-14 | 4 | 66.02 | 0 | 368.2537 | 0 | 720.4666 | 0 | 352.2128
2024-04-14 | 4 | 66.92 | 0 | 368.2537 | 0 | 720.4666 | 0 | 352.2128
2024-04-14 | 4 | 66.92 | 0 | 368.2537 | 0 | 720.4666 | 0 | 352.2128
2024-04-14 | 4 | 66.92 | 0 | 368.2537 | 0 | 720.4666 | 0 | 352.2128
2024-04-14 | 4 | 66.02 | 0 | 368.2537 | 0 | 720.4666 | 0 | 352.2128
2024-04-14 | 4 | 64.94 | 0 | 368.2537 | 0 | 720.4666 | 0 | 352.2128
2024-04-14 | 4 | 64.94 | 0 | 368.2537 | 0 | 720.4666 | 0 | 352.2128
2024-04-14 | 4 | 64.04 | 0 | 368.2537 | 0 | 720.4666 | 0 | 352.2128
2024-04-14 | 4 | 64.04 | 0 | 368.2537 | 0 | 720.4666 | 0 | 352.2128
2024-04-14 | 4 | 62.06 | 0 | 368.2537 | 0 | 720.4666 | 0 | 352.2128
2024-04-14 | 4 | 60.98 | 0 | 368.2537 | 0 | 720.4666 | 0 | 352.2128
2024-04-14 | 4 | 59 | 0 | 368.2537 | 0 | 720.4666 | 0 | 352.2128
2024-04-14 | 4 | 57.92 | 0.0072438 | 368.261 | 0.016835 | 720.4834 | 0.0095917 | 352.2224
2024-04-14 | 4 | 55.94 | 0.024871 | 368.2858 | 0.057016 | 720.5404 | 0.032145 | 352.2546
2024-04-15 | 4 | 55.94 | 0.042393 | 368.3282 | 0.097183 | 720.6376 | 0.05479 | 352.3094
2024-04-15 | 4 | 55.94 | 0.052971 | 368.3812 | 0.12143 | 720.759 | 0.068461 | 352.3778
2024-04-15 | 4 | 55.94 | 0.060807 | 368.442 | 0.1394 | 720.8984 | 0.078589 | 352.4564
2024-04-15 | 4 | 55.94 | 0.068776 | 368.5108 | 0.15766 | 721.0561 | 0.088888 | 352.5453
2024-04-15 | 4 | 55.94 | 0.067396 | 368.5782 | 0.1545 | 721.2106 | 0.087104 | 352.6324
2024-04-15 | 4 | 55.94 | 0.064271 | 368.6425 | 0.14734 | 721.3579 | 0.083066 | 352.7155
2024-04-15 | 4 | 55.94 | 0.049274 | 368.6917 | 0.11296 | 721.4709 | 0.063684 | 352.7792
2024-04-15 | 4 | 57.92 | 0.028278 | 368.72 | 0.065722 | 721.5366 | 0.037444 | 352.8166
2024-04-15 | 4 | 60.08 | 0.01394 | 368.734 | 0.03287 | 721.5695 | 0.01893 | 352.8355
2024-04-15 | 4 | 62.96 | 0.00137 | 368.7353 | 0.0032907 | 721.5728 | 0.0019207 | 352.8375
2024-04-15 | 4 | 64.04 | 0 | 368.7353 | 0 | 721.5728 | 0 | 352.8375
2024-04-15 | 4 | 66.02 | 0 | 368.7353 | 0 | 721.5728 | 0 | 352.8375
2024-04-15 | 4 | 66.02 | 0 | 368.7353 | 0 | 721.5728 | 0 | 352.8375
2024-04-15 | 4 | 69.08 | 0 | 368.7353 | 0 | 721.5728 | 0 | 352.8375
2024-04-15 | 4 | 69.98 | 0 | 368.7353 | 0 | 721.5728 | 0 | 352.8375
2024-04-15 | 4 | 71.06 | 0 | 368.7353 | 0 | 721.5728 | 0 | 352.8375
2024-04-15 | 4 | 68 | 0 | 368.7353 | 0 | 721.5728 | 0 | 352.8375
2024-04-15 | 4 | 66.02 | 0 | 368.7353 | 0 | 721.5728 | 0 | 352.8375
2024-04-15 | 4 | 66.02 | 0 | 368.7353 | 0 | 721.5728 | 0 | 352.8375
2024-04-15 | 4 | 62.96 | 0 | 368.7353 | 0 | 721.5728 | 0 | 352.8375
2024-04-15 | 4 | 59 | 0.0011233 | 368.7364 | 0.0026298 | 721.5754 | 0.0015065 | 352.839
2024-04-15 | 4 | 60.08 | 0.0091821 | 368.7456 | 0.021651 | 721.5971 | 0.012469 | 352.8514
2024-04-15 | 4 | 57.02 | 0.027762 | 368.7734 | 0.064125 | 721.6612 | 0.036363 | 352.8878
2024-04-15 | 4 | 55.94 | 0.05246 | 368.8259 | 0.12026 | 721.7815 | 0.067801 | 352.9556
2024-04-16 | 4 | 55.94 | 0.071904 | 368.8978 | 0.16483 | 721.9463 | 0.092931 | 353.0485
2024-04-16 | 4 | 55.94 | 0.079936 | 368.9777 | 0.18325 | 722.1295 | 0.10331 | 353.1518
2024-04-16 | 4 | 55.04 | 0.090042 | 369.0677 | 0.2051 | 722.3346 | 0.11505 | 353.2669
2024-04-16 | 4 | 55.04 | 0.098166 | 369.1659 | 0.2236 | 722.5582 | 0.12543 | 353.3923
2024-04-16 | 4 | 53.96 | 0.10378 | 369.2697 | 0.23454 | 722.7928 | 0.13076 | 353.5231
2024-04-16 | 4 | 55.04 | 0.10018 | 369.3699 | 0.22818 | 723.021 | 0.12801 | 353.6511
2024-04-16 | 4 | 55.04 | 0.067865 | 369.4377 | 0.15458 | 723.1755 | 0.086716 | 353.7378
2024-04-16 | 4 | 59 | 0.025429 | 369.4632 | 0.059532 | 723.2351 | 0.034103 | 353.7719
2024-04-16 | 4 | 60.98 | 0.0018605 | 369.465 | 0.0044129 | 723.2395 | 0.0025523 | 353.7745
2024-04-16 | 4 | 62.96 | 0 | 369.465 | 0 | 723.2395 | 0 | 353.7745
2024-04-16 | 4 | 66.02 | 0 | 369.465 | 0 | 723.2395 | 0 | 353.7745
2024-04-16 | 4 | 66.92 | 0 | 369.465 | 0 | 723.2395 | 0 | 353.7745
2024-04-16 | 4 | 66.92 | 0 | 369.465 | 0 | 723.2395 | 0 | 353.7745
2024-04-16 | 4 | 68 | 0 | 369.465 | 0 | 723.2395 | 0 | 353.7745
2024-04-16 | 4 | 68 | 0 | 369.465 | 0 | 723.2395 | 0 | 353.7745
2024-04-16 | 4 | 66.92 | 0 | 369.465 | 0 | 723.2395 | 0 | 353.7745
2024-04-16 | 4 | 66.02 | 0 | 369.465 | 0 | 723.2395 | 0 | 353.7745
2024-04-16 | 4 | 64.04 | 0 | 369.465 | 0 | 723.2395 | 0 | 353.7745
2024-04-16 | 4 | 64.04 | 0 | 369.465 | 0 | 723.2395 | 0 | 353.7745
2024-04-16 | 4 | 60.98 | 0 | 369.465 | 0 | 723.2395 | 0 | 353.7745
2024-04-16 | 4 | 60.98 | 0 | 369.465 | 0 | 723.2395 | 0 | 353.7745
2024-04-16 | 4 | 60.98 | 0 | 369.465 | 0 | 723.2395 | 0 | 353.7745
2024-04-16 | 4 | 60.98 | 0 | 369.465 | 0 | 723.2395 | 0 | 353.7745
2024-04-16 | 4 | 60.08 | 0.0064216 | 369.4714 | 0.015142 | 723.2546 | 0.0087202 | 353.7832
2024-04-17 | 4 | 60.08 | 0.023701 | 369.4951 | 0.055885 | 723.3105 | 0.032185 | 353.8154
2024-04-17 | 4 | 60.08 | 0.036149 | 369.5313 | 0.085237 | 723.3957 | 0.049088 | 353.8645
2024-04-17 | 4 | 60.08 | 0.044641 | 369.5759 | 0.10526 | 723.501 | 0.06062 | 353.9251
2024-04-17 | 4 | 59 | 0.053144 | 369.6291 | 0.12442 | 723.6254 | 0.071273 | 353.9963
2024-04-17 | 4 | 59 | 0.053546 | 369.6826 | 0.12536 | 723.7508 | 0.071813 | 354.0682
2024-04-17 | 4 | 59 | 0.052629 | 369.7352 | 0.12321 | 723.874 | 0.070582 | 354.1387
2024-04-17 | 4 | 59 | 0.032737 | 369.768 | 0.076641 | 723.9506 | 0.043904 | 354.1826
2024-04-17 | 4 | 62.06 | 0.0027596 | 369.7707 | 0.0065908 | 723.9572 | 0.0038312 | 354.1865
2024-04-17 | 4 | 64.94 | 0 | 369.7707 | 0 | 723.9572 | 0 | 354.1865
2024-04-17 | 4 | 66.02 | 0 | 369.7707 | 0 | 723.9572 | 0 | 354.1865
2024-04-17 | 4 | 69.08 | 0 | 369.7707 | 0 | 723.9572 | 0 | 354.1865
2024-04-17 | 4 | 71.06 | 0 | 369.7707 | 0 | 723.9572 | 0 | 354.1865
2024-04-17 | 4 | 71.06 | 0 | 369.7707 | 0 | 723.9572 | 0 | 354.1865
2024-04-17 | 4 | 71.06 | 0 | 369.7707 | 0 | 723.9572 | 0 | 354.1865
2024-04-17 | 4 | 71.96 | 0 | 369.7707 | 0 | 723.9572 | 0 | 354.1865
2024-04-17 | 4 | 73.04 | 0 | 369.7707 | 0 | 723.9572 | 0 | 354.1865
2024-04-17 | 4 | 71.96 | 0 | 369.7707 | 0 | 723.9572 | 0 | 354.1865
2024-04-17 | 4 | 69.08 | 0 | 369.7707 | 0 | 723.9572 | 0 | 354.1865
2024-04-17 | 4 | 69.08 | 0 | 369.7707 | 0 | 723.9572 | 0 | 354.1865
2024-04-17 | 4 | 60.08 | 0 | 369.7707 | 0 | 723.9572 | 0 | 354.1865
2024-04-17 | 4 | 57.02 | 0 | 369.7707 | 0 | 723.9572 | 0 | 354.1865
2024-04-17 | 4 | 53.96 | 0 | 369.7707 | 0 | 723.9572 | 0 | 354.1865
2024-04-17 | 4 | 51.98 | 0.018522 | 369.7893 | 0.041242 | 723.9985 | 0.02272 | 354.2092
2024-04-17 | 4 | 50 | 0.058764 | 369.848 | 0.12884 | 724.1273 | 0.070075 | 354.2793
2024-04-18 | 4 | 50 | 0.091894 | 369.9399 | 0.20148 | 724.3288 | 0.10958 | 354.3889
2024-04-18 | 4 | 52.88 | 0.10359 | 370.0435 | 0.23224 | 724.561 | 0.12865 | 354.5175
2024-04-18 | 4 | 51.98 | 0.11397 | 370.1575 | 0.25377 | 724.8148 | 0.1398 | 354.6573
2024-04-18 | 4 | 50.9 | 0.12896 | 370.2864 | 0.28477 | 725.0996 | 0.15581 | 354.8131
2024-04-18 | 4 | 47.48 | 0.15002 | 370.4365 | 0.32218 | 725.4217 | 0.17216 | 354.9853
2024-04-18 | 4 | 46.94 | 0.16144 | 370.5979 | 0.34512 | 725.7669 | 0.18368 | 355.169
2024-04-18 | 4 | 48.2 | 0.1139 | 370.7118 | 0.24609 | 726.0129 | 0.13219 | 355.3011
2024-04-18 | 4 | 52.7 | 0.041619 | 370.7534 | 0.093179 | 726.1061 | 0.051561 | 355.3527
2024-04-18 | 4 | 64.94 | 0.0010822 | 370.7545 | 0.0026316 | 726.1088 | 0.0015494 | 355.3543
2024-04-18 | 4 | 68 | 0 | 370.7545 | 0 | 726.1088 | 0 | 355.3543
2024-04-18 | 4 | 71.96 | 0 | 370.7545 | 0 | 726.1088 | 0 | 355.3543
2024-04-18 | 4 | 73.04 | 0 | 370.7545 | 0 | 726.1088 | 0 | 355.3543
2024-04-18 | 4 | 73.04 | 0 | 370.7545 | 0 | 726.1088 | 0 | 355.3543
2024-04-18 | 4 | 75.02 | 0 | 370.7545 | 0 | 726.1088 | 0 | 355.3543
2024-04-18 | 4 | 75.02 | 0 | 370.7545 | 0 | 726.1088 | 0 | 355.3543
2024-04-18 | 4 | 75.92 | 0 | 370.7545 | 0 | 726.1088 | 0 | 355.3543
2024-04-18 | 4 | 75.02 | 0 | 370.7545 | 0 | 726.1088 | 0 | 355.3543
2024-04-18 | 4 | 71.06 | 0 | 370.7545 | 0 | 726.1088 | 0 | 355.3543
2024-04-18 | 4 | 71.06 | 0 | 370.7545 | 0 | 726.1088 | 0 | 355.3543
2024-04-18 | 4 | 68.36 | 0 | 370.7545 | 0 | 726.1088 | 0 | 355.3543
2024-04-18 | 4 | 66.2 | 0 | 370.7545 | 0 | 726.1088 | 0 | 355.3543
2024-04-18 | 4 | 53.96 | 0 | 370.7545 | 0 | 726.1088 | 0 | 355.3543
2024-04-18 | 4 | 59.36 | 0 | 370.7545 | 0 | 726.1088 | 0 | 355.3543
2024-04-18 | 4 | 50 | 0.025344 | 370.7799 | 0.055567 | 726.1643 | 0.030223 | 355.3845
2024-04-19 | 4 | 50 | 0.075146 | 370.855 | 0.16476 | 726.3291 | 0.08961 | 355.4741
2024-04-19 | 4 | 53.06 | 0.090691 | 370.9457 | 0.2036 | 726.5327 | 0.11291 | 355.587
2024-04-19 | 4 | 53.42 | 0.099776 | 371.0455 | 0.22459 | 726.7573 | 0.12482 | 355.7118
2024-04-19 | 4 | 52.52 | 0.11336 | 371.1588 | 0.25346 | 727.0107 | 0.1401 | 355.8519
2024-04-19 | 4 | 50.36 | 0.12937 | 371.2882 | 0.28446 | 727.2952 | 0.15509 | 356.007
2024-04-19 | 4 | 44.96 | 0.15716 | 371.4454 | 0.3302 | 727.6254 | 0.17304 | 356.18
2024-04-19 | 4 | 44.96 | 0.11909 | 371.5644 | 0.25022 | 727.8756 | 0.13113 | 356.3112
2024-04-19 | 4 | 53.42 | 0.040213 | 371.6047 | 0.090519 | 727.9661 | 0.050306 | 356.3615
2024-04-19 | 4 | 66.92 | 0 | 371.6047 | 0 | 727.9661 | 0 | 356.3615
2024-04-19 | 4 | 71.96 | 0 | 371.6047 | 0 | 727.9661 | 0 | 356.3615
2024-04-19 | 4 | 73.94 | 0 | 371.6047 | 0 | 727.9661 | 0 | 356.3615
2024-04-19 | 4 | 75.92 | 0 | 371.6047 | 0 | 727.9661 | 0 | 356.3615
2024-04-19 | 4 | 75.92 | 0 | 371.6047 | 0 | 727.9661 | 0 | 356.3615
2024-04-19 | 4 | 80.96 | 0 | 371.6047 | 0 | 727.9661 | 0 | 356.3615
2024-04-19 | 4 | 82.04 | 0 | 371.6047 | 0 | 727.9661 | 0 | 356.3615
2024-04-19 | 4 | 82.04 | 0 | 371.6047 | 0 | 727.9661 | 0 | 356.3615
2024-04-19 | 4 | 80.06 | 0 | 371.6047 | 0 | 727.9661 | 0 | 356.3615
2024-04-19 | 4 | 73.04 | 0 | 371.6047 | 0 | 727.9661 | 0 | 356.3615
2024-04-19 | 4 | 73.04 | 0 | 371.6047 | 0 | 727.9661 | 0 | 356.3615
2024-04-19 | 4 | 71.24 | 0 | 371.6047 | 0 | 727.9661 | 0 | 356.3615
2024-04-19 | 4 | 66.74 | 0 | 371.6047 | 0 | 727.9661 | 0 | 356.3615
2024-04-19 | 4 | 55.94 | 0 | 371.6047 | 0 | 727.9661 | 0 | 356.3615
2024-04-19 | 4 | 53.96 | 0 | 371.6047 | 0 | 727.9661 | 0 | 356.3615
2024-04-19 | 4 | 51.98 | 0.023584 | 371.6282 | 0.052514 | 728.0186 | 0.02893 | 356.3904
2024-04-20 | 4 | 51.98 | 0.05692 | 371.6852 | 0.12674 | 728.1454 | 0.069822 | 356.4602
2024-04-20 | 4 | 56.12 | 0.068776 | 371.7539 | 0.15786 | 728.3032 | 0.089089 | 356.5493
2024-04-20 | 4 | 55.58 | 0.078012 | 371.832 | 0.17838 | 728.4816 | 0.10037 | 356.6497
2024-04-20 | 4 | 53.6 | 0.094229 | 371.9262 | 0.21239 | 728.694 | 0.11816 | 356.7678
2024-04-20 | 4 | 48.02 | 0.12257 | 372.0488 | 0.26443 | 728.9584 | 0.14186 | 356.9097
2024-04-20 | 4 | 48.02 | 0.13566 | 372.1844 | 0.29266 | 729.2511 | 0.157 | 357.0667
2024-04-20 | 4 | 48.02 | 0.097022 | 372.2814 | 0.20931 | 729.4604 | 0.11229 | 357.179
2024-04-20 | 4 | 55.76 | 0.043024 | 372.3245 | 0.098505 | 729.5589 | 0.05548 | 357.2345
2024-04-20 | 4 | 69.08 | 0.0020807 | 372.3265 | 0.0051872 | 729.5641 | 0.0031066 | 357.2376
2024-04-20 | 4 | 75.92 | 0 | 372.3265 | 0 | 729.5641 | 0 | 357.2376
2024-04-20 | 4 | 78.98 | 0 | 372.3265 | 0 | 729.5641 | 0 | 357.2376
2024-04-20 | 4 | 80.06 | 0 | 372.3265 | 0 | 729.5641 | 0 | 357.2376
2024-04-20 | 4 | 80.06 | 0 | 372.3265 | 0 | 729.5641 | 0 | 357.2376
2024-04-20 | 4 | 78.98 | 0 | 372.3265 | 0 | 729.5641 | 0 | 357.2376
2024-04-20 | 4 | 77 | 0 | 372.3265 | 0 | 729.5641 | 0 | 357.2376
2024-04-20 | 4 | 77 | 0 | 372.3265 | 0 | 729.5641 | 0 | 357.2376
2024-04-20 | 4 | 75.02 | 0 | 372.3265 | 0 | 729.5641 | 0 | 357.2376
2024-04-20 | 4 | 73.04 | 0 | 372.3265 | 0 | 729.5641 | 0 | 357.2376
2024-04-20 | 4 | 73.04 | 0 | 372.3265 | 0 | 729.5641 | 0 | 357.2376
2024-04-20 | 4 | 64.04 | 0 | 372.3265 | 0 | 729.5641 | 0 | 357.2376
2024-04-20 | 4 | 62.06 | 0 | 372.3265 | 0 | 729.5641 | 0 | 357.2376
2024-04-20 | 4 | 60.08 | 0 | 372.3265 | 0 | 729.5641 | 0 | 357.2376
2024-04-20 | 4 | 57.92 | 0 | 372.3265 | 0 | 729.5641 | 0 | 357.2376
2024-04-20 | 4 | 57.02 | 0 | 372.3265 | 0 | 729.5641 | 0 | 357.2376
2024-04-21 | 4 | 57.02 | 0.017361 | 372.3439 | 0.040101 | 729.6042 | 0.02274 | 357.2603
2024-04-21 | 4 | 55.94 | 0.036178 | 372.3801 | 0.082936 | 729.6871 | 0.046758 | 357.3071
2024-04-21 | 4 | 55.94 | 0.051998 | 372.4321 | 0.1192 | 729.8063 | 0.067204 | 357.3743
2024-04-21 | 4 | 55.94 | 0.060265 | 372.4923 | 0.13815 | 729.9445 | 0.077889 | 357.4522
2024-04-21 | 4 | 57.02 | 0.059918 | 372.5523 | 0.1384 | 730.0829 | 0.078481 | 357.5306
2024-04-21 | 4 | 55.94 | 0.058912 | 372.6112 | 0.13505 | 730.218 | 0.076139 | 357.6068
2024-04-21 | 4 | 55.94 | 0.042584 | 372.6538 | 0.097622 | 730.3156 | 0.055037 | 357.6618
2024-04-21 | 4 | 64.04 | 0.010669 | 372.6644 | 0.025801 | 730.3414 | 0.015132 | 357.6769
2024-04-21 | 4 | 71.06 | 0 | 372.6644 | 0 | 730.3414 | 0 | 357.6769
2024-04-21 | 4 | 75.92 | 0 | 372.6644 | 0 | 730.3414 | 0 | 357.6769
2024-04-21 | 4 | 78.98 | 0 | 372.6644 | 0 | 730.3414 | 0 | 357.6769
2024-04-21 | 4 | 80.96 | 0 | 372.6644 | 0 | 730.3414 | 0 | 357.6769
2024-04-21 | 4 | 80.96 | 0 | 372.6644 | 0 | 730.3414 | 0 | 357.6769
2024-04-21 | 4 | 84.02 | 0 | 372.6644 | 0 | 730.3414 | 0 | 357.6769
2024-04-21 | 4 | 84.02 | 0 | 372.6644 | 0 | 730.3414 | 0 | 357.6769
2024-04-21 | 4 | 82.04 | 0 | 372.6644 | 0 | 730.3414 | 0 | 357.6769
2024-04-21 | 4 | 82.04 | 0 | 372.6644 | 0 | 730.3414 | 0 | 357.6769
2024-04-21 | 4 | 77 | 0 | 372.6644 | 0 | 730.3414 | 0 | 357.6769
2024-04-21 | 4 | 77 | 0 | 372.6644 | 0 | 730.3414 | 0 | 357.6769
2024-04-21 | 4 | 68 | 0 | 372.6644 | 0 | 730.3414 | 0 | 357.6769
2024-04-21 | 4 | 66.02 | 0 | 372.6644 | 0 | 730.3414 | 0 | 357.6769
2024-04-21 | 4 | 66.92 | 0 | 372.6644 | 0 | 730.3414 | 0 | 357.6769
2024-04-21 | 4 | 68 | 0 | 372.6644 | 0 | 730.3414 | 0 | 357.6769
2024-04-21 | 4 | 62.06 | 0 | 372.6644 | 0 | 730.3414 | 0 | 357.6769
2024-04-22 | 4 | 62.06 | 0 | 372.6644 | 0 | 730.3414 | 0 | 357.6769
2024-04-22 | 4 | 57.92 | 0.0096701 | 372.6741 | 0.022475 | 730.3638 | 0.012805 | 357.6898
2024-04-22 | 4 | 57.02 | 0.035448 | 372.7095 | 0.081879 | 730.4457 | 0.04643 | 357.7362
2024-04-22 | 4 | 55.04 | 0.054894 | 372.7644 | 0.12504 | 730.5708 | 0.070142 | 357.8063
2024-04-22 | 4 | 53.06 | 0.07395 | 372.8384 | 0.16601 | 730.7368 | 0.092064 | 357.8984
2024-04-22 | 4 | 55.04 | 0.076108 | 372.9145 | 0.17336 | 730.9101 | 0.097249 | 357.9956
2024-04-22 | 4 | 55.04 | 0.039509 | 372.954 | 0.089992 | 731.0001 | 0.050483 | 358.0461
2024-04-22 | 4 | 64.94 | 0.0030758 | 372.9571 | 0.0074795 | 731.0076 | 0.0044037 | 358.0505
2024-04-22 | 4 | 68 | 0 | 372.9571 | 0 | 731.0076 | 0 | 358.0505
2024-04-22 | 4 | 71.06 | 0 | 372.9571 | 0 | 731.0076 | 0 | 358.0505
2024-04-22 | 4 | 75.02 | 0 | 372.9571 | 0 | 731.0076 | 0 | 358.0505
2024-04-22 | 4 | 75.02 | 0 | 372.9571 | 0 | 731.0076 | 0 | 358.0505
2024-04-22 | 4 | 75.02 | 0 | 372.9571 | 0 | 731.0076 | 0 | 358.0505
2024-04-22 | 4 | 77 | 0 | 372.9571 | 0 | 731.0076 | 0 | 358.0505
2024-04-22 | 4 | 75.92 | 0 | 372.9571 | 0 | 731.0076 | 0 | 358.0505
2024-04-22 | 4 | 75.92 | 0 | 372.9571 | 0 | 731.0076 | 0 | 358.0505
2024-04-22 | 4 | 73.04 | 0 | 372.9571 | 0 | 731.0076 | 0 | 358.0505
2024-04-22 | 4 | 69.08 | 0 | 372.9571 | 0 | 731.0076 | 0 | 358.0505
2024-04-22 | 4 | 68 | 0 | 372.9571 | 0 | 731.0076 | 0 | 358.0505
2024-04-22 | 4 | 64.94 | 0 | 372.9571 | 0 | 731.0076 | 0 | 358.0505
2024-04-22 | 4 | 62.96 | 0 | 372.9571 | 0 | 731.0076 | 0 | 358.0505
2024-04-22 | 4 | 62.06 | 0 | 372.9571 | 0 | 731.0076 | 0 | 358.0505
2024-04-22 | 4 | 62.06 | 0 | 372.9571 | 0 | 731.0076 | 0 | 358.0505
2024-04-22 | 4 | 60.08 | 0 | 372.9571 | 0 | 731.0076 | 0 | 358.0505
2024-04-23 | 4 | 60.08 | 0.013002 | 372.9701 | 0.030658 | 731.0383 | 0.017656 | 358.0682
2024-04-23 | 4 | 60.08 | 0.025129 | 372.9952 | 0.059252 | 731.0975 | 0.034123 | 358.1023
2024-04-23 | 4 | 60.98 | 0.029079 | 373.0243 | 0.068971 | 731.1665 | 0.039892 | 358.1422
2024-04-23 | 4 | 62.06 | 0.02934 | 373.0536 | 0.070075 | 731.2366 | 0.040735 | 358.1829
2024-04-23 | 4 | 60.98 | 0.030678 | 373.0843 | 0.072763 | 731.3093 | 0.042085 | 358.225
2024-04-23 | 4 | 62.06 | 0.026537 | 373.1108 | 0.06338 | 731.3727 | 0.036843 | 358.2619
2024-04-23 | 4 | 62.06 | 0.016977 | 373.1278 | 0.040547 | 731.4133 | 0.02357 | 358.2854
2024-04-23 | 4 | 64.04 | 0.0067948 | 373.1346 | 0.016432 | 731.4297 | 0.0096369 | 358.2951
2024-04-23 | 4 | 64.94 | 0.0046565 | 373.1393 | 0.011323 | 731.441 | 0.0066669 | 358.3017
2024-04-23 | 4 | 68 | 0 | 373.1393 | 0 | 731.441 | 0 | 358.3017
2024-04-23 | 4 | 69.98 | 0 | 373.1393 | 0 | 731.441 | 0 | 358.3017
2024-04-23 | 4 | 73.04 | 0 | 373.1393 | 0 | 731.441 | 0 | 358.3017
2024-04-23 | 4 | 73.04 | 0 | 373.1393 | 0 | 731.441 | 0 | 358.3017
2024-04-23 | 4 | 75.92 | 0 | 373.1393 | 0 | 731.441 | 0 | 358.3017
2024-04-23 | 4 | 78.08 | 0 | 373.1393 | 0 | 731.441 | 0 | 358.3017
2024-04-23 | 4 | 75.92 | 0 | 373.1393 | 0 | 731.441 | 0 | 358.3017
2024-04-23 | 4 | 75.92 | 0 | 373.1393 | 0 | 731.441 | 0 | 358.3017
2024-04-23 | 4 | 73.04 | 0 | 373.1393 | 0 | 731.441 | 0 | 358.3017
2024-04-23 | 4 | 73.04 | 0 | 373.1393 | 0 | 731.441 | 0 | 358.3017
2024-04-23 | 4 | 66.92 | 0 | 373.1393 | 0 | 731.441 | 0 | 358.3017
2024-04-23 | 4 | 64.04 | 0 | 373.1393 | 0 | 731.441 | 0 | 358.3017
2024-04-23 | 4 | 64.94 | 0 | 373.1393 | 0 | 731.441 | 0 | 358.3017
2024-04-23 | 4 | 62.96 | 0 | 373.1393 | 0 | 731.441 | 0 | 358.3017
2024-04-23 | 4 | 62.96 | 0 | 373.1393 | 0 | 731.441 | 0 | 358.3017
2024-04-24 | 4 | 62.96 | 0.0085819 | 373.1479 | 0.020614 | 731.4616 | 0.012032 | 358.3138
2024-04-24 | 4 | 55.94 | 0.035742 | 373.1836 | 0.081936 | 731.5436 | 0.046194 | 358.36
2024-04-24 | 4 | 53.96 | 0.059572 | 373.2432 | 0.13463 | 731.6782 | 0.075058 | 358.435
2024-04-24 | 4 | 51.08 | 0.083632 | 373.3268 | 0.18493 | 731.8631 | 0.1013 | 358.5363
2024-04-24 | 4 | 53.96 | 0.091337 | 373.4181 | 0.20642 | 732.0695 | 0.11508 | 358.6514
2024-04-24 | 4 | 57.02 | 0.085082 | 373.5032 | 0.19652 | 732.2661 | 0.11144 | 358.7628
2024-04-24 | 4 | 57.02 | 0.041813 | 373.545 | 0.096579 | 732.3626 | 0.054767 | 358.8176
2024-04-24 | 4 | 59.18 | 0.0074582 | 373.5525 | 0.017482 | 732.3801 | 0.010023 | 358.8276
2024-04-24 | 4 | 68 | 0 | 373.5525 | 0 | 732.3801 | 0 | 358.8276
2024-04-24 | 4 | 69.98 | 0 | 373.5525 | 0 | 732.3801 | 0 | 358.8276
2024-04-24 | 4 | 71.06 | 0 | 373.5525 | 0 | 732.3801 | 0 | 358.8276
2024-04-24 | 4 | 73.94 | 0 | 373.5525 | 0 | 732.3801 | 0 | 358.8276
2024-04-24 | 4 | 73.94 | 0 | 373.5525 | 0 | 732.3801 | 0 | 358.8276
2024-04-24 | 4 | 77 | 0 | 373.5525 | 0 | 732.3801 | 0 | 358.8276
2024-04-24 | 4 | 77 | 0 | 373.5525 | 0 | 732.3801 | 0 | 358.8276
2024-04-24 | 4 | 75.92 | 0 | 373.5525 | 0 | 732.3801 | 0 | 358.8276
2024-04-24 | 4 | 75.02 | 0 | 373.5525 | 0 | 732.3801 | 0 | 358.8276
2024-04-24 | 4 | 71.06 | 0 | 373.5525 | 0 | 732.3801 | 0 | 358.8276
2024-04-24 | 4 | 71.06 | 0 | 373.5525 | 0 | 732.3801 | 0 | 358.8276
2024-04-24 | 4 | 62.06 | 0 | 373.5525 | 0 | 732.3801 | 0 | 358.8276
2024-04-24 | 4 | 59 | 0 | 373.5525 | 0 | 732.3801 | 0 | 358.8276
2024-04-24 | 4 | 55.94 | 0 | 373.5525 | 0 | 732.3801 | 0 | 358.8276
2024-04-24 | 4 | 60.08 | 0 | 373.5525 | 0 | 732.3801 | 0 | 358.8276
2024-04-24 | 4 | 53.06 | 0.020222 | 373.5727 | 0.045398 | 732.4255 | 0.025176 | 358.8528
2024-04-25 | 4 | 53.06 | 0.05947 | 373.6322 | 0.13351 | 732.559 | 0.074037 | 358.9268
2024-04-25 | 4 | 51.08 | 0.087707 | 373.7199 | 0.19394 | 732.753 | 0.10623 | 359.0331
2024-04-25 | 4 | 55.94 | 0.090313 | 373.8102 | 0.20704 | 732.96 | 0.11672 | 359.1498
2024-04-25 | 4 | 48.92 | 0.11678 | 373.927 | 0.25381 | 733.2138 | 0.13703 | 359.2868
2024-04-25 | 4 | 48.92 | 0.14196 | 374.0689 | 0.30853 | 733.5223 | 0.16658 | 359.4534
2024-04-25 | 4 | 51.08 | 0.13218 | 374.2011 | 0.29229 | 733.8146 | 0.16011 | 359.6135
2024-04-25 | 4 | 51.08 | 0.079463 | 374.2806 | 0.17571 | 733.9903 | 0.096249 | 359.7098
2024-04-25 | 4 | 62.96 | 0.0099677 | 374.2906 | 0.023942 | 734.0143 | 0.013975 | 359.7237
2024-04-25 | 4 | 69.08 | 0 | 374.2906 | 0 | 734.0143 | 0 | 359.7237
2024-04-25 | 4 | 71.96 | 0 | 374.2906 | 0 | 734.0143 | 0 | 359.7237
2024-04-25 | 4 | 75.02 | 0 | 374.2906 | 0 | 734.0143 | 0 | 359.7237
2024-04-25 | 4 | 77 | 0 | 374.2906 | 0 | 734.0143 | 0 | 359.7237
2024-04-25 | 4 | 77 | 0 | 374.2906 | 0 | 734.0143 | 0 | 359.7237
2024-04-25 | 4 | 80.06 | 0 | 374.2906 | 0 | 734.0143 | 0 | 359.7237
2024-04-25 | 4 | 80.96 | 0 | 374.2906 | 0 | 734.0143 | 0 | 359.7237
2024-04-25 | 4 | 80.96 | 0 | 374.2906 | 0 | 734.0143 | 0 | 359.7237
2024-04-25 | 4 | 80.06 | 0 | 374.2906 | 0 | 734.0143 | 0 | 359.7237
2024-04-25 | 4 | 75.92 | 0 | 374.2906 | 0 | 734.0143 | 0 | 359.7237
2024-04-25 | 4 | 75.92 | 0 | 374.2906 | 0 | 734.0143 | 0 | 359.7237
2024-04-25 | 4 | 64.94 | 0 | 374.2906 | 0 | 734.0143 | 0 | 359.7237
2024-04-25 | 4 | 62.06 | 0 | 374.2906 | 0 | 734.0143 | 0 | 359.7237
2024-04-25 | 4 | 60.08 | 0 | 374.2906 | 0 | 734.0143 | 0 | 359.7237
2024-04-25 | 4 | 59 | 0 | 374.2906 | 0 | 734.0143 | 0 | 359.7237
2024-04-25 | 4 | 57.02 | 0 | 374.2906 | 0 | 734.0143 | 0 | 359.7237
2024-04-26 | 4 | 57.02 | 0.019702 | 374.3103 | 0.045507 | 734.0598 | 0.025805 | 359.7495
2024-04-26 | 4 | 55.04 | 0.044426 | 374.3547 | 0.10119 | 734.161 | 0.056766 | 359.8063
2024-04-26 | 4 | 55.94 | 0.060376 | 374.4151 | 0.13841 | 734.2994 | 0.078032 | 359.8843
2024-04-26 | 4 | 55.94 | 0.068494 | 374.4835 | 0.15702 | 734.4564 | 0.088523 | 359.9729
2024-04-26 | 4 | 57.02 | 0.069657 | 374.5532 | 0.16089 | 734.6173 | 0.091237 | 360.0641
2024-04-26 | 4 | 57.92 | 0.064599 | 374.6178 | 0.15014 | 734.7674 | 0.085538 | 360.1496
2024-04-26 | 4 | 57.92 | 0.025719 | 374.6435 | 0.059774 | 734.8272 | 0.034055 | 360.1837
2024-04-26 | 4 | 68 | 0 | 374.6435 | 0 | 734.8272 | 0 | 360.1837
2024-04-26 | 4 | 71.06 | 0 | 374.6435 | 0 | 734.8272 | 0 | 360.1837
2024-04-26 | 4 | 75.92 | 0 | 374.6435 | 0 | 734.8272 | 0 | 360.1837
2024-04-26 | 4 | 77 | 0 | 374.6435 | 0 | 734.8272 | 0 | 360.1837
2024-04-26 | 4 | 78.98 | 0 | 374.6435 | 0 | 734.8272 | 0 | 360.1837
2024-04-26 | 4 | 78.98 | 0 | 374.6435 | 0 | 734.8272 | 0 | 360.1837
2024-04-26 | 4 | 80.96 | 0 | 374.6435 | 0 | 734.8272 | 0 | 360.1837
2024-04-26 | 4 | 82.04 | 0 | 374.6435 | 0 | 734.8272 | 0 | 360.1837
2024-04-26 | 4 | 82.04 | 0 | 374.6435 | 0 | 734.8272 | 0 | 360.1837
2024-04-26 | 4 | 80.96 | 0 | 374.6435 | 0 | 734.8272 | 0 | 360.1837
2024-04-26 | 4 | 77 | 0 | 374.6435 | 0 | 734.8272 | 0 | 360.1837
2024-04-26 | 4 | 77 | 0 | 374.6435 | 0 | 734.8272 | 0 | 360.1837
2024-04-26 | 4 | 66.02 | 0 | 374.6435 | 0 | 734.8272 | 0 | 360.1837
2024-04-26 | 4 | 72.32 | 0 | 374.6435 | 0 | 734.8272 | 0 | 360.1837
2024-04-26 | 4 | 60.08 | 0 | 374.6435 | 0 | 734.8272 | 0 | 360.1837
2024-04-26 | 4 | 59 | 0 | 374.6435 | 0 | 734.8272 | 0 | 360.1837
2024-04-26 | 4 | 57.02 | 0 | 374.6435 | 0 | 734.8272 | 0 | 360.1837
2024-04-27 | 4 | 57.02 | 0.014645 | 374.6582 | 0.033826 | 734.861 | 0.019182 | 360.2029
2024-04-27 | 4 | 57.02 | 0.03421 | 374.6924 | 0.079017 | 734.9401 | 0.044808 | 360.2477
2024-04-27 | 4 | 55.04 | 0.055508 | 374.7479 | 0.12643 | 735.0665 | 0.070927 | 360.3186
2024-04-27 | 4 | 55.04 | 0.071297 | 374.8192 | 0.1624 | 735.2289 | 0.091102 | 360.4097
2024-04-27 | 4 | 55.04 | 0.076315 | 374.8955 | 0.17383 | 735.4027 | 0.097513 | 360.5072
2024-04-27 | 4 | 57.02 | 0.069204 | 374.9647 | 0.15985 | 735.5626 | 0.090644 | 360.5979
2024-04-27 | 4 | 57.02 | 0.02661 | 374.9913 | 0.061463 | 735.624 | 0.034854 | 360.6327
2024-04-27 | 4 | 68 | 0 | 374.9913 | 0 | 735.624 | 0 | 360.6327
2024-04-27 | 4 | 73.04 | 0 | 374.9913 | 0 | 735.624 | 0 | 360.6327
2024-04-27 | 4 | 78.08 | 0 | 374.9913 | 0 | 735.624 | 0 | 360.6327
2024-04-27 | 4 | 80.06 | 0 | 374.9913 | 0 | 735.624 | 0 | 360.6327
2024-04-27 | 4 | 80.96 | 0 | 374.9913 | 0 | 735.624 | 0 | 360.6327
2024-04-27 | 4 | 80.96 | 0 | 374.9913 | 0 | 735.624 | 0 | 360.6327
2024-04-27 | 4 | 82.04 | 0 | 374.9913 | 0 | 735.624 | 0 | 360.6327
2024-04-27 | 4 | 84.02 | 0 | 374.9913 | 0 | 735.624 | 0 | 360.6327
2024-04-27 | 4 | 82.94 | 0 | 374.9913 | 0 | 735.624 | 0 | 360.6327
2024-04-27 | 4 | 82.04 | 0 | 374.9913 | 0 | 735.624 | 0 | 360.6327
2024-04-27 | 4 | 77 | 0 | 374.9913 | 0 | 735.624 | 0 | 360.6327
2024-04-27 | 4 | 77 | 0 | 374.9913 | 0 | 735.624 | 0 | 360.6327
2024-04-27 | 4 | 68 | 0 | 374.9913 | 0 | 735.624 | 0 | 360.6327
2024-04-27 | 4 | 69.08 | 0 | 374.9913 | 0 | 735.624 | 0 | 360.6327
2024-04-27 | 4 | 64.04 | 0 | 374.9913 | 0 | 735.624 | 0 | 360.6327
2024-04-27 | 4 | 62.06 | 0 | 374.9913 | 0 | 735.624 | 0 | 360.6327
2024-04-27 | 4 | 60.98 | 0 | 374.9913 | 0 | 735.624 | 0 | 360.6327
2024-04-28 | 4 | 60.98 | 0 | 374.9913 | 0 | 735.624 | 0 | 360.6327
2024-04-28 | 4 | 60.08 | 0.0083273 | 374.9996 | 0.019635 | 735.6437 | 0.011308 | 360.644
2024-04-28 | 4 | 57.92 | 0.028995 | 375.0286 | 0.067389 | 735.7111 | 0.038394 | 360.6824
2024-04-28 | 4 | 57.92 | 0.044725 | 375.0734 | 0.10395 | 735.815 | 0.059222 | 360.7416
2024-04-28 | 4 | 57.92 | 0.055245 | 375.1286 | 0.1284 | 735.9434 | 0.073151 | 360.8148
2024-04-28 | 4 | 60.08 | 0.045853 | 375.1745 | 0.10812 | 736.0515 | 0.062266 | 360.8771
2024-04-28 | 4 | 60.08 | 0.0073155 | 375.1818 | 0.01725 | 736.0688 | 0.009934 | 360.887
2024-04-28 | 4 | 69.98 | 0 | 375.1818 | 0 | 736.0688 | 0 | 360.887
2024-04-28 | 4 | 75.02 | 0 | 375.1818 | 0 | 736.0688 | 0 | 360.887
2024-04-28 | 4 | 78.98 | 0 | 375.1818 | 0 | 736.0688 | 0 | 360.887
2024-04-28 | 4 | 80.96 | 0 | 375.1818 | 0 | 736.0688 | 0 | 360.887
2024-04-28 | 4 | 82.04 | 0 | 375.1818 | 0 | 736.0688 | 0 | 360.887
2024-04-28 | 4 | 82.04 | 0 | 375.1818 | 0 | 736.0688 | 0 | 360.887
2024-04-28 | 4 | 82.04 | 0 | 375.1818 | 0 | 736.0688 | 0 | 360.887
2024-04-28 | 4 | 82.04 | 0 | 375.1818 | 0 | 736.0688 | 0 | 360.887
2024-04-28 | 4 | 80.96 | 0 | 375.1818 | 0 | 736.0688 | 0 | 360.887
2024-04-28 | 4 | 80.06 | 0 | 375.1818 | 0 | 736.0688 | 0 | 360.887
2024-04-28 | 4 | 77 | 0 | 375.1818 | 0 | 736.0688 | 0 | 360.887
2024-04-28 | 4 | 77 | 0 | 375.1818 | 0 | 736.0688 | 0 | 360.887
2024-04-28 | 4 | 71.6 | 0 | 375.1818 | 0 | 736.0688 | 0 | 360.887
2024-04-28 | 4 | 71.96 | 0 | 375.1818 | 0 | 736.0688 | 0 | 360.887
2024-04-28 | 4 | 68 | 0 | 375.1818 | 0 | 736.0688 | 0 | 360.887
2024-04-28 | 4 | 66.92 | 0 | 375.1818 | 0 | 736.0688 | 0 | 360.887
2024-04-28 | 4 | 64.04 | 0 | 375.1818 | 0 | 736.0688 | 0 | 360.887
2024-04-29 | 4 | 64.04 | 0 | 375.1818 | 0 | 736.0688 | 0 | 360.887
2024-04-29 | 4 | 62.96 | 0 | 375.1818 | 0 | 736.0688 | 0 | 360.887
2024-04-29 | 4 | 62.06 | 0 | 375.1818 | 0 | 736.0688 | 0 | 360.887
2024-04-29 | 4 | 60.98 | 0.012665 | 375.1944 | 0.030039 | 736.0988 | 0.017374 | 360.9044
2024-04-29 | 4 | 60.98 | 0.019089 | 375.2135 | 0.045276 | 736.1441 | 0.026187 | 360.9306
2024-04-29 | 4 | 64.04 | 0.011934 | 375.2255 | 0.028859 | 736.1729 | 0.016925 | 360.9475
2024-04-29 | 4 | 64.04 | 0.0015437 | 375.227 | 0.0037332 | 736.1767 | 0.0021894 | 360.9497
2024-04-29 | 4 | 69.8 | 0 | 375.227 | 0 | 736.1767 | 0 | 360.9497
2024-04-29 | 4 | 73.04 | 0 | 375.227 | 0 | 736.1767 | 0 | 360.9497
2024-04-29 | 4 | 78.08 | 0 | 375.227 | 0 | 736.1767 | 0 | 360.9497
2024-04-29 | 4 | 78.98 | 0 | 375.227 | 0 | 736.1767 | 0 | 360.9497
2024-04-29 | 4 | 82.04 | 0 | 375.227 | 0 | 736.1767 | 0 | 360.9497
2024-04-29 | 4 | 82.04 | 0 | 375.227 | 0 | 736.1767 | 0 | 360.9497
2024-04-29 | 4 | 84.92 | 0 | 375.227 | 0 | 736.1767 | 0 | 360.9497
2024-04-29 | 4 | 86 | 0 | 375.227 | 0 | 736.1767 | 0 | 360.9497
2024-04-29 | 4 | 84.92 | 0 | 375.227 | 0 | 736.1767 | 0 | 360.9497
2024-04-29 | 4 | 84.02 | 0 | 375.227 | 0 | 736.1767 | 0 | 360.9497
2024-04-29 | 4 | 78.98 | 0 | 375.227 | 0 | 736.1767 | 0 | 360.9497
2024-04-29 | 4 | 78.98 | 0 | 375.227 | 0 | 736.1767 | 0 | 360.9497
2024-04-29 | 4 | 69.08 | 0 | 375.227 | 0 | 736.1767 | 0 | 360.9497
2024-04-29 | 4 | 66.02 | 0 | 375.227 | 0 | 736.1767 | 0 | 360.9497
2024-04-29 | 4 | 64.04 | 0 | 375.227 | 0 | 736.1767 | 0 | 360.9497
2024-04-29 | 4 | 62.06 | 0 | 375.227 | 0 | 736.1767 | 0 | 360.9497
2024-04-29 | 4 | 60.08 | 0 | 375.227 | 0 | 736.1767 | 0 | 360.9497
2024-04-30 | 4 | 60.08 | 0 | 375.227 | 0 | 736.1767 | 0 | 360.9497
2024-04-30 | 4 | 57.92 | 0.020583 | 375.2476 | 0.047837 | 736.2245 | 0.027254 | 360.9769
2024-04-30 | 4 | 55.94 | 0.045406 | 375.293 | 0.10409 | 736.3286 | 0.058684 | 361.0356
2024-04-30 | 4 | 55.04 | 0.064285 | 375.3573 | 0.14643 | 736.475 | 0.082142 | 361.1177
2024-04-30 | 4 | 62.96 | 0.052646 | 375.4099 | 0.12646 | 736.6015 | 0.07381 | 361.1916
2024-04-30 | 4 | 57.02 | 0.054807 | 375.4647 | 0.12659 | 736.7281 | 0.071787 | 361.2633
2024-04-30 | 4 | 57.02 | 0.020699 | 375.4854 | 0.04781 | 736.7759 | 0.027111 | 361.2905
2024-04-30 | 4 | 69.98 | 0 | 375.4854 | 0 | 736.7759 | 0 | 361.2905
2024-04-30 | 4 | 75.92 | 0 | 375.4854 | 0 | 736.7759 | 0 | 361.2905
2024-04-30 | 4 | 78.98 | 0 | 375.4854 | 0 | 736.7759 | 0 | 361.2905
2024-04-30 | 4 | 80.96 | 0 | 375.4854 | 0 | 736.7759 | 0 | 361.2905
2024-04-30 | 4 | 82.94 | 0 | 375.4854 | 0 | 736.7759 | 0 | 361.2905
2024-04-30 | 4 | 82.94 | 0 | 375.4854 | 0 | 736.7759 | 0 | 361.2905
2024-04-30 | 4 | 86 | 0 | 375.4854 | 0 | 736.7759 | 0 | 361.2905
2024-04-30 | 4 | 86 | 0 | 375.4854 | 0 | 736.7759 | 0 | 361.2905
2024-04-30 | 4 | 82.94 | 0 | 375.4854 | 0 | 736.7759 | 0 | 361.2905
2024-04-30 | 4 | 78.08 | 0 | 375.4854 | 0 | 736.7759 | 0 | 361.2905
2024-04-30 | 4 | 75.92 | 0 | 375.4854 | 0 | 736.7759 | 0 | 361.2905
2024-04-30 | 4 | 71.96 | 0 | 375.4854 | 0 | 736.7759 | 0 | 361.2905
2024-04-30 | 4 | 69.8 | 0 | 375.4854 | 0 | 736.7759 | 0 | 361.2905
2024-04-30 | 4 | 68.36 | 0 | 375.4854 | 0 | 736.7759 | 0 | 361.2905
2024-04-30 | 4 | 66.74 | 0 | 375.4854 | 0 | 736.7759 | 0 | 361.2905
2024-04-30 | 4 | 66.2 | 0 | 375.4854 | 0 | 736.7759 | 0 | 361.2905
2024-04-30 | 4 | 66.2 | 0 | 375.4854 | 0 | 736.7759 | 0 | 361.2905
2024-05-01 | 5 | 67.1 | 0 | 375.4854 | 0 | 736.7759 | 0 | 361.2905
2024-05-01 | 5 | 67.82 | 0 | 375.4854 | 0 | 736.7759 | 0 | 361.2905
2024-05-01 | 5 | 68 | 0 | 375.4854 | 0 | 736.7759 | 0 | 361.2905
2024-05-01 | 5 | 68.54 | 0 | 375.4854 | 0 | 736.7759 | 0 | 361.2905
2024-05-01 | 5 | 67.1 | 0 | 375.4854 | 0 | 736.7759 | 0 | 361.2905
2024-05-01 | 5 | 65.12 | 0.0028545 | 375.4883 | 0.006949 | 736.7828 | 0.0040946 | 361.2945
2024-05-01 | 5 | 69.08 | 0.00086302 | 375.4891 | 0.0021516 | 736.785 | 0.0012886 | 361.2958
2024-05-01 | 5 | 62.06 | 0.0083952 | 375.4975 | 0.020051 | 736.805 | 0.011655 | 361.3075
2024-05-01 | 5 | 60.98 | 0.021033 | 375.5186 | 0.049887 | 736.8549 | 0.028854 | 361.3363
2024-05-01 | 5 | 62.96 | 0.0059207 | 375.5245 | 0.014222 | 736.8691 | 0.0083008 | 361.3446
2024-05-01 | 5 | 66.92 | 0 | 375.5245 | 0 | 736.8691 | 0 | 361.3446
2024-05-01 | 5 | 71.06 | 0 | 375.5245 | 0 | 736.8691 | 0 | 361.3446
2024-05-01 | 5 | 71.06 | 0 | 375.5245 | 0 | 736.8691 | 0 | 361.3446
2024-05-01 | 5 | 75.92 | 0 | 375.5245 | 0 | 736.8691 | 0 | 361.3446
2024-05-01 | 5 | 77 | 0 | 375.5245 | 0 | 736.8691 | 0 | 361.3446
2024-05-01 | 5 | 78.08 | 0 | 375.5245 | 0 | 736.8691 | 0 | 361.3446
2024-05-01 | 5 | 75.92 | 0 | 375.5245 | 0 | 736.8691 | 0 | 361.3446
2024-05-01 | 5 | 73.04 | 0 | 375.5245 | 0 | 736.8691 | 0 | 361.3446
2024-05-01 | 5 | 73.04 | 0 | 375.5245 | 0 | 736.8691 | 0 | 361.3446
2024-05-01 | 5 | 69.08 | 0 | 375.5245 | 0 | 736.8691 | 0 | 361.3446
2024-05-01 | 5 | 66.02 | 0 | 375.5245 | 0 | 736.8691 | 0 | 361.3446
2024-05-01 | 5 | 64.94 | 0 | 375.5245 | 0 | 736.8691 | 0 | 361.3446
2024-05-01 | 5 | 62.96 | 0 | 375.5245 | 0 | 736.8691 | 0 | 361.3446
2024-05-01 | 5 | 62.06 | 0.0048717 | 375.5294 | 0.011635 | 736.8808 | 0.0067636 | 361.3514
2024-05-02 | 5 | 62.06 | 0.021567 | 375.5509 | 0.05151 | 736.9323 | 0.029943 | 361.3814
2024-05-02 | 5 | 60.98 | 0.035462 | 375.5864 | 0.08411 | 737.0164 | 0.048648 | 361.43
2024-05-02 | 5 | 51.98 | 0.066568 | 375.653 | 0.14822 | 737.1646 | 0.081657 | 361.5117
2024-05-02 | 5 | 51.08 | 0.093223 | 375.7462 | 0.20614 | 737.3708 | 0.11292 | 361.6246
2024-05-02 | 5 | 50 | 0.10807 | 375.8543 | 0.23694 | 737.6077 | 0.12887 | 361.7534
2024-05-02 | 5 | 53.06 | 0.10118 | 375.9554 | 0.22714 | 737.8348 | 0.12596 | 361.8794
2024-05-02 | 5 | 53.06 | 0.045003 | 376.0004 | 0.10103 | 737.9359 | 0.056026 | 361.9354
2024-05-02 | 5 | 57.56 | 0.0036213 | 376.0041 | 0.0083958 | 737.9443 | 0.0047744 | 361.9402
2024-05-02 | 5 | 68 | 0 | 376.0041 | 0 | 737.9443 | 0 | 361.9402
2024-05-02 | 5 | 71.06 | 0 | 376.0041 | 0 | 737.9443 | 0 | 361.9402
2024-05-02 | 5 | 73.04 | 0 | 376.0041 | 0 | 737.9443 | 0 | 361.9402
2024-05-02 | 5 | 75.02 | 0 | 376.0041 | 0 | 737.9443 | 0 | 361.9402
2024-05-02 | 5 | 75.02 | 0 | 376.0041 | 0 | 737.9443 | 0 | 361.9402
2024-05-02 | 5 | 78.98 | 0 | 376.0041 | 0 | 737.9443 | 0 | 361.9402
2024-05-02 | 5 | 80.06 | 0 | 376.0041 | 0 | 737.9443 | 0 | 361.9402
2024-05-02 | 5 | 78.98 | 0 | 376.0041 | 0 | 737.9443 | 0 | 361.9402
2024-05-02 | 5 | 78.08 | 0 | 376.0041 | 0 | 737.9443 | 0 | 361.9402
2024-05-02 | 5 | 73.94 | 0 | 376.0041 | 0 | 737.9443 | 0 | 361.9402
2024-05-02 | 5 | 73.94 | 0 | 376.0041 | 0 | 737.9443 | 0 | 361.9402
2024-05-02 | 5 | 71.6 | 0 | 376.0041 | 0 | 737.9443 | 0 | 361.9402
2024-05-02 | 5 | 59 | 0 | 376.0041 | 0 | 737.9443 | 0 | 361.9402
2024-05-02 | 5 | 57.02 | 0 | 376.0041 | 0 | 737.9443 | 0 | 361.9402
2024-05-02 | 5 | 55.04 | 0 | 376.0041 | 0 | 737.9443 | 0 | 361.9402
2024-05-02 | 5 | 53.96 | 0.017144 | 376.0212 | 0.038745 | 737.983 | 0.021601 | 361.9618
2024-05-03 | 5 | 53.96 | 0.046346 | 376.0676 | 0.10474 | 738.0878 | 0.058395 | 362.0202
2024-05-03 | 5 | 57.38 | 0.058563 | 376.1261 | 0.1356 | 738.2234 | 0.077042 | 362.0972
2024-05-03 | 5 | 51.08 | 0.085403 | 376.2115 | 0.18885 | 738.4122 | 0.10344 | 362.2007
2024-05-03 | 5 | 48.92 | 0.11564 | 376.3272 | 0.25134 | 738.6635 | 0.1357 | 362.3364
2024-05-03 | 5 | 55.4 | 0.10235 | 376.4295 | 0.23373 | 738.8973 | 0.13138 | 362.4678
2024-05-03 | 5 | 53.06 | 0.093794 | 376.5233 | 0.21056 | 739.1078 | 0.11677 | 362.5845
2024-05-03 | 5 | 53.06 | 0.045153 | 376.5685 | 0.10137 | 739.2092 | 0.056213 | 362.6407
2024-05-03 | 5 | 64.94 | 0.001472 | 376.5699 | 0.0035796 | 739.2128 | 0.0021076 | 362.6429
2024-05-03 | 5 | 69.98 | 0 | 376.5699 | 0 | 739.2128 | 0 | 362.6429
2024-05-03 | 5 | 75.02 | 0 | 376.5699 | 0 | 739.2128 | 0 | 362.6429
2024-05-03 | 5 | 77 | 0 | 376.5699 | 0 | 739.2128 | 0 | 362.6429
2024-05-03 | 5 | 80.06 | 0 | 376.5699 | 0 | 739.2128 | 0 | 362.6429
2024-05-03 | 5 | 80.06 | 0 | 376.5699 | 0 | 739.2128 | 0 | 362.6429
2024-05-03 | 5 | 82.04 | 0 | 376.5699 | 0 | 739.2128 | 0 | 362.6429
2024-05-03 | 5 | 82.94 | 0 | 376.5699 | 0 | 739.2128 | 0 | 362.6429
2024-05-03 | 5 | 80.96 | 0 | 376.5699 | 0 | 739.2128 | 0 | 362.6429
2024-05-03 | 5 | 78.98 | 0 | 376.5699 | 0 | 739.2128 | 0 | 362.6429
2024-05-03 | 5 | 75.02 | 0 | 376.5699 | 0 | 739.2128 | 0 | 362.6429
2024-05-03 | 5 | 75.02 | 0 | 376.5699 | 0 | 739.2128 | 0 | 362.6429
2024-05-03 | 5 | 69.08 | 0 | 376.5699 | 0 | 739.2128 | 0 | 362.6429
2024-05-03 | 5 | 66.92 | 0 | 376.5699 | 0 | 739.2128 | 0 | 362.6429
2024-05-03 | 5 | 66.92 | 0 | 376.5699 | 0 | 739.2128 | 0 | 362.6429
2024-05-03 | 5 | 66.02 | 0 | 376.5699 | 0 | 739.2128 | 0 | 362.6429
2024-05-03 | 5 | 66.02 | 0 | 376.5699 | 0 | 739.2128 | 0 | 362.6429
2024-05-04 | 5 | 66.02 | 0 | 376.5699 | 0 | 739.2128 | 0 | 362.6429
2024-05-04 | 5 | 66.02 | 0 | 376.5699 | 0 | 739.2128 | 0 | 362.6429
2024-05-04 | 5 | 62.96 | 0.0022603 | 376.5722 | 0.0054292 | 739.2182 | 0.0031689 | 362.646
2024-05-04 | 5 | 62.96 | 0.027419 | 376.5996 | 0.065861 | 739.2841 | 0.038442 | 362.6845
2024-05-04 | 5 | 62.96 | 0.054623 | 376.6542 | 0.13121 | 739.4153 | 0.076582 | 362.761
2024-05-04 | 5 | 66.02 | 0.03759 | 376.6918 | 0.092013 | 739.5073 | 0.054424 | 362.8155
2024-05-04 | 5 | 66.02 | 0.016755 | 376.7086 | 0.041013 | 739.5483 | 0.024258 | 362.8397
2024-05-04 | 5 | 64.04 | 0.012519 | 376.7211 | 0.030273 | 739.5786 | 0.017755 | 362.8575
2024-05-04 | 5 | 64.04 | 0.0091374 | 376.7302 | 0.022097 | 739.6007 | 0.012959 | 362.8704
2024-05-04 | 5 | 64.94 | 0.00091853 | 376.7311 | 0.0022336 | 739.6029 | 0.0013151 | 362.8718
2024-05-04 | 5 | 66.02 | 0 | 376.7311 | 0 | 739.6029 | 0 | 362.8718
2024-05-04 | 5 | 66.02 | 0 | 376.7311 | 0 | 739.6029 | 0 | 362.8718
2024-05-04 | 5 | 66.02 | 0 | 376.7311 | 0 | 739.6029 | 0 | 362.8718
2024-05-04 | 5 | 64.94 | 0 | 376.7311 | 0 | 739.6029 | 0 | 362.8718
2024-05-04 | 5 | 64.94 | 0 | 376.7311 | 0 | 739.6029 | 0 | 362.8718
2024-05-04 | 5 | 66.2 | 0 | 376.7311 | 0 | 739.6029 | 0 | 362.8718
2024-05-04 | 5 | 66.02 | 0 | 376.7311 | 0 | 739.6029 | 0 | 362.8718
2024-05-04 | 5 | 66.02 | 0 | 376.7311 | 0 | 739.6029 | 0 | 362.8718
2024-05-04 | 5 | 62.96 | 0 | 376.7311 | 0 | 739.6029 | 0 | 362.8718
2024-05-04 | 5 | 59 | 0 | 376.7311 | 0 | 739.6029 | 0 | 362.8718
2024-05-04 | 5 | 57.92 | 0.0060974 | 376.7372 | 0.014171 | 739.6171 | 0.0080738 | 362.8798
2024-05-04 | 5 | 57.92 | 0.018667 | 376.7559 | 0.043385 | 739.6605 | 0.024718 | 362.9045
2024-05-04 | 5 | 57.02 | 0.0407 | 376.7966 | 0.094008 | 739.7545 | 0.053309 | 362.9579
2024-05-04 | 5 | 57.02 | 0.051026 | 376.8476 | 0.11786 | 739.8723 | 0.066834 | 363.0247
2024-05-05 | 5 | 55.04 | 0.062359 | 376.91 | 0.14204 | 740.0144 | 0.079681 | 363.1044
2024-05-05 | 5 | 53.6 | 0.083214 | 376.9932 | 0.18756 | 740.2019 | 0.10435 | 363.2087
2024-05-05 | 5 | 53.06 | 0.10056 | 377.0938 | 0.22575 | 740.4277 | 0.12519 | 363.3339
2024-05-05 | 5 | 51.08 | 0.11235 | 377.2061 | 0.24844 | 740.6761 | 0.13609 | 363.47
2024-05-05 | 5 | 51.08 | 0.13492 | 377.341 | 0.29833 | 740.9744 | 0.16342 | 363.6334
2024-05-05 | 5 | 50 | 0.13525 | 377.4763 | 0.29653 | 741.271 | 0.16128 | 363.7947
2024-05-05 | 5 | 50 | 0.10493 | 377.5812 | 0.23005 | 741.501 | 0.12513 | 363.9198
2024-05-05 | 5 | 51.08 | 0.085681 | 377.6669 | 0.18946 | 741.6905 | 0.10378 | 364.0236
2024-05-05 | 5 | 51.98 | 0.084527 | 377.7514 | 0.18821 | 741.8787 | 0.10369 | 364.1273
2024-05-05 | 5 | 53.96 | 0.079795 | 377.8312 | 0.18033 | 742.059 | 0.10054 | 364.2278
2024-05-05 | 5 | 55.04 | 0.063216 | 377.8944 | 0.14399 | 742.203 | 0.080776 | 364.3086
2024-05-05 | 5 | 55.94 | 0.045675 | 377.9401 | 0.10471 | 742.3077 | 0.059031 | 364.3676
2024-05-05 | 5 | 55.94 | 0.047514 | 377.9876 | 0.10892 | 742.4167 | 0.061408 | 364.429
2024-05-05 | 5 | 55.94 | 0.057248 | 378.0449 | 0.13124 | 742.5479 | 0.073989 | 364.503
2024-05-05 | 5 | 53.96 | 0.062179 | 378.1071 | 0.14052 | 742.6884 | 0.078344 | 364.5814
2024-05-05 | 5 | 53.06 | 0.067489 | 378.1745 | 0.15151 | 742.8399 | 0.08402 | 364.6654
2024-05-05 | 5 | 53.06 | 0.067341 | 378.2419 | 0.15118 | 742.9911 | 0.083836 | 364.7492
2024-05-05 | 5 | 53.06 | 0.066663 | 378.3085 | 0.14966 | 743.1408 | 0.082992 | 364.8322
2024-05-05 | 5 | 51.08 | 0.068805 | 378.3774 | 0.15215 | 743.2929 | 0.08334 | 364.9156
2024-05-05 | 5 | 51.08 | 0.084576 | 378.4619 | 0.18702 | 743.4799 | 0.10244 | 365.018
2024-05-05 | 5 | 51.08 | 0.098258 | 378.5602 | 0.21727 | 743.6972 | 0.11901 | 365.137
2024-05-05 | 5 | 51.08 | 0.099786 | 378.66 | 0.22065 | 743.9179 | 0.12086 | 365.2579
2024-05-05 | 5 | 51.08 | 0.12192 | 378.7819 | 0.26959 | 744.1874 | 0.14767 | 365.4056
2024-05-05 | 5 | 50 | 0.14329 | 378.9252 | 0.31415 | 744.5016 | 0.17086 | 365.5764
2024-05-06 | 5 | 50 | 0.15356 | 379.0787 | 0.33668 | 744.8383 | 0.18312 | 365.7595
2024-05-06 | 5 | 46.04 | 0.17337 | 379.2521 | 0.36774 | 745.206 | 0.19438 | 365.9539
2024-05-06 | 5 | 46.94 | 0.18251 | 379.4346 | 0.39017 | 745.5962 | 0.20765 | 366.1616
2024-05-06 | 5 | 44.96 | 0.19807 | 379.6327 | 0.41617 | 746.0124 | 0.21809 | 366.3797
2024-05-06 | 5 | 44.06 | 0.21746 | 379.8501 | 0.45319 | 746.4655 | 0.23573 | 366.6154
2024-05-06 | 5 | 48.02 | 0.19326 | 380.0434 | 0.41693 | 746.8825 | 0.22367 | 366.8391
2024-05-06 | 5 | 48.02 | 0.13459 | 380.178 | 0.29035 | 747.1728 | 0.15576 | 366.9948
2024-05-06 | 5 | 49.82 | 0.099858 | 380.2779 | 0.21862 | 747.3914 | 0.11876 | 367.1136
2024-05-06 | 5 | 53.78 | 0.087743 | 380.3656 | 0.19803 | 747.5895 | 0.11029 | 367.2239
2024-05-06 | 5 | 64.04 | 0.043564 | 380.4092 | 0.10535 | 747.6948 | 0.061786 | 367.2857
2024-05-06 | 5 | 66.92 | 0.016009 | 380.4252 | 0.039401 | 747.7342 | 0.023392 | 367.3091
2024-05-06 | 5 | 69.98 | 0.007277 | 380.4324 | 0.018239 | 747.7525 | 0.010962 | 367.32
2024-05-06 | 5 | 69.98 | 0.0049555 | 380.4374 | 0.01242 | 747.7649 | 0.0074646 | 367.3275
2024-05-06 | 5 | 73.04 | 0.00033531 | 380.4377 | 0.00085551 | 747.7657 | 0.0005202 | 367.328
2024-05-06 | 5 | 73.94 | 0 | 380.4377 | 0 | 747.7657 | 0 | 367.328
2024-05-06 | 5 | 73.04 | 0 | 380.4377 | 0 | 747.7657 | 0 | 367.328
2024-05-06 | 5 | 71.96 | 0 | 380.4377 | 0 | 747.7657 | 0 | 367.328
2024-05-06 | 5 | 60.98 | 0 | 380.4377 | 0 | 747.7657 | 0 | 367.328
2024-05-06 | 5 | 60.98 | 0 | 380.4377 | 0 | 747.7657 | 0 | 367.328
2024-05-06 | 5 | 59 | 0 | 380.4377 | 0 | 747.7657 | 0 | 367.328
2024-05-06 | 5 | 57.02 | 0.0060622 | 380.4438 | 0.014002 | 747.7797 | 0.0079403 | 367.3359
2024-05-06 | 5 | 55.94 | 0.014373 | 380.4582 | 0.03295 | 747.8127 | 0.018576 | 367.3545
2024-05-06 | 5 | 57.02 | 0.038266 | 380.4964 | 0.088387 | 747.9011 | 0.050121 | 367.4046
2024-05-06 | 5 | 55.04 | 0.058071 | 380.5545 | 0.13227 | 748.0334 | 0.074202 | 367.4788
2024-05-07 | 5 | 55.04 | 0.074986 | 380.6295 | 0.1708 | 748.2042 | 0.095815 | 367.5747
2024-05-07 | 5 | 51.98 | 0.0967 | 380.7262 | 0.21532 | 748.4195 | 0.11862 | 367.6933
2024-05-07 | 5 | 50 | 0.12141 | 380.8476 | 0.26618 | 748.6857 | 0.14477 | 367.8381
2024-05-07 | 5 | 50 | 0.13868 | 380.9863 | 0.30406 | 748.9897 | 0.16538 | 368.0034
2024-05-07 | 5 | 48.92 | 0.15322 | 381.1395 | 0.33302 | 749.3227 | 0.17979 | 368.1832
2024-05-07 | 5 | 51.98 | 0.14367 | 381.2832 | 0.31991 | 749.6426 | 0.17624 | 368.3595
2024-05-07 | 5 | 51.98 | 0.096104 | 381.3793 | 0.21399 | 749.8566 | 0.11789 | 368.4773
2024-05-07 | 5 | 51.98 | 0.081136 | 381.4604 | 0.18066 | 750.0373 | 0.099527 | 368.5769
2024-05-07 | 5 | 60.98 | 0.052194 | 381.5126 | 0.1238 | 750.1611 | 0.071601 | 368.6485
2024-05-07 | 5 | 62.96 | 0.023444 | 381.5361 | 0.056312 | 750.2174 | 0.032868 | 368.6813
2024-05-07 | 5 | 64.94 | 0.013619 | 381.5497 | 0.033119 | 750.2505 | 0.019499 | 368.7008
2024-05-07 | 5 | 66.02 | 0.013086 | 381.5628 | 0.032032 | 750.2825 | 0.018946 | 368.7198
2024-05-07 | 5 | 66.02 | 0.018651 | 381.5814 | 0.045654 | 750.3282 | 0.027003 | 368.7468
2024-05-07 | 5 | 69.98 | 0.012824 | 381.5942 | 0.032141 | 750.3603 | 0.019317 | 368.7661
2024-05-07 | 5 | 71.96 | 0.0013971 | 381.5956 | 0.0035423 | 750.3639 | 0.0021452 | 368.7683
2024-05-07 | 5 | 71.96 | 0 | 381.5956 | 0 | 750.3639 | 0 | 368.7683
2024-05-07 | 5 | 71.06 | 0 | 381.5956 | 0 | 750.3639 | 0 | 368.7683
2024-05-07 | 5 | 68 | 0 | 381.5956 | 0 | 750.3639 | 0 | 368.7683
2024-05-07 | 5 | 68 | 0 | 381.5956 | 0 | 750.3639 | 0 | 368.7683
2024-05-07 | 5 | 57.02 | 0.0018361 | 381.5975 | 0.0042411 | 750.3681 | 0.002405 | 368.7707
2024-05-07 | 5 | 55.04 | 0.019769 | 381.6172 | 0.04503 | 750.4132 | 0.025261 | 368.7959
2024-05-07 | 5 | 53.06 | 0.038413 | 381.6556 | 0.086236 | 750.4994 | 0.047822 | 368.8437
2024-05-07 | 5 | 51.08 | 0.067283 | 381.7229 | 0.14878 | 750.6482 | 0.081496 | 368.9252
2024-05-07 | 5 | 48.92 | 0.098892 | 381.8218 | 0.21493 | 750.8631 | 0.11604 | 369.0413
2024-05-08 | 5 | 48.92 | 0.12135 | 381.9432 | 0.26374 | 751.1268 | 0.14239 | 369.1837
2024-05-08 | 5 | 48.02 | 0.13693 | 382.0801 | 0.2954 | 751.4222 | 0.15847 | 369.3421
2024-05-08 | 5 | 46.94 | 0.15207 | 382.2322 | 0.3251 | 751.7473 | 0.17302 | 369.5152
2024-05-08 | 5 | 46.04 | 0.16814 | 382.4003 | 0.35665 | 752.104 | 0.18851 | 369.7037
2024-05-08 | 5 | 46.04 | 0.17277 | 382.5731 | 0.36648 | 752.4705 | 0.19371 | 369.8974
2024-05-08 | 5 | 50 | 0.14118 | 382.7143 | 0.30954 | 752.78 | 0.16836 | 370.0657
2024-05-08 | 5 | 50 | 0.070725 | 382.785 | 0.15506 | 752.9351 | 0.084338 | 370.1501
2024-05-08 | 5 | 62.96 | 0.0067497 | 382.7917 | 0.016213 | 752.9513 | 0.0094631 | 370.1595
2024-05-08 | 5 | 69.08 | 0 | 382.7917 | 0 | 752.9513 | 0 | 370.1595
2024-05-08 | 5 | 71.06 | 0 | 382.7917 | 0 | 752.9513 | 0 | 370.1595
2024-05-08 | 5 | 73.94 | 0 | 382.7917 | 0 | 752.9513 | 0 | 370.1595
2024-05-08 | 5 | 75.92 | 0 | 382.7917 | 0 | 752.9513 | 0 | 370.1595
2024-05-08 | 5 | 75.92 | 0 | 382.7917 | 0 | 752.9513 | 0 | 370.1595
2024-05-08 | 5 | 78.98 | 0 | 382.7917 | 0 | 752.9513 | 0 | 370.1595
2024-05-08 | 5 | 78.98 | 0 | 382.7917 | 0 | 752.9513 | 0 | 370.1595
2024-05-08 | 5 | 80.06 | 0 | 382.7917 | 0 | 752.9513 | 0 | 370.1595
2024-05-08 | 5 | 78.98 | 0 | 382.7917 | 0 | 752.9513 | 0 | 370.1595
2024-05-08 | 5 | 77 | 0 | 382.7917 | 0 | 752.9513 | 0 | 370.1595
2024-05-08 | 5 | 77 | 0 | 382.7917 | 0 | 752.9513 | 0 | 370.1595
2024-05-08 | 5 | 73.22 | 0 | 382.7917 | 0 | 752.9513 | 0 | 370.1595
2024-05-08 | 5 | 62.06 | 0 | 382.7917 | 0 | 752.9513 | 0 | 370.1595
2024-05-08 | 5 | 60.98 | 0 | 382.7917 | 0 | 752.9513 | 0 | 370.1595
2024-05-08 | 5 | 59 | 0 | 382.7917 | 0 | 752.9513 | 0 | 370.1595
2024-05-08 | 5 | 57.92 | 0 | 382.7917 | 0 | 752.9513 | 0 | 370.1595
2024-05-09 | 5 | 57.92 | 0.010572 | 382.8023 | 0.024571 | 752.9759 | 0.013999 | 370.1735
2024-05-09 | 5 | 55.94 | 0.035754 | 382.8381 | 0.081962 | 753.0578 | 0.046209 | 370.2198
2024-05-09 | 5 | 55.04 | 0.057597 | 382.8957 | 0.13119 | 753.189 | 0.073597 | 370.2934
2024-05-09 | 5 | 53.96 | 0.073955 | 382.9696 | 0.16714 | 753.3561 | 0.093181 | 370.3865
2024-05-09 | 5 | 53.06 | 0.084786 | 383.0544 | 0.19034 | 753.5465 | 0.10555 | 370.4921
2024-05-09 | 5 | 57.92 | 0.065675 | 383.1201 | 0.15264 | 753.6991 | 0.086962 | 370.579
2024-05-09 | 5 | 57.92 | 0.010553 | 383.1306 | 0.024527 | 753.7237 | 0.013974 | 370.593
2024-05-09 | 5 | 71.06 | 0 | 383.1306 | 0 | 753.7237 | 0 | 370.593
2024-05-09 | 5 | 77 | 0 | 383.1306 | 0 | 753.7237 | 0 | 370.593
2024-05-09 | 5 | 80.96 | 0 | 383.1306 | 0 | 753.7237 | 0 | 370.593
2024-05-09 | 5 | 82.94 | 0 | 383.1306 | 0 | 753.7237 | 0 | 370.593
2024-05-09 | 5 | 84.02 | 0 | 383.1306 | 0 | 753.7237 | 0 | 370.593
2024-05-09 | 5 | 84.02 | 0 | 383.1306 | 0 | 753.7237 | 0 | 370.593
2024-05-09 | 5 | 86 | 0 | 383.1306 | 0 | 753.7237 | 0 | 370.593
2024-05-09 | 5 | 84.92 | 0 | 383.1306 | 0 | 753.7237 | 0 | 370.593
2024-05-09 | 5 | 84.92 | 0 | 383.1306 | 0 | 753.7237 | 0 | 370.593
2024-05-09 | 5 | 84.02 | 0 | 383.1306 | 0 | 753.7237 | 0 | 370.593
2024-05-09 | 5 | 80.96 | 0 | 383.1306 | 0 | 753.7237 | 0 | 370.593
2024-05-09 | 5 | 80.96 | 0 | 383.1306 | 0 | 753.7237 | 0 | 370.593
2024-05-09 | 5 | 71.06 | 0 | 383.1306 | 0 | 753.7237 | 0 | 370.593
2024-05-09 | 5 | 66.02 | 0 | 383.1306 | 0 | 753.7237 | 0 | 370.593
2024-05-09 | 5 | 64.04 | 0 | 383.1306 | 0 | 753.7237 | 0 | 370.593
2024-05-09 | 5 | 62.06 | 0 | 383.1306 | 0 | 753.7237 | 0 | 370.593
2024-05-09 | 5 | 60.98 | 0 | 383.1306 | 0 | 753.7237 | 0 | 370.593
2024-05-10 | 5 | 60.98 | 0 | 383.1306 | 0 | 753.7237 | 0 | 370.593
2024-05-10 | 5 | 60.08 | 0.0076083 | 383.1382 | 0.01794 | 753.7416 | 0.010332 | 370.6034
2024-05-10 | 5 | 57.92 | 0.030471 | 383.1687 | 0.070818 | 753.8124 | 0.040347 | 370.6437
2024-05-10 | 5 | 57.92 | 0.046363 | 383.2151 | 0.10775 | 753.9202 | 0.061391 | 370.7051
2024-05-10 | 5 | 55.94 | 0.058232 | 383.2733 | 0.13349 | 754.0537 | 0.075261 | 370.7804
2024-05-10 | 5 | 60.08 | 0.045475 | 383.3188 | 0.10723 | 754.1609 | 0.061752 | 370.8421
2024-05-10 | 5 | 60.08 | 0.0028347 | 383.3216 | 0.0066841 | 754.1676 | 0.0038494 | 370.846
2024-05-10 | 5 | 71.96 | 0 | 383.3216 | 0 | 754.1676 | 0 | 370.846
2024-05-10 | 5 | 78.98 | 0 | 383.3216 | 0 | 754.1676 | 0 | 370.846
2024-05-10 | 5 | 82.04 | 0 | 383.3216 | 0 | 754.1676 | 0 | 370.846
2024-05-10 | 5 | 82.94 | 0 | 383.3216 | 0 | 754.1676 | 0 | 370.846
2024-05-10 | 5 | 84.02 | 0 | 383.3216 | 0 | 754.1676 | 0 | 370.846
2024-05-10 | 5 | 84.02 | 0 | 383.3216 | 0 | 754.1676 | 0 | 370.846
2024-05-10 | 5 | 86 | 0 | 383.3216 | 0 | 754.1676 | 0 | 370.846
2024-05-10 | 5 | 86 | 0 | 383.3216 | 0 | 754.1676 | 0 | 370.846
2024-05-10 | 5 | 86 | 0 | 383.3216 | 0 | 754.1676 | 0 | 370.846
2024-05-10 | 5 | 84.92 | 0 | 383.3216 | 0 | 754.1676 | 0 | 370.846
2024-05-10 | 5 | 82.04 | 0 | 383.3216 | 0 | 754.1676 | 0 | 370.846
2024-05-10 | 5 | 82.04 | 0 | 383.3216 | 0 | 754.1676 | 0 | 370.846
2024-05-10 | 5 | 71.96 | 0 | 383.3216 | 0 | 754.1676 | 0 | 370.846
2024-05-10 | 5 | 69.08 | 0 | 383.3216 | 0 | 754.1676 | 0 | 370.846
2024-05-10 | 5 | 66.02 | 0 | 383.3216 | 0 | 754.1676 | 0 | 370.846
2024-05-10 | 5 | 64.94 | 0 | 383.3216 | 0 | 754.1676 | 0 | 370.846
2024-05-10 | 5 | 64.04 | 0 | 383.3216 | 0 | 754.1676 | 0 | 370.846
2024-05-11 | 5 | 64.04 | 0 | 383.3216 | 0 | 754.1676 | 0 | 370.846
2024-05-11 | 5 | 64.04 | 0 | 383.3216 | 0 | 754.1676 | 0 | 370.846
2024-05-11 | 5 | 62.96 | 0.0014455 | 383.3231 | 0.003472 | 754.171 | 0.0020265 | 370.848
2024-05-11 | 5 | 60.98 | 0.018507 | 383.3416 | 0.043895 | 754.2149 | 0.025388 | 370.8734
2024-05-11 | 5 | 64.04 | 0.022719 | 383.3643 | 0.054942 | 754.2699 | 0.032222 | 370.9056
2024-05-11 | 5 | 66.02 | 0.012217 | 383.3765 | 0.029905 | 754.2998 | 0.017688 | 370.9233
2024-05-11 | 5 | 66.02 | 0 | 383.3765 | 0 | 754.2998 | 0 | 370.9233
2024-05-11 | 5 | 71.06 | 0 | 383.3765 | 0 | 754.2998 | 0 | 370.9233
2024-05-11 | 5 | 73.94 | 0 | 383.3765 | 0 | 754.2998 | 0 | 370.9233
2024-05-11 | 5 | 78.98 | 0 | 383.3765 | 0 | 754.2998 | 0 | 370.9233
2024-05-11 | 5 | 82.94 | 0 | 383.3765 | 0 | 754.2998 | 0 | 370.9233
2024-05-11 | 5 | 82.04 | 0 | 383.3765 | 0 | 754.2998 | 0 | 370.9233
2024-05-11 | 5 | 82.04 | 0 | 383.3765 | 0 | 754.2998 | 0 | 370.9233
2024-05-11 | 5 | 82.94 | 0 | 383.3765 | 0 | 754.2998 | 0 | 370.9233
2024-05-11 | 5 | 82.94 | 0 | 383.3765 | 0 | 754.2998 | 0 | 370.9233
2024-05-11 | 5 | 82.04 | 0 | 383.3765 | 0 | 754.2998 | 0 | 370.9233
2024-05-11 | 5 | 80.96 | 0 | 383.3765 | 0 | 754.2998 | 0 | 370.9233
2024-05-11 | 5 | 80.06 | 0 | 383.3765 | 0 | 754.2998 | 0 | 370.9233
2024-05-11 | 5 | 80.06 | 0 | 383.3765 | 0 | 754.2998 | 0 | 370.9233
2024-05-11 | 5 | 71.96 | 0 | 383.3765 | 0 | 754.2998 | 0 | 370.9233
2024-05-11 | 5 | 69.08 | 0 | 383.3765 | 0 | 754.2998 | 0 | 370.9233
2024-05-11 | 5 | 66.92 | 0 | 383.3765 | 0 | 754.2998 | 0 | 370.9233
2024-05-11 | 5 | 69.08 | 0 | 383.3765 | 0 | 754.2998 | 0 | 370.9233
2024-05-11 | 5 | 69.08 | 0 | 383.3765 | 0 | 754.2998 | 0 | 370.9233
2024-05-12 | 5 | 69.08 | 0 | 383.3765 | 0 | 754.2998 | 0 | 370.9233
2024-05-12 | 5 | 68 | 0 | 383.3765 | 0 | 754.2998 | 0 | 370.9233
2024-05-12 | 5 | 66.02 | 0 | 383.3765 | 0 | 754.2998 | 0 | 370.9233
2024-05-12 | 5 | 64.04 | 0 | 383.3765 | 0 | 754.2998 | 0 | 370.9233
2024-05-12 | 5 | 64.04 | 0 | 383.3765 | 0 | 754.2998 | 0 | 370.9233
2024-05-12 | 5 | 66.02 | 0 | 383.3765 | 0 | 754.2998 | 0 | 370.9233
2024-05-12 | 5 | 66.02 | 0 | 383.3765 | 0 | 754.2998 | 0 | 370.9233
2024-05-12 | 5 | 69.98 | 0 | 383.3765 | 0 | 754.2998 | 0 | 370.9233
2024-05-12 | 5 | 73.04 | 0 | 383.3765 | 0 | 754.2998 | 0 | 370.9233
2024-05-12 | 5 | 75.92 | 0 | 383.3765 | 0 | 754.2998 | 0 | 370.9233
2024-05-12 | 5 | 78.08 | 0 | 383.3765 | 0 | 754.2998 | 0 | 370.9233
2024-05-12 | 5 | 80.06 | 0 | 383.3765 | 0 | 754.2998 | 0 | 370.9233
2024-05-12 | 5 | 80.06 | 0 | 383.3765 | 0 | 754.2998 | 0 | 370.9233
2024-05-12 | 5 | 73.04 | 0 | 383.3765 | 0 | 754.2998 | 0 | 370.9233
2024-05-12 | 5 | 75.92 | 0 | 383.3765 | 0 | 754.2998 | 0 | 370.9233
2024-05-12 | 5 | 75.02 | 0 | 383.3765 | 0 | 754.2998 | 0 | 370.9233
2024-05-12 | 5 | 73.94 | 0 | 383.3765 | 0 | 754.2998 | 0 | 370.9233
2024-05-12 | 5 | 73.04 | 0 | 383.3765 | 0 | 754.2998 | 0 | 370.9233
2024-05-12 | 5 | 73.04 | 0 | 383.3765 | 0 | 754.2998 | 0 | 370.9233
2024-05-12 | 5 | 69.08 | 0 | 383.3765 | 0 | 754.2998 | 0 | 370.9233
2024-05-12 | 5 | 68 | 0 | 383.3765 | 0 | 754.2998 | 0 | 370.9233
2024-05-12 | 5 | 68 | 0 | 383.3765 | 0 | 754.2998 | 0 | 370.9233
2024-05-12 | 5 | 66.92 | 0 | 383.3765 | 0 | 754.2998 | 0 | 370.9233
2024-05-12 | 5 | 66.92 | 0 | 383.3765 | 0 | 754.2998 | 0 | 370.9233
2024-05-13 | 5 | 66.92 | 0 | 383.3765 | 0 | 754.2998 | 0 | 370.9233
2024-05-13 | 5 | 66.92 | 0 | 383.3765 | 0 | 754.2998 | 0 | 370.9233
2024-05-13 | 5 | 66.02 | 0 | 383.3765 | 0 | 754.2998 | 0 | 370.9233
2024-05-13 | 5 | 66.02 | 0 | 383.3765 | 0 | 754.2998 | 0 | 370.9233
2024-05-13 | 5 | 64.94 | 0 | 383.3765 | 0 | 754.2998 | 0 | 370.9233
2024-05-13 | 5 | 64.94 | 0 | 383.3765 | 0 | 754.2998 | 0 | 370.9233
2024-05-13 | 5 | 64.94 | 0 | 383.3765 | 0 | 754.2998 | 0 | 370.9233
2024-05-13 | 5 | 64.94 | 0 | 383.3765 | 0 | 754.2998 | 0 | 370.9233
2024-05-13 | 5 | 66.92 | 0 | 383.3765 | 0 | 754.2998 | 0 | 370.9233
2024-05-13 | 5 | 69.08 | 0 | 383.3765 | 0 | 754.2998 | 0 | 370.9233
2024-05-13 | 5 | 68 | 0 | 383.3765 | 0 | 754.2998 | 0 | 370.9233
2024-05-13 | 5 | 71.96 | 0 | 383.3765 | 0 | 754.2998 | 0 | 370.9233
2024-05-13 | 5 | 71.96 | 0 | 383.3765 | 0 | 754.2998 | 0 | 370.9233
2024-05-13 | 5 | 77 | 0 | 383.3765 | 0 | 754.2998 | 0 | 370.9233
2024-05-13 | 5 | 78.08 | 0 | 383.3765 | 0 | 754.2998 | 0 | 370.9233
2024-05-13 | 5 | 75.92 | 0 | 383.3765 | 0 | 754.2998 | 0 | 370.9233
2024-05-13 | 5 | 77 | 0 | 383.3765 | 0 | 754.2998 | 0 | 370.9233
2024-05-13 | 5 | 73.94 | 0 | 383.3765 | 0 | 754.2998 | 0 | 370.9233
2024-05-13 | 5 | 73.94 | 0 | 383.3765 | 0 | 754.2998 | 0 | 370.9233
2024-05-13 | 5 | 64.04 | 0 | 383.3765 | 0 | 754.2998 | 0 | 370.9233
2024-05-13 | 5 | 70.7 | 0 | 383.3765 | 0 | 754.2998 | 0 | 370.9233
2024-05-13 | 5 | 57.92 | 0 | 383.3765 | 0 | 754.2998 | 0 | 370.9233
2024-05-13 | 5 | 60.98 | 0 | 383.3765 | 0 | 754.2998 | 0 | 370.9233
2024-05-13 | 5 | 57.92 | 0.014162 | 383.3907 | 0.032914 | 754.3327 | 0.018752 | 370.942
2024-05-14 | 5 | 57.92 | 0.039051 | 383.4297 | 0.090759 | 754.4235 | 0.051708 | 370.9937
2024-05-14 | 5 | 55.04 | 0.05679 | 383.4865 | 0.12936 | 754.5528 | 0.072565 | 371.0663
2024-05-14 | 5 | 53.96 | 0.074626 | 383.5611 | 0.16865 | 754.7215 | 0.094027 | 371.1603
2024-05-14 | 5 | 53.06 | 0.089414 | 383.6505 | 0.20073 | 754.9222 | 0.11132 | 371.2716
2024-05-14 | 5 | 51.98 | 0.10143 | 383.752 | 0.22585 | 755.148 | 0.12442 | 371.3961
2024-05-14 | 5 | 53.06 | 0.092111 | 383.8441 | 0.20678 | 755.3548 | 0.11467 | 371.5107
2024-05-14 | 5 | 55.94 | 0.029249 | 383.8733 | 0.067051 | 755.4219 | 0.037802 | 371.5485
2024-05-14 | 5 | 64.94 | 0 | 383.8733 | 0 | 755.4219 | 0 | 371.5485
2024-05-14 | 5 | 71.6 | 0 | 383.8733 | 0 | 755.4219 | 0 | 371.5485
2024-05-14 | 5 | 75.02 | 0 | 383.8733 | 0 | 755.4219 | 0 | 371.5485
2024-05-14 | 5 | 78.08 | 0 | 383.8733 | 0 | 755.4219 | 0 | 371.5485
2024-05-14 | 5 | 80.06 | 0 | 383.8733 | 0 | 755.4219 | 0 | 371.5485
2024-05-14 | 5 | 80.06 | 0 | 383.8733 | 0 | 755.4219 | 0 | 371.5485
2024-05-14 | 5 | 84.02 | 0 | 383.8733 | 0 | 755.4219 | 0 | 371.5485
2024-05-14 | 5 | 82.94 | 0 | 383.8733 | 0 | 755.4219 | 0 | 371.5485
2024-05-14 | 5 | 82.94 | 0 | 383.8733 | 0 | 755.4219 | 0 | 371.5485
2024-05-14 | 5 | 82.04 | 0 | 383.8733 | 0 | 755.4219 | 0 | 371.5485
2024-05-14 | 5 | 80.96 | 0 | 383.8733 | 0 | 755.4219 | 0 | 371.5485
2024-05-14 | 5 | 80.96 | 0 | 383.8733 | 0 | 755.4219 | 0 | 371.5485
2024-05-14 | 5 | 69.08 | 0 | 383.8733 | 0 | 755.4219 | 0 | 371.5485
2024-05-14 | 5 | 66.02 | 0 | 383.8733 | 0 | 755.4219 | 0 | 371.5485
2024-05-14 | 5 | 62.96 | 0 | 383.8733 | 0 | 755.4219 | 0 | 371.5485
2024-05-14 | 5 | 62.06 | 0 | 383.8733 | 0 | 755.4219 | 0 | 371.5485
2024-05-14 | 5 | 60.08 | 0 | 383.8733 | 0 | 755.4219 | 0 | 371.5485
2024-05-15 | 5 | 60.08 | 0 | 383.8733 | 0 | 755.4219 | 0 | 371.5485
2024-05-15 | 5 | 57.92 | 0.016482 | 383.8898 | 0.038306 | 755.4602 | 0.021824 | 371.5704
2024-05-15 | 5 | 57.92 | 0.037527 | 383.9273 | 0.087218 | 755.5474 | 0.049691 | 371.6201
2024-05-15 | 5 | 57.02 | 0.054477 | 383.9818 | 0.12583 | 755.6732 | 0.071354 | 371.6914
2024-05-15 | 5 | 57.02 | 0.064435 | 384.0463 | 0.14883 | 755.8221 | 0.084397 | 371.7758
2024-05-15 | 5 | 60.08 | 0.045206 | 384.0915 | 0.10659 | 755.9287 | 0.061388 | 371.8372
2024-05-15 | 5 | 60.08 | 0.0021589 | 384.0936 | 0.0050905 | 755.9337 | 0.0029316 | 371.8401
2024-05-15 | 5 | 71.96 | 0 | 384.0936 | 0 | 755.9337 | 0 | 371.8401
2024-05-15 | 5 | 77 | 0 | 384.0936 | 0 | 755.9337 | 0 | 371.8401
2024-05-15 | 5 | 82.04 | 0 | 384.0936 | 0 | 755.9337 | 0 | 371.8401
2024-05-15 | 5 | 82.94 | 0 | 384.0936 | 0 | 755.9337 | 0 | 371.8401
2024-05-15 | 5 | 84.92 | 0 | 384.0936 | 0 | 755.9337 | 0 | 371.8401
2024-05-15 | 5 | 84.92 | 0 | 384.0936 | 0 | 755.9337 | 0 | 371.8401
2024-05-15 | 5 | 87.08 | 0 | 384.0936 | 0 | 755.9337 | 0 | 371.8401
2024-05-15 | 5 | 89.06 | 0 | 384.0936 | 0 | 755.9337 | 0 | 371.8401
2024-05-15 | 5 | 87.8 | 0 | 384.0936 | 0 | 755.9337 | 0 | 371.8401
2024-05-15 | 5 | 87.08 | 0 | 384.0936 | 0 | 755.9337 | 0 | 371.8401
2024-05-15 | 5 | 82.94 | 0 | 384.0936 | 0 | 755.9337 | 0 | 371.8401
2024-05-15 | 5 | 82.94 | 0 | 384.0936 | 0 | 755.9337 | 0 | 371.8401
2024-05-15 | 5 | 73.04 | 0 | 384.0936 | 0 | 755.9337 | 0 | 371.8401
2024-05-15 | 5 | 69.98 | 0 | 384.0936 | 0 | 755.9337 | 0 | 371.8401
2024-05-15 | 5 | 68 | 0 | 384.0936 | 0 | 755.9337 | 0 | 371.8401
2024-05-15 | 5 | 64.94 | 0 | 384.0936 | 0 | 755.9337 | 0 | 371.8401
2024-05-15 | 5 | 62.96 | 0 | 384.0936 | 0 | 755.9337 | 0 | 371.8401
2024-05-16 | 5 | 62.96 | 0 | 384.0936 | 0 | 755.9337 | 0 | 371.8401
2024-05-16 | 5 | 62.06 | 0 | 384.0936 | 0 | 755.9337 | 0 | 371.8401
2024-05-16 | 5 | 60.08 | 0.0083338 | 384.102 | 0.019651 | 755.9534 | 0.011317 | 371.8514
2024-05-16 | 5 | 59 | 0.028007 | 384.13 | 0.065568 | 756.019 | 0.037561 | 371.889
2024-05-16 | 5 | 59 | 0.038434 | 384.1684 | 0.08998 | 756.1089 | 0.051546 | 371.9406
2024-05-16 | 5 | 62.96 | 0.025692 | 384.1941 | 0.061712 | 756.1707 | 0.03602 | 371.9766
2024-05-16 | 5 | 62.96 | 0 | 384.1941 | 0 | 756.1707 | 0 | 371.9766
2024-05-16 | 5 | 73.94 | 0 | 384.1941 | 0 | 756.1707 | 0 | 371.9766
2024-05-16 | 5 | 78.98 | 0 | 384.1941 | 0 | 756.1707 | 0 | 371.9766
2024-05-16 | 5 | 84.02 | 0 | 384.1941 | 0 | 756.1707 | 0 | 371.9766
2024-05-16 | 5 | 86 | 0 | 384.1941 | 0 | 756.1707 | 0 | 371.9766
2024-05-16 | 5 | 87.98 | 0 | 384.1941 | 0 | 756.1707 | 0 | 371.9766
2024-05-16 | 5 | 87.98 | 0 | 384.1941 | 0 | 756.1707 | 0 | 371.9766
2024-05-16 | 5 | 89.96 | 0 | 384.1941 | 0 | 756.1707 | 0 | 371.9766
2024-05-16 | 5 | 89.96 | 0 | 384.1941 | 0 | 756.1707 | 0 | 371.9766
2024-05-16 | 5 | 89.96 | 0 | 384.1941 | 0 | 756.1707 | 0 | 371.9766
2024-05-16 | 5 | 89.06 | 0 | 384.1941 | 0 | 756.1707 | 0 | 371.9766
2024-05-16 | 5 | 84.92 | 0 | 384.1941 | 0 | 756.1707 | 0 | 371.9766
2024-05-16 | 5 | 84.92 | 0 | 384.1941 | 0 | 756.1707 | 0 | 371.9766
2024-05-16 | 5 | 73.04 | 0 | 384.1941 | 0 | 756.1707 | 0 | 371.9766
2024-05-16 | 5 | 69.98 | 0 | 384.1941 | 0 | 756.1707 | 0 | 371.9766
2024-05-16 | 5 | 69.08 | 0 | 384.1941 | 0 | 756.1707 | 0 | 371.9766
2024-05-16 | 5 | 66.92 | 0 | 384.1941 | 0 | 756.1707 | 0 | 371.9766
2024-05-16 | 5 | 64.94 | 0 | 384.1941 | 0 | 756.1707 | 0 | 371.9766
2024-05-17 | 5 | 64.94 | 0 | 384.1941 | 0 | 756.1707 | 0 | 371.9766
2024-05-17 | 5 | 64.04 | 0 | 384.1941 | 0 | 756.1707 | 0 | 371.9766
2024-05-17 | 5 | 62.06 | 0 | 384.1941 | 0 | 756.1707 | 0 | 371.9766
2024-05-17 | 5 | 60.98 | 0.0090424 | 384.2031 | 0.021447 | 756.1921 | 0.012405 | 371.989
2024-05-17 | 5 | 60.08 | 0.023195 | 384.2263 | 0.054692 | 756.2468 | 0.031497 | 372.0205
2024-05-17 | 5 | 64.94 | 0.0148 | 384.2411 | 0.035989 | 756.2828 | 0.02119 | 372.0417
2024-05-17 | 5 | 64.94 | 0 | 384.2411 | 0 | 756.2828 | 0 | 372.0417
2024-05-17 | 5 | 75.92 | 0 | 384.2411 | 0 | 756.2828 | 0 | 372.0417
2024-05-17 | 5 | 80.06 | 0 | 384.2411 | 0 | 756.2828 | 0 | 372.0417
2024-05-17 | 5 | 82.04 | 0 | 384.2411 | 0 | 756.2828 | 0 | 372.0417
2024-05-17 | 5 | 84.92 | 0 | 384.2411 | 0 | 756.2828 | 0 | 372.0417
2024-05-17 | 5 | 89.06 | 0 | 384.2411 | 0 | 756.2828 | 0 | 372.0417
2024-05-17 | 5 | 89.06 | 0 | 384.2411 | 0 | 756.2828 | 0 | 372.0417
2024-05-17 | 5 | 89.96 | 0 | 384.2411 | 0 | 756.2828 | 0 | 372.0417
2024-05-17 | 5 | 87.98 | 0 | 384.2411 | 0 | 756.2828 | 0 | 372.0417
2024-05-17 | 5 | 89.06 | 0 | 384.2411 | 0 | 756.2828 | 0 | 372.0417
2024-05-17 | 5 | 87.08 | 0 | 384.2411 | 0 | 756.2828 | 0 | 372.0417
2024-05-17 | 5 | 84.92 | 0 | 384.2411 | 0 | 756.2828 | 0 | 372.0417
2024-05-17 | 5 | 84.92 | 0 | 384.2411 | 0 | 756.2828 | 0 | 372.0417
2024-05-17 | 5 | 78.08 | 0 | 384.2411 | 0 | 756.2828 | 0 | 372.0417
2024-05-17 | 5 | 78.98 | 0 | 384.2411 | 0 | 756.2828 | 0 | 372.0417
2024-05-17 | 5 | 77 | 0 | 384.2411 | 0 | 756.2828 | 0 | 372.0417
2024-05-17 | 5 | 73.94 | 0 | 384.2411 | 0 | 756.2828 | 0 | 372.0417
2024-05-17 | 5 | 73.94 | 0 | 384.2411 | 0 | 756.2828 | 0 | 372.0417
2024-05-18 | 5 | 73.94 | 0 | 384.2411 | 0 | 756.2828 | 0 | 372.0417
2024-05-18 | 5 | 71.96 | 0 | 384.2411 | 0 | 756.2828 | 0 | 372.0417
2024-05-18 | 5 | 69.98 | 0 | 384.2411 | 0 | 756.2828 | 0 | 372.0417
2024-05-18 | 5 | 68 | 0 | 384.2411 | 0 | 756.2828 | 0 | 372.0417
2024-05-18 | 5 | 66.92 | 0 | 384.2411 | 0 | 756.2828 | 0 | 372.0417
2024-05-18 | 5 | 71.96 | 0 | 384.2411 | 0 | 756.2828 | 0 | 372.0417
2024-05-18 | 5 | 71.96 | 0 | 384.2411 | 0 | 756.2828 | 0 | 372.0417
2024-05-18 | 5 | 78.98 | 0 | 384.2411 | 0 | 756.2828 | 0 | 372.0417
2024-05-18 | 5 | 82.04 | 0 | 384.2411 | 0 | 756.2828 | 0 | 372.0417
2024-05-18 | 5 | 84.92 | 0 | 384.2411 | 0 | 756.2828 | 0 | 372.0417
2024-05-18 | 5 | 87.08 | 0 | 384.2411 | 0 | 756.2828 | 0 | 372.0417
2024-05-18 | 5 | 86 | 0 | 384.2411 | 0 | 756.2828 | 0 | 372.0417
2024-05-18 | 5 | 86 | 0 | 384.2411 | 0 | 756.2828 | 0 | 372.0417
2024-05-18 | 5 | 84.02 | 0 | 384.2411 | 0 | 756.2828 | 0 | 372.0417
2024-05-18 | 5 | 84.92 | 0 | 384.2411 | 0 | 756.2828 | 0 | 372.0417
2024-05-18 | 5 | 87.08 | 0 | 384.2411 | 0 | 756.2828 | 0 | 372.0417
2024-05-18 | 5 | 84.92 | 0 | 384.2411 | 0 | 756.2828 | 0 | 372.0417
2024-05-18 | 5 | 80.06 | 0 | 384.2411 | 0 | 756.2828 | 0 | 372.0417
2024-05-18 | 5 | 80.06 | 0 | 384.2411 | 0 | 756.2828 | 0 | 372.0417
2024-05-18 | 5 | 77 | 0 | 384.2411 | 0 | 756.2828 | 0 | 372.0417
2024-05-18 | 5 | 75.02 | 0 | 384.2411 | 0 | 756.2828 | 0 | 372.0417
2024-05-18 | 5 | 73.94 | 0 | 384.2411 | 0 | 756.2828 | 0 | 372.0417
2024-05-18 | 5 | 71.96 | 0 | 384.2411 | 0 | 756.2828 | 0 | 372.0417
2024-05-18 | 5 | 71.06 | 0 | 384.2411 | 0 | 756.2828 | 0 | 372.0417
2024-05-19 | 5 | 71.06 | 0 | 384.2411 | 0 | 756.2828 | 0 | 372.0417
2024-05-19 | 5 | 71.06 | 0 | 384.2411 | 0 | 756.2828 | 0 | 372.0417
2024-05-19 | 5 | 69.08 | 0 | 384.2411 | 0 | 756.2828 | 0 | 372.0417
2024-05-19 | 5 | 69.98 | 0 | 384.2411 | 0 | 756.2828 | 0 | 372.0417
2024-05-19 | 5 | 71.06 | 0 | 384.2411 | 0 | 756.2828 | 0 | 372.0417
2024-05-19 | 5 | 73.04 | 0 | 384.2411 | 0 | 756.2828 | 0 | 372.0417
2024-05-19 | 5 | 73.04 | 0 | 384.2411 | 0 | 756.2828 | 0 | 372.0417
2024-05-19 | 5 | 78.98 | 0 | 384.2411 | 0 | 756.2828 | 0 | 372.0417
2024-05-19 | 5 | 80.96 | 0 | 384.2411 | 0 | 756.2828 | 0 | 372.0417
2024-05-19 | 5 | 82.94 | 0 | 384.2411 | 0 | 756.2828 | 0 | 372.0417
2024-05-19 | 5 | 87.08 | 0 | 384.2411 | 0 | 756.2828 | 0 | 372.0417
2024-05-19 | 5 | 87.08 | 0 | 384.2411 | 0 | 756.2828 | 0 | 372.0417
2024-05-19 | 5 | 87.08 | 0 | 384.2411 | 0 | 756.2828 | 0 | 372.0417
2024-05-19 | 5 | 89.96 | 0 | 384.2411 | 0 | 756.2828 | 0 | 372.0417
2024-05-19 | 5 | 89.96 | 0 | 384.2411 | 0 | 756.2828 | 0 | 372.0417
2024-05-19 | 5 | 89.96 | 0 | 384.2411 | 0 | 756.2828 | 0 | 372.0417
2024-05-19 | 5 | 89.96 | 0 | 384.2411 | 0 | 756.2828 | 0 | 372.0417
2024-05-19 | 5 | 87.08 | 0 | 384.2411 | 0 | 756.2828 | 0 | 372.0417
2024-05-19 | 5 | 87.08 | 0 | 384.2411 | 0 | 756.2828 | 0 | 372.0417
2024-05-19 | 5 | 77 | 0 | 384.2411 | 0 | 756.2828 | 0 | 372.0417
2024-05-19 | 5 | 73.94 | 0 | 384.2411 | 0 | 756.2828 | 0 | 372.0417
2024-05-19 | 5 | 75.02 | 0 | 384.2411 | 0 | 756.2828 | 0 | 372.0417
2024-05-19 | 5 | 73.94 | 0 | 384.2411 | 0 | 756.2828 | 0 | 372.0417
2024-05-19 | 5 | 71.96 | 0 | 384.2411 | 0 | 756.2828 | 0 | 372.0417
2024-05-20 | 5 | 71.96 | 0 | 384.2411 | 0 | 756.2828 | 0 | 372.0417
2024-05-20 | 5 | 69.98 | 0 | 384.2411 | 0 | 756.2828 | 0 | 372.0417
2024-05-20 | 5 | 69.08 | 0 | 384.2411 | 0 | 756.2828 | 0 | 372.0417
2024-05-20 | 5 | 69.08 | 0 | 384.2411 | 0 | 756.2828 | 0 | 372.0417
2024-05-20 | 5 | 66.92 | 0 | 384.2411 | 0 | 756.2828 | 0 | 372.0417
2024-05-20 | 5 | 73.04 | 0 | 384.2411 | 0 | 756.2828 | 0 | 372.0417
2024-05-20 | 5 | 73.04 | 0 | 384.2411 | 0 | 756.2828 | 0 | 372.0417
2024-05-20 | 5 | 78.08 | 0 | 384.2411 | 0 | 756.2828 | 0 | 372.0417
2024-05-20 | 5 | 82.04 | 0 | 384.2411 | 0 | 756.2828 | 0 | 372.0417
2024-05-20 | 5 | 84.92 | 0 | 384.2411 | 0 | 756.2828 | 0 | 372.0417
2024-05-20 | 5 | 86 | 0 | 384.2411 | 0 | 756.2828 | 0 | 372.0417
2024-05-20 | 5 | 89.06 | 0 | 384.2411 | 0 | 756.2828 | 0 | 372.0417
2024-05-20 | 5 | 89.06 | 0 | 384.2411 | 0 | 756.2828 | 0 | 372.0417
2024-05-20 | 5 | 89.06 | 0 | 384.2411 | 0 | 756.2828 | 0 | 372.0417
2024-05-20 | 5 | 91.04 | 0 | 384.2411 | 0 | 756.2828 | 0 | 372.0417
2024-05-20 | 5 | 87.98 | 0 | 384.2411 | 0 | 756.2828 | 0 | 372.0417
2024-05-20 | 5 | 80.96 | 0 | 384.2411 | 0 | 756.2828 | 0 | 372.0417
2024-05-20 | 5 | 71.06 | 0 | 384.2411 | 0 | 756.2828 | 0 | 372.0417
2024-05-20 | 5 | 70.7 | 0 | 384.2411 | 0 | 756.2828 | 0 | 372.0417
2024-05-20 | 5 | 69.98 | 0 | 384.2411 | 0 | 756.2828 | 0 | 372.0417
2024-05-20 | 5 | 69.08 | 0 | 384.2411 | 0 | 756.2828 | 0 | 372.0417
2024-05-20 | 5 | 69.08 | 0 | 384.2411 | 0 | 756.2828 | 0 | 372.0417
2024-05-20 | 5 | 69.08 | 0 | 384.2411 | 0 | 756.2828 | 0 | 372.0417
2024-05-20 | 5 | 69.08 | 0 | 384.2411 | 0 | 756.2828 | 0 | 372.0417
2024-05-21 | 5 | 69.08 | 0 | 384.2411 | 0 | 756.2828 | 0 | 372.0417
2024-05-21 | 5 | 69.08 | 0 | 384.2411 | 0 | 756.2828 | 0 | 372.0417
2024-05-21 | 5 | 68 | 0 | 384.2411 | 0 | 756.2828 | 0 | 372.0417
2024-05-21 | 5 | 68 | 0 | 384.2411 | 0 | 756.2828 | 0 | 372.0417
2024-05-21 | 5 | 68 | 0 | 384.2411 | 0 | 756.2828 | 0 | 372.0417
2024-05-21 | 5 | 69.08 | 0 | 384.2411 | 0 | 756.2828 | 0 | 372.0417
2024-05-21 | 5 | 68 | 0 | 384.2411 | 0 | 756.2828 | 0 | 372.0417
2024-05-21 | 5 | 69.08 | 0 | 384.2411 | 0 | 756.2828 | 0 | 372.0417
2024-05-21 | 5 | 71.96 | 0 | 384.2411 | 0 | 756.2828 | 0 | 372.0417
2024-05-21 | 5 | 73.94 | 0 | 384.2411 | 0 | 756.2828 | 0 | 372.0417
2024-05-21 | 5 | 71.96 | 0 | 384.2411 | 0 | 756.2828 | 0 | 372.0417
2024-05-21 | 5 | 78.08 | 0 | 384.2411 | 0 | 756.2828 | 0 | 372.0417
2024-05-21 | 5 | 78.08 | 0 | 384.2411 | 0 | 756.2828 | 0 | 372.0417
2024-05-21 | 5 | 78.98 | 0 | 384.2411 | 0 | 756.2828 | 0 | 372.0417
2024-05-21 | 5 | 80.06 | 0 | 384.2411 | 0 | 756.2828 | 0 | 372.0417
2024-05-21 | 5 | 80.96 | 0 | 384.2411 | 0 | 756.2828 | 0 | 372.0417
2024-05-21 | 5 | 78.98 | 0 | 384.2411 | 0 | 756.2828 | 0 | 372.0417
2024-05-21 | 5 | 77 | 0 | 384.2411 | 0 | 756.2828 | 0 | 372.0417
2024-05-21 | 5 | 77 | 0 | 384.2411 | 0 | 756.2828 | 0 | 372.0417
2024-05-21 | 5 | 73.04 | 0 | 384.2411 | 0 | 756.2828 | 0 | 372.0417
2024-05-21 | 5 | 71.06 | 0 | 384.2411 | 0 | 756.2828 | 0 | 372.0417
2024-05-21 | 5 | 71.06 | 0 | 384.2411 | 0 | 756.2828 | 0 | 372.0417
2024-05-21 | 5 | 69.98 | 0 | 384.2411 | 0 | 756.2828 | 0 | 372.0417
2024-05-21 | 5 | 69.98 | 0 | 384.2411 | 0 | 756.2828 | 0 | 372.0417
2024-05-22 | 5 | 69.08 | 0 | 384.2411 | 0 | 756.2828 | 0 | 372.0417
2024-05-22 | 5 | 68 | 0 | 384.2411 | 0 | 756.2828 | 0 | 372.0417
2024-05-22 | 5 | 68 | 0 | 384.2411 | 0 | 756.2828 | 0 | 372.0417
2024-05-22 | 5 | 68 | 0 | 384.2411 | 0 | 756.2828 | 0 | 372.0417
2024-05-22 | 5 | 66.92 | 0 | 384.2411 | 0 | 756.2828 | 0 | 372.0417
2024-05-22 | 5 | 66.92 | 0 | 384.2411 | 0 | 756.2828 | 0 | 372.0417
2024-05-22 | 5 | 68 | 0 | 384.2411 | 0 | 756.2828 | 0 | 372.0417
2024-05-22 | 5 | 73.04 | 0 | 384.2411 | 0 | 756.2828 | 0 | 372.0417
2024-05-22 | 5 | 75.02 | 0 | 384.2411 | 0 | 756.2828 | 0 | 372.0417
2024-05-22 | 5 | 75.02 | 0 | 384.2411 | 0 | 756.2828 | 0 | 372.0417
2024-05-22 | 5 | 73.94 | 0 | 384.2411 | 0 | 756.2828 | 0 | 372.0417
2024-05-22 | 5 | 75.92 | 0 | 384.2411 | 0 | 756.2828 | 0 | 372.0417
2024-05-22 | 5 | 75.92 | 0 | 384.2411 | 0 | 756.2828 | 0 | 372.0417
2024-05-22 | 5 | 75.92 | 0 | 384.2411 | 0 | 756.2828 | 0 | 372.0417
2024-05-22 | 5 | 75.92 | 0 | 384.2411 | 0 | 756.2828 | 0 | 372.0417
2024-05-22 | 5 | 75.02 | 0 | 384.2411 | 0 | 756.2828 | 0 | 372.0417
2024-05-22 | 5 | 75.02 | 0 | 384.2411 | 0 | 756.2828 | 0 | 372.0417
2024-05-22 | 5 | 73.94 | 0 | 384.2411 | 0 | 756.2828 | 0 | 372.0417
2024-05-22 | 5 | 73.94 | 0 | 384.2411 | 0 | 756.2828 | 0 | 372.0417
2024-05-22 | 5 | 69.98 | 0 | 384.2411 | 0 | 756.2828 | 0 | 372.0417
2024-05-22 | 5 | 69.08 | 0 | 384.2411 | 0 | 756.2828 | 0 | 372.0417
2024-05-22 | 5 | 69.08 | 0 | 384.2411 | 0 | 756.2828 | 0 | 372.0417
2024-05-22 | 5 | 68 | 0 | 384.2411 | 0 | 756.2828 | 0 | 372.0417
2024-05-22 | 5 | 68 | 0 | 384.2411 | 0 | 756.2828 | 0 | 372.0417
2024-05-23 | 5 | 66.92 | 0 | 384.2411 | 0 | 756.2828 | 0 | 372.0417
2024-05-23 | 5 | 66.92 | 0 | 384.2411 | 0 | 756.2828 | 0 | 372.0417
2024-05-23 | 5 | 66.92 | 0 | 384.2411 | 0 | 756.2828 | 0 | 372.0417
2024-05-23 | 5 | 66.92 | 0 | 384.2411 | 0 | 756.2828 | 0 | 372.0417
2024-05-23 | 5 | 66.92 | 0 | 384.2411 | 0 | 756.2828 | 0 | 372.0417
2024-05-23 | 5 | 66.02 | 0 | 384.2411 | 0 | 756.2828 | 0 | 372.0417
2024-05-23 | 5 | 66.02 | 0 | 384.2411 | 0 | 756.2828 | 0 | 372.0417
2024-05-23 | 5 | 66.92 | 0 | 384.2411 | 0 | 756.2828 | 0 | 372.0417
2024-05-23 | 5 | 68 | 0 | 384.2411 | 0 | 756.2828 | 0 | 372.0417
2024-05-23 | 5 | 69.98 | 0 | 384.2411 | 0 | 756.2828 | 0 | 372.0417
2024-05-23 | 5 | 69.98 | 0 | 384.2411 | 0 | 756.2828 | 0 | 372.0417
2024-05-23 | 5 | 71.96 | 0 | 384.2411 | 0 | 756.2828 | 0 | 372.0417
2024-05-23 | 5 | 73.04 | 0 | 384.2411 | 0 | 756.2828 | 0 | 372.0417
2024-05-23 | 5 | 77 | 0 | 384.2411 | 0 | 756.2828 | 0 | 372.0417
2024-05-23 | 5 | 75.92 | 0 | 384.2411 | 0 | 756.2828 | 0 | 372.0417
2024-05-23 | 5 | 75.02 | 0 | 384.2411 | 0 | 756.2828 | 0 | 372.0417
2024-05-23 | 5 | 73.94 | 0 | 384.2411 | 0 | 756.2828 | 0 | 372.0417
2024-05-23 | 5 | 71.06 | 0 | 384.2411 | 0 | 756.2828 | 0 | 372.0417
2024-05-23 | 5 | 66.92 | 0 | 384.2411 | 0 | 756.2828 | 0 | 372.0417
2024-05-23 | 5 | 64.94 | 0 | 384.2411 | 0 | 756.2828 | 0 | 372.0417
2024-05-23 | 5 | 62.96 | 0 | 384.2411 | 0 | 756.2828 | 0 | 372.0417
2024-05-23 | 5 | 62.96 | 0 | 384.2411 | 0 | 756.2828 | 0 | 372.0417
2024-05-23 | 5 | 64.04 | 0 | 384.2411 | 0 | 756.2828 | 0 | 372.0417
2024-05-23 | 5 | 62.96 | 0 | 384.2411 | 0 | 756.2828 | 0 | 372.0417
2024-05-24 | 5 | 62.96 | 0 | 384.2411 | 0 | 756.2828 | 0 | 372.0417
2024-05-24 | 5 | 62.96 | 0.0071889 | 384.2483 | 0.017268 | 756.3001 | 0.010079 | 372.0517
2024-05-24 | 5 | 62.96 | 0.015624 | 384.2639 | 0.03753 | 756.3376 | 0.021905 | 372.0736
2024-05-24 | 5 | 62.96 | 0.020209 | 384.2841 | 0.048541 | 756.3861 | 0.028332 | 372.102
2024-05-24 | 5 | 64.04 | 0.019718 | 384.3039 | 0.047683 | 756.4338 | 0.027965 | 372.1299
2024-05-24 | 5 | 64.94 | 0.010925 | 384.3148 | 0.026566 | 756.4604 | 0.015642 | 372.1456
2024-05-24 | 5 | 64.94 | 0.00021386 | 384.315 | 0.00052005 | 756.4609 | 0.00030619 | 372.1459
2024-05-24 | 5 | 66.92 | 0 | 384.315 | 0 | 756.4609 | 0 | 372.1459
2024-05-24 | 5 | 66.92 | 0 | 384.315 | 0 | 756.4609 | 0 | 372.1459
2024-05-24 | 5 | 62.06 | 0 | 384.315 | 0 | 756.4609 | 0 | 372.1459
2024-05-24 | 5 | 62.06 | 0 | 384.315 | 0 | 756.4609 | 0 | 372.1459
2024-05-24 | 5 | 69.98 | 0 | 384.315 | 0 | 756.4609 | 0 | 372.1459
2024-05-24 | 5 | 69.98 | 0 | 384.315 | 0 | 756.4609 | 0 | 372.1459
2024-05-24 | 5 | 75.92 | 0 | 384.315 | 0 | 756.4609 | 0 | 372.1459
2024-05-24 | 5 | 73.94 | 0 | 384.315 | 0 | 756.4609 | 0 | 372.1459
2024-05-24 | 5 | 69.98 | 0 | 384.315 | 0 | 756.4609 | 0 | 372.1459
2024-05-24 | 5 | 69.08 | 0 | 384.315 | 0 | 756.4609 | 0 | 372.1459
2024-05-24 | 5 | 64.94 | 0 | 384.315 | 0 | 756.4609 | 0 | 372.1459
2024-05-24 | 5 | 64.94 | 0 | 384.315 | 0 | 756.4609 | 0 | 372.1459
2024-05-24 | 5 | 60.98 | 0 | 384.315 | 0 | 756.4609 | 0 | 372.1459
2024-05-24 | 5 | 60.08 | 0 | 384.315 | 0 | 756.4609 | 0 | 372.1459
2024-05-24 | 5 | 60.98 | 0 | 384.315 | 0 | 756.4609 | 0 | 372.1459
2024-05-24 | 5 | 62.06 | 0 | 384.315 | 0 | 756.4609 | 0 | 372.1459
2024-05-24 | 5 | 60.08 | 0.012762 | 384.3278 | 0.030093 | 756.491 | 0.017331 | 372.1632
2024-05-25 | 5 | 60.08 | 0.033534 | 384.3613 | 0.079071 | 756.5701 | 0.045537 | 372.2088
2024-05-25 | 5 | 57.02 | 0.051688 | 384.413 | 0.11939 | 756.6894 | 0.067701 | 372.2765
2024-05-25 | 5 | 57.02 | 0.057497 | 384.4705 | 0.13281 | 756.8223 | 0.07531 | 372.3518
2024-05-25 | 5 | 57.02 | 0.060949 | 384.5314 | 0.14078 | 756.963 | 0.079832 | 372.4316
2024-05-25 | 5 | 57.02 | 0.063924 | 384.5954 | 0.14765 | 757.1107 | 0.083728 | 372.5153
2024-05-25 | 5 | 57.02 | 0.054257 | 384.6496 | 0.12532 | 757.236 | 0.071067 | 372.5864
2024-05-25 | 5 | 57.92 | 0.022809 | 384.6724 | 0.053012 | 757.289 | 0.030202 | 372.6166
2024-05-25 | 5 | 62.06 | 0.0044428 | 384.6769 | 0.010611 | 757.2996 | 0.0061681 | 372.6228
2024-05-25 | 5 | 62.96 | 0 | 384.6769 | 0 | 757.2996 | 0 | 372.6228
2024-05-25 | 5 | 66.92 | 0 | 384.6769 | 0 | 757.2996 | 0 | 372.6228
2024-05-25 | 5 | 69.98 | 0 | 384.6769 | 0 | 757.2996 | 0 | 372.6228
2024-05-25 | 5 | 69.98 | 0 | 384.6769 | 0 | 757.2996 | 0 | 372.6228
2024-05-25 | 5 | 69.98 | 0 | 384.6769 | 0 | 757.2996 | 0 | 372.6228
2024-05-25 | 5 | 73.04 | 0 | 384.6769 | 0 | 757.2996 | 0 | 372.6228
2024-05-25 | 5 | 73.94 | 0 | 384.6769 | 0 | 757.2996 | 0 | 372.6228
2024-05-25 | 5 | 73.04 | 0 | 384.6769 | 0 | 757.2996 | 0 | 372.6228
2024-05-25 | 5 | 73.04 | 0 | 384.6769 | 0 | 757.2996 | 0 | 372.6228
2024-05-25 | 5 | 71.06 | 0 | 384.6769 | 0 | 757.2996 | 0 | 372.6228
2024-05-25 | 5 | 71.06 | 0 | 384.6769 | 0 | 757.2996 | 0 | 372.6228
2024-05-25 | 5 | 60.98 | 0 | 384.6769 | 0 | 757.2996 | 0 | 372.6228
2024-05-25 | 5 | 60.08 | 0 | 384.6769 | 0 | 757.2996 | 0 | 372.6228
2024-05-25 | 5 | 57.92 | 0 | 384.6769 | 0 | 757.2996 | 0 | 372.6228
2024-05-25 | 5 | 55.94 | 0.017464 | 384.6943 | 0.040034 | 757.3397 | 0.022571 | 372.6453
2024-05-25 | 5 | 55.04 | 0.044153 | 384.7385 | 0.10057 | 757.4402 | 0.056417 | 372.7018
2024-05-26 | 5 | 55.04 | 0.064716 | 384.8032 | 0.14741 | 757.5876 | 0.082692 | 372.7844
2024-05-26 | 5 | 51.98 | 0.088159 | 384.8914 | 0.1963 | 757.7839 | 0.10814 | 372.8926
2024-05-26 | 5 | 53.06 | 0.099856 | 384.9912 | 0.22417 | 758.0081 | 0.12432 | 373.0169
2024-05-26 | 5 | 51.08 | 0.1139 | 385.1051 | 0.25186 | 758.26 | 0.13796 | 373.1549
2024-05-26 | 5 | 51.08 | 0.1206 | 385.2257 | 0.26667 | 758.5267 | 0.14607 | 373.3009
2024-05-26 | 5 | 55.94 | 0.086362 | 385.3121 | 0.19798 | 758.7246 | 0.11162 | 373.4126
2024-05-26 | 5 | 55.94 | 0.0193 | 385.3314 | 0.044244 | 758.7689 | 0.024944 | 373.4375
2024-05-26 | 5 | 66.02 | 0 | 385.3314 | 0 | 758.7689 | 0 | 373.4375
2024-05-26 | 5 | 71.96 | 0 | 385.3314 | 0 | 758.7689 | 0 | 373.4375
2024-05-26 | 5 | 75.02 | 0 | 385.3314 | 0 | 758.7689 | 0 | 373.4375
2024-05-26 | 5 | 78.08 | 0 | 385.3314 | 0 | 758.7689 | 0 | 373.4375
2024-05-26 | 5 | 80.96 | 0 | 385.3314 | 0 | 758.7689 | 0 | 373.4375
2024-05-26 | 5 | 80.96 | 0 | 385.3314 | 0 | 758.7689 | 0 | 373.4375
2024-05-26 | 5 | 82.04 | 0 | 385.3314 | 0 | 758.7689 | 0 | 373.4375
2024-05-26 | 5 | 82.94 | 0 | 385.3314 | 0 | 758.7689 | 0 | 373.4375
2024-05-26 | 5 | 84.02 | 0 | 385.3314 | 0 | 758.7689 | 0 | 373.4375
2024-05-26 | 5 | 82.94 | 0 | 385.3314 | 0 | 758.7689 | 0 | 373.4375
2024-05-26 | 5 | 80.96 | 0 | 385.3314 | 0 | 758.7689 | 0 | 373.4375
2024-05-26 | 5 | 80.96 | 0 | 385.3314 | 0 | 758.7689 | 0 | 373.4375
2024-05-26 | 5 | 71.96 | 0 | 385.3314 | 0 | 758.7689 | 0 | 373.4375
2024-05-26 | 5 | 69.08 | 0 | 385.3314 | 0 | 758.7689 | 0 | 373.4375
2024-05-26 | 5 | 68 | 0 | 385.3314 | 0 | 758.7689 | 0 | 373.4375
2024-05-26 | 5 | 66.92 | 0 | 385.3314 | 0 | 758.7689 | 0 | 373.4375
2024-05-26 | 5 | 66.02 | 0 | 385.3314 | 0 | 758.7689 | 0 | 373.4375
2024-05-27 | 5 | 66.02 | 0 | 385.3314 | 0 | 758.7689 | 0 | 373.4375
2024-05-27 | 5 | 64.94 | 0 | 385.3314 | 0 | 758.7689 | 0 | 373.4375
2024-05-27 | 5 | 64.04 | 0 | 385.3314 | 0 | 758.7689 | 0 | 373.4375
2024-05-27 | 5 | 62.96 | 0.0017178 | 385.3331 | 0.0041262 | 758.773 | 0.0024084 | 373.4399
2024-05-27 | 5 | 62.06 | 0.01327 | 385.3464 | 0.031693 | 758.8047 | 0.018423 | 373.4583
2024-05-27 | 5 | 66.92 | 0.0057986 | 385.3522 | 0.014271 | 758.819 | 0.0084729 | 373.4668
2024-05-27 | 5 | 66.92 | 0 | 385.3522 | 0 | 758.819 | 0 | 373.4668
2024-05-27 | 5 | 73.04 | 0 | 385.3522 | 0 | 758.819 | 0 | 373.4668
2024-05-27 | 5 | 75.92 | 0 | 385.3522 | 0 | 758.819 | 0 | 373.4668
2024-05-27 | 5 | 78.08 | 0 | 385.3522 | 0 | 758.819 | 0 | 373.4668
2024-05-27 | 5 | 78.98 | 0 | 385.3522 | 0 | 758.819 | 0 | 373.4668
2024-05-27 | 5 | 82.04 | 0 | 385.3522 | 0 | 758.819 | 0 | 373.4668
2024-05-27 | 5 | 82.04 | 0 | 385.3522 | 0 | 758.819 | 0 | 373.4668
2024-05-27 | 5 | 84.02 | 0 | 385.3522 | 0 | 758.819 | 0 | 373.4668
2024-05-27 | 5 | 82.94 | 0 | 385.3522 | 0 | 758.819 | 0 | 373.4668
2024-05-27 | 5 | 84.92 | 0 | 385.3522 | 0 | 758.819 | 0 | 373.4668
2024-05-27 | 5 | 82.94 | 0 | 385.3522 | 0 | 758.819 | 0 | 373.4668
2024-05-27 | 5 | 82.04 | 0 | 385.3522 | 0 | 758.819 | 0 | 373.4668
2024-05-27 | 5 | 82.04 | 0 | 385.3522 | 0 | 758.819 | 0 | 373.4668
2024-05-27 | 5 | 78.08 | 0 | 385.3522 | 0 | 758.819 | 0 | 373.4668
2024-05-27 | 5 | 75.92 | 0 | 385.3522 | 0 | 758.819 | 0 | 373.4668
2024-05-27 | 5 | 75.02 | 0 | 385.3522 | 0 | 758.819 | 0 | 373.4668
2024-05-27 | 5 | 71.06 | 0 | 385.3522 | 0 | 758.819 | 0 | 373.4668
2024-05-27 | 5 | 66.02 | 0 | 385.3522 | 0 | 758.819 | 0 | 373.4668
2024-05-28 | 5 | 66.02 | 0 | 385.3522 | 0 | 758.819 | 0 | 373.4668
2024-05-28 | 5 | 66.02 | 0 | 385.3522 | 0 | 758.819 | 0 | 373.4668
2024-05-28 | 5 | 66.02 | 0 | 385.3522 | 0 | 758.819 | 0 | 373.4668
2024-05-28 | 5 | 64.94 | 0 | 385.3522 | 0 | 758.819 | 0 | 373.4668
2024-05-28 | 5 | 64.94 | 0 | 385.3522 | 0 | 758.819 | 0 | 373.4668
2024-05-28 | 5 | 66.2 | 0 | 385.3522 | 0 | 758.819 | 0 | 373.4668
2024-05-28 | 5 | 66.02 | 0 | 385.3522 | 0 | 758.819 | 0 | 373.4668
2024-05-28 | 5 | 68 | 0 | 385.3522 | 0 | 758.819 | 0 | 373.4668
2024-05-28 | 5 | 71.96 | 0 | 385.3522 | 0 | 758.819 | 0 | 373.4668
2024-05-28 | 5 | 73.94 | 0 | 385.3522 | 0 | 758.819 | 0 | 373.4668
2024-05-28 | 5 | 75.02 | 0 | 385.3522 | 0 | 758.819 | 0 | 373.4668
2024-05-28 | 5 | 78.08 | 0 | 385.3522 | 0 | 758.819 | 0 | 373.4668
2024-05-28 | 5 | 78.08 | 0 | 385.3522 | 0 | 758.819 | 0 | 373.4668
2024-05-28 | 5 | 80.96 | 0 | 385.3522 | 0 | 758.819 | 0 | 373.4668
2024-05-28 | 5 | 82.04 | 0 | 385.3522 | 0 | 758.819 | 0 | 373.4668
2024-05-28 | 5 | 82.94 | 0 | 385.3522 | 0 | 758.819 | 0 | 373.4668
2024-05-28 | 5 | 82.94 | 0 | 385.3522 | 0 | 758.819 | 0 | 373.4668
2024-05-28 | 5 | 80.96 | 0 | 385.3522 | 0 | 758.819 | 0 | 373.4668
2024-05-28 | 5 | 80.96 | 0 | 385.3522 | 0 | 758.819 | 0 | 373.4668
2024-05-28 | 5 | 71.96 | 0 | 385.3522 | 0 | 758.819 | 0 | 373.4668
2024-05-28 | 5 | 71.06 | 0 | 385.3522 | 0 | 758.819 | 0 | 373.4668
2024-05-28 | 5 | 69.08 | 0 | 385.3522 | 0 | 758.819 | 0 | 373.4668
2024-05-28 | 5 | 68 | 0 | 385.3522 | 0 | 758.819 | 0 | 373.4668
2024-05-28 | 5 | 66.02 | 0 | 385.3522 | 0 | 758.819 | 0 | 373.4668
2024-05-29 | 5 | 66.02 | 0 | 385.3522 | 0 | 758.819 | 0 | 373.4668
2024-05-29 | 5 | 68 | 0 | 385.3522 | 0 | 758.819 | 0 | 373.4668
2024-05-29 | 5 | 66.92 | 0 | 385.3522 | 0 | 758.819 | 0 | 373.4668
2024-05-29 | 5 | 68 | 0 | 385.3522 | 0 | 758.819 | 0 | 373.4668
2024-05-29 | 5 | 66.92 | 0 | 385.3522 | 0 | 758.819 | 0 | 373.4668
2024-05-29 | 5 | 69.08 | 0 | 385.3522 | 0 | 758.819 | 0 | 373.4668
2024-05-29 | 5 | 69.08 | 0 | 385.3522 | 0 | 758.819 | 0 | 373.4668
2024-05-29 | 5 | 75.92 | 0 | 385.3522 | 0 | 758.819 | 0 | 373.4668
2024-05-29 | 5 | 75.92 | 0 | 385.3522 | 0 | 758.819 | 0 | 373.4668
2024-05-29 | 5 | 77 | 0 | 385.3522 | 0 | 758.819 | 0 | 373.4668
2024-05-29 | 5 | 77 | 0 | 385.3522 | 0 | 758.819 | 0 | 373.4668
2024-05-29 | 5 | 75.92 | 0 | 385.3522 | 0 | 758.819 | 0 | 373.4668
2024-05-29 | 5 | 75.92 | 0 | 385.3522 | 0 | 758.819 | 0 | 373.4668
2024-05-29 | 5 | 78.08 | 0 | 385.3522 | 0 | 758.819 | 0 | 373.4668
2024-05-29 | 5 | 77 | 0 | 385.3522 | 0 | 758.819 | 0 | 373.4668
2024-05-29 | 5 | 78.08 | 0 | 385.3522 | 0 | 758.819 | 0 | 373.4668
2024-05-29 | 5 | 77 | 0 | 385.3522 | 0 | 758.819 | 0 | 373.4668
2024-05-29 | 5 | 77 | 0 | 385.3522 | 0 | 758.819 | 0 | 373.4668
2024-05-29 | 5 | 75.92 | 0 | 385.3522 | 0 | 758.819 | 0 | 373.4668
2024-05-29 | 5 | 71.96 | 0 | 385.3522 | 0 | 758.819 | 0 | 373.4668
2024-05-29 | 5 | 69.08 | 0 | 385.3522 | 0 | 758.819 | 0 | 373.4668
2024-05-29 | 5 | 69.08 | 0 | 385.3522 | 0 | 758.819 | 0 | 373.4668
2024-05-29 | 5 | 68 | 0 | 385.3522 | 0 | 758.819 | 0 | 373.4668
2024-05-29 | 5 | 68 | 0 | 385.3522 | 0 | 758.819 | 0 | 373.4668
2024-05-30 | 5 | 66.92 | 0 | 385.3522 | 0 | 758.819 | 0 | 373.4668
2024-05-30 | 5 | 66.92 | 0 | 385.3522 | 0 | 758.819 | 0 | 373.4668
2024-05-30 | 5 | 66.02 | 0 | 385.3522 | 0 | 758.819 | 0 | 373.4668
2024-05-30 | 5 | 66.2 | 0 | 385.3522 | 0 | 758.819 | 0 | 373.4668
2024-05-30 | 5 | 66.02 | 0 | 385.3522 | 0 | 758.819 | 0 | 373.4668
2024-05-30 | 5 | 66.92 | 0 | 385.3522 | 0 | 758.819 | 0 | 373.4668
2024-05-30 | 5 | 66.92 | 0 | 385.3522 | 0 | 758.819 | 0 | 373.4668
2024-05-30 | 5 | 69.98 | 0 | 385.3522 | 0 | 758.819 | 0 | 373.4668
2024-05-30 | 5 | 69.98 | 0 | 385.3522 | 0 | 758.819 | 0 | 373.4668
2024-05-30 | 5 | 75.92 | 0 | 385.3522 | 0 | 758.819 | 0 | 373.4668
2024-05-30 | 5 | 77 | 0 | 385.3522 | 0 | 758.819 | 0 | 373.4668
2024-05-30 | 5 | 71.06 | 0 | 385.3522 | 0 | 758.819 | 0 | 373.4668
2024-05-30 | 5 | 69.08 | 0 | 385.3522 | 0 | 758.819 | 0 | 373.4668
2024-05-30 | 5 | 73.94 | 0 | 385.3522 | 0 | 758.819 | 0 | 373.4668
2024-05-30 | 5 | 73.04 | 0 | 385.3522 | 0 | 758.819 | 0 | 373.4668
2024-05-30 | 5 | 73.94 | 0 | 385.3522 | 0 | 758.819 | 0 | 373.4668
2024-05-30 | 5 | 73.04 | 0 | 385.3522 | 0 | 758.819 | 0 | 373.4668
2024-05-30 | 5 | 73.04 | 0 | 385.3522 | 0 | 758.819 | 0 | 373.4668
2024-05-30 | 5 | 73.04 | 0 | 385.3522 | 0 | 758.819 | 0 | 373.4668
2024-05-30 | 5 | 68 | 0 | 385.3522 | 0 | 758.819 | 0 | 373.4668
2024-05-30 | 5 | 66.92 | 0 | 385.3522 | 0 | 758.819 | 0 | 373.4668
2024-05-30 | 5 | 66.92 | 0 | 385.3522 | 0 | 758.819 | 0 | 373.4668
2024-05-30 | 5 | 66.92 | 0 | 385.3522 | 0 | 758.819 | 0 | 373.4668
2024-05-30 | 5 | 66.02 | 0 | 385.3522 | 0 | 758.819 | 0 | 373.4668
2024-05-31 | 5 | 66.02 | 0 | 385.3522 | 0 | 758.819 | 0 | 373.4668
2024-05-31 | 5 | 66.02 | 0 | 385.3522 | 0 | 758.819 | 0 | 373.4668
2024-05-31 | 5 | 66.92 | 0 | 385.3522 | 0 | 758.819 | 0 | 373.4668
2024-05-31 | 5 | 66.92 | 0 | 385.3522 | 0 | 758.819 | 0 | 373.4668
2024-05-31 | 5 | 66.92 | 0 | 385.3522 | 0 | 758.819 | 0 | 373.4668
2024-05-31 | 5 | 66.92 | 0 | 385.3522 | 0 | 758.819 | 0 | 373.4668
2024-05-31 | 5 | 66.92 | 0 | 385.3522 | 0 | 758.819 | 0 | 373.4668
2024-05-31 | 5 | 73.04 | 0 | 385.3522 | 0 | 758.819 | 0 | 373.4668
2024-05-31 | 5 | 73.94 | 0 | 385.3522 | 0 | 758.819 | 0 | 373.4668
2024-05-31 | 5 | 78.98 | 0 | 385.3522 | 0 | 758.819 | 0 | 373.4668
2024-05-31 | 5 | 80.06 | 0 | 385.3522 | 0 | 758.819 | 0 | 373.4668
2024-05-31 | 5 | 80.06 | 0 | 385.3522 | 0 | 758.819 | 0 | 373.4668
2024-05-31 | 5 | 80.06 | 0 | 385.3522 | 0 | 758.819 | 0 | 373.4668
2024-05-31 | 5 | 84.02 | 0 | 385.3522 | 0 | 758.819 | 0 | 373.4668
2024-05-31 | 5 | 84.92 | 0 | 385.3522 | 0 | 758.819 | 0 | 373.4668
2024-05-31 | 5 | 86 | 0 | 385.3522 | 0 | 758.819 | 0 | 373.4668
2024-05-31 | 5 | 84.02 | 0 | 385.3522 | 0 | 758.819 | 0 | 373.4668
2024-05-31 | 5 | 80.96 | 0 | 385.3522 | 0 | 758.819 | 0 | 373.4668
2024-05-31 | 5 | 73.22 | 0 | 385.3522 | 0 | 758.819 | 0 | 373.4668
2024-05-31 | 5 | 70.34 | 0 | 385.3522 | 0 | 758.819 | 0 | 373.4668
2024-05-31 | 5 | 68.72 | 0 | 385.3522 | 0 | 758.819 | 0 | 373.4668
2024-05-31 | 5 | 68.18 | 0 | 385.3522 | 0 | 758.819 | 0 | 373.4668
2024-05-31 | 5 | 67.46 | 0 | 385.3522 | 0 | 758.819 | 0 | 373.4668
2024-05-31 | 5 | 66.74 | 0 | 385.3522 | 0 | 758.819 | 0 | 373.4668
2024-06-01 | 6 | 66.56 | 0 | 385.3522 | 0 | 758.819 | 0 | 373.4668
2024-06-01 | 6 | 65.84 | 0 | 385.3522 | 0 | 758.819 | 0 | 373.4668
2024-06-01 | 6 | 66.02 | 0 | 385.3522 | 0 | 758.819 | 0 | 373.4668
2024-06-01 | 6 | 66.2 | 0 | 385.3522 | 0 | 758.819 | 0 | 373.4668
2024-06-01 | 6 | 67.1 | 0 | 385.3522 | 0 | 758.819 | 0 | 373.4668
2024-06-01 | 6 | 68.9 | 0 | 385.3522 | 0 | 758.819 | 0 | 373.4668
2024-06-01 | 6 | 66.92 | 0 | 385.3522 | 0 | 758.819 | 0 | 373.4668
2024-06-01 | 6 | 69.98 | 0 | 385.3522 | 0 | 758.819 | 0 | 373.4668
2024-06-01 | 6 | 71.96 | 0 | 385.3522 | 0 | 758.819 | 0 | 373.4668
2024-06-01 | 6 | 73.94 | 0 | 385.3522 | 0 | 758.819 | 0 | 373.4668
2024-06-01 | 6 | 75.92 | 0 | 385.3522 | 0 | 758.819 | 0 | 373.4668
2024-06-01 | 6 | 77 | 0 | 385.3522 | 0 | 758.819 | 0 | 373.4668
2024-06-01 | 6 | 78.08 | 0 | 385.3522 | 0 | 758.819 | 0 | 373.4668
2024-06-01 | 6 | 75.92 | 0 | 385.3522 | 0 | 758.819 | 0 | 373.4668
2024-06-01 | 6 | 78.98 | 0 | 385.3522 | 0 | 758.819 | 0 | 373.4668
2024-06-01 | 6 | 77 | 0 | 385.3522 | 0 | 758.819 | 0 | 373.4668
2024-06-01 | 6 | 75.02 | 0 | 385.3522 | 0 | 758.819 | 0 | 373.4668
2024-06-01 | 6 | 73.04 | 0 | 385.3522 | 0 | 758.819 | 0 | 373.4668
2024-06-01 | 6 | 73.04 | 0 | 385.3522 | 0 | 758.819 | 0 | 373.4668
2024-06-01 | 6 | 69.98 | 0 | 385.3522 | 0 | 758.819 | 0 | 373.4668
2024-06-01 | 6 | 69.98 | 0 | 385.3522 | 0 | 758.819 | 0 | 373.4668
2024-06-01 | 6 | 69.98 | 0 | 385.3522 | 0 | 758.819 | 0 | 373.4668
2024-06-01 | 6 | 69.98 | 0 | 385.3522 | 0 | 758.819 | 0 | 373.4668
2024-06-01 | 6 | 68 | 0 | 385.3522 | 0 | 758.819 | 0 | 373.4668
2024-06-02 | 6 | 68 | 0 | 385.3522 | 0 | 758.819 | 0 | 373.4668
2024-06-02 | 6 | 66.02 | 0 | 385.3522 | 0 | 758.819 | 0 | 373.4668
2024-06-02 | 6 | 66.02 | 0 | 385.3522 | 0 | 758.819 | 0 | 373.4668
2024-06-02 | 6 | 64.94 | 0 | 385.3522 | 0 | 758.819 | 0 | 373.4668
2024-06-02 | 6 | 64.04 | 0 | 385.3522 | 0 | 758.819 | 0 | 373.4668
2024-06-02 | 6 | 64.04 | 0 | 385.3522 | 0 | 758.819 | 0 | 373.4668
2024-06-02 | 6 | 64.94 | 0 | 385.3522 | 0 | 758.819 | 0 | 373.4668
2024-06-02 | 6 | 69.08 | 0 | 385.3522 | 0 | 758.819 | 0 | 373.4668
2024-06-02 | 6 | 71.06 | 0 | 385.3522 | 0 | 758.819 | 0 | 373.4668
2024-06-02 | 6 | 73.94 | 0 | 385.3522 | 0 | 758.819 | 0 | 373.4668
2024-06-02 | 6 | 75.92 | 0 | 385.3522 | 0 | 758.819 | 0 | 373.4668
2024-06-02 | 6 | 71.96 | 0 | 385.3522 | 0 | 758.819 | 0 | 373.4668
2024-06-02 | 6 | 73.04 | 0 | 385.3522 | 0 | 758.819 | 0 | 373.4668
2024-06-02 | 6 | 75.92 | 0 | 385.3522 | 0 | 758.819 | 0 | 373.4668
2024-06-02 | 6 | 80.06 | 0 | 385.3522 | 0 | 758.819 | 0 | 373.4668
2024-06-02 | 6 | 80.06 | 0 | 385.3522 | 0 | 758.819 | 0 | 373.4668
2024-06-02 | 6 | 78.98 | 0 | 385.3522 | 0 | 758.819 | 0 | 373.4668
2024-06-02 | 6 | 69.98 | 0 | 385.3522 | 0 | 758.819 | 0 | 373.4668
2024-06-02 | 6 | 69.98 | 0 | 385.3522 | 0 | 758.819 | 0 | 373.4668
2024-06-02 | 6 | 66.92 | 0 | 385.3522 | 0 | 758.819 | 0 | 373.4668
2024-06-02 | 6 | 64.04 | 0 | 385.3522 | 0 | 758.819 | 0 | 373.4668
2024-06-02 | 6 | 62.96 | 0 | 385.3522 | 0 | 758.819 | 0 | 373.4668
2024-06-02 | 6 | 62.96 | 0 | 385.3522 | 0 | 758.819 | 0 | 373.4668
2024-06-02 | 6 | 62.96 | 0 | 385.3522 | 0 | 758.819 | 0 | 373.4668
2024-06-03 | 6 | 62.96 | 0 | 385.3522 | 0 | 758.819 | 0 | 373.4668
2024-06-03 | 6 | 60.98 | 0.0041188 | 385.3563 | 0.009769 | 758.8287 | 0.0056502 | 373.4725
2024-06-03 | 6 | 62.06 | 0.014044 | 385.3703 | 0.033541 | 758.8623 | 0.019497 | 373.492
2024-06-03 | 6 | 62.06 | 0.017775 | 385.3881 | 0.042454 | 758.9047 | 0.024678 | 373.5166
2024-06-03 | 6 | 62.06 | 0.020015 | 385.4081 | 0.047802 | 758.9525 | 0.027787 | 373.5444
2024-06-03 | 6 | 62.96 | 0.012792 | 385.4209 | 0.030726 | 758.9833 | 0.017934 | 373.5624
2024-06-03 | 6 | 62.96 | 0 | 385.4209 | 0 | 758.9833 | 0 | 373.5624
2024-06-03 | 6 | 66.92 | 0 | 385.4209 | 0 | 758.9833 | 0 | 373.5624
2024-06-03 | 6 | 68 | 0 | 385.4209 | 0 | 758.9833 | 0 | 373.5624
2024-06-03 | 6 | 71.96 | 0 | 385.4209 | 0 | 758.9833 | 0 | 373.5624
2024-06-03 | 6 | 75.02 | 0 | 385.4209 | 0 | 758.9833 | 0 | 373.5624
2024-06-03 | 6 | 75.92 | 0 | 385.4209 | 0 | 758.9833 | 0 | 373.5624
2024-06-03 | 6 | 78.08 | 0 | 385.4209 | 0 | 758.9833 | 0 | 373.5624
2024-06-03 | 6 | 80.96 | 0 | 385.4209 | 0 | 758.9833 | 0 | 373.5624
2024-06-03 | 6 | 80.06 | 0 | 385.4209 | 0 | 758.9833 | 0 | 373.5624
2024-06-03 | 6 | 69.98 | 0 | 385.4209 | 0 | 758.9833 | 0 | 373.5624
2024-06-03 | 6 | 71.06 | 0 | 385.4209 | 0 | 758.9833 | 0 | 373.5624
2024-06-03 | 6 | 71.96 | 0 | 385.4209 | 0 | 758.9833 | 0 | 373.5624
2024-06-03 | 6 | 71.96 | 0 | 385.4209 | 0 | 758.9833 | 0 | 373.5624
2024-06-03 | 6 | 68 | 0 | 385.4209 | 0 | 758.9833 | 0 | 373.5624
2024-06-03 | 6 | 66.92 | 0 | 385.4209 | 0 | 758.9833 | 0 | 373.5624
2024-06-03 | 6 | 66.02 | 0 | 385.4209 | 0 | 758.9833 | 0 | 373.5624
2024-06-03 | 6 | 64.94 | 0 | 385.4209 | 0 | 758.9833 | 0 | 373.5624
2024-06-03 | 6 | 64.4 | 0 | 385.4209 | 0 | 758.9833 | 0 | 373.5624
2024-06-04 | 6 | 64.94 | 0 | 385.4209 | 0 | 758.9833 | 0 | 373.5624
2024-06-04 | 6 | 64.94 | 0 | 385.4209 | 0 | 758.9833 | 0 | 373.5624
2024-06-04 | 6 | 62.96 | 0 | 385.4209 | 0 | 758.9833 | 0 | 373.5624
2024-06-04 | 6 | 60.98 | 0.0013876 | 385.4223 | 0.0032911 | 758.9866 | 0.0019035 | 373.5643
2024-06-04 | 6 | 60.8 | 0.0081951 | 385.4305 | 0.019415 | 759.006 | 0.01122 | 373.5755
2024-06-04 | 6 | 62.96 | 0.0033954 | 385.4339 | 0.0081558 | 759.0141 | 0.0047603 | 373.5802
2024-06-04 | 6 | 64.94 | 0 | 385.4339 | 0 | 759.0141 | 0 | 373.5802
2024-06-04 | 6 | 68 | 0 | 385.4339 | 0 | 759.0141 | 0 | 373.5802
2024-06-04 | 6 | 69.08 | 0 | 385.4339 | 0 | 759.0141 | 0 | 373.5802
2024-06-04 | 6 | 71.06 | 0 | 385.4339 | 0 | 759.0141 | 0 | 373.5802
2024-06-04 | 6 | 73.4 | 0 | 385.4339 | 0 | 759.0141 | 0 | 373.5802
2024-06-04 | 6 | 75.02 | 0 | 385.4339 | 0 | 759.0141 | 0 | 373.5802
2024-06-04 | 6 | 75.02 | 0 | 385.4339 | 0 | 759.0141 | 0 | 373.5802
2024-06-04 | 6 | 77 | 0 | 385.4339 | 0 | 759.0141 | 0 | 373.5802
2024-06-04 | 6 | 80.06 | 0 | 385.4339 | 0 | 759.0141 | 0 | 373.5802
2024-06-04 | 6 | 82.04 | 0 | 385.4339 | 0 | 759.0141 | 0 | 373.5802
2024-06-04 | 6 | 80.06 | 0 | 385.4339 | 0 | 759.0141 | 0 | 373.5802
2024-06-04 | 6 | 78.08 | 0 | 385.4339 | 0 | 759.0141 | 0 | 373.5802
2024-06-04 | 6 | 78.08 | 0 | 385.4339 | 0 | 759.0141 | 0 | 373.5802
2024-06-04 | 6 | 69.98 | 0 | 385.4339 | 0 | 759.0141 | 0 | 373.5802
2024-06-04 | 6 | 68 | 0 | 385.4339 | 0 | 759.0141 | 0 | 373.5802
2024-06-04 | 6 | 66.02 | 0 | 385.4339 | 0 | 759.0141 | 0 | 373.5802
2024-06-04 | 6 | 64.04 | 0 | 385.4339 | 0 | 759.0141 | 0 | 373.5802
2024-06-04 | 6 | 64.94 | 0 | 385.4339 | 0 | 759.0141 | 0 | 373.5802
2024-06-05 | 6 | 64.94 | 0 | 385.4339 | 0 | 759.0141 | 0 | 373.5802
2024-06-05 | 6 | 62.96 | 0 | 385.4339 | 0 | 759.0141 | 0 | 373.5802
2024-06-05 | 6 | 62.96 | 0 | 385.4339 | 0 | 759.0141 | 0 | 373.5802
2024-06-05 | 6 | 62.06 | 0.0029188 | 385.4368 | 0.0069711 | 759.0211 | 0.0040523 | 373.5843
2024-06-05 | 6 | 62.96 | 0.011583 | 385.4484 | 0.027823 | 759.0489 | 0.01624 | 373.6005
2024-06-05 | 6 | 66.02 | 0.0036694 | 385.4521 | 0.0089821 | 759.0579 | 0.0053127 | 373.6058
2024-06-05 | 6 | 66.02 | 0 | 385.4521 | 0 | 759.0579 | 0 | 373.6058
2024-06-05 | 6 | 73.04 | 0 | 385.4521 | 0 | 759.0579 | 0 | 373.6058
2024-06-05 | 6 | 77 | 0 | 385.4521 | 0 | 759.0579 | 0 | 373.6058
2024-06-05 | 6 | 78.08 | 0 | 385.4521 | 0 | 759.0579 | 0 | 373.6058
2024-06-05 | 6 | 80.96 | 0 | 385.4521 | 0 | 759.0579 | 0 | 373.6058
2024-06-05 | 6 | 82.94 | 0 | 385.4521 | 0 | 759.0579 | 0 | 373.6058
2024-06-05 | 6 | 82.94 | 0 | 385.4521 | 0 | 759.0579 | 0 | 373.6058
2024-06-05 | 6 | 82.04 | 0 | 385.4521 | 0 | 759.0579 | 0 | 373.6058
2024-06-05 | 6 | 86 | 0 | 385.4521 | 0 | 759.0579 | 0 | 373.6058
2024-06-05 | 6 | 82.94 | 0 | 385.4521 | 0 | 759.0579 | 0 | 373.6058
2024-06-05 | 6 | 80.96 | 0 | 385.4521 | 0 | 759.0579 | 0 | 373.6058
2024-06-05 | 6 | 78.08 | 0 | 385.4521 | 0 | 759.0579 | 0 | 373.6058
2024-06-05 | 6 | 78.08 | 0 | 385.4521 | 0 | 759.0579 | 0 | 373.6058
2024-06-05 | 6 | 71.06 | 0 | 385.4521 | 0 | 759.0579 | 0 | 373.6058
2024-06-05 | 6 | 69.08 | 0 | 385.4521 | 0 | 759.0579 | 0 | 373.6058
2024-06-05 | 6 | 68 | 0 | 385.4521 | 0 | 759.0579 | 0 | 373.6058
2024-06-05 | 6 | 66.92 | 0 | 385.4521 | 0 | 759.0579 | 0 | 373.6058
2024-06-05 | 6 | 66.02 | 0 | 385.4521 | 0 | 759.0579 | 0 | 373.6058
2024-06-06 | 6 | 66.02 | 0 | 385.4521 | 0 | 759.0579 | 0 | 373.6058
2024-06-06 | 6 | 66.02 | 0 | 385.4521 | 0 | 759.0579 | 0 | 373.6058
2024-06-06 | 6 | 64.04 | 0 | 385.4521 | 0 | 759.0579 | 0 | 373.6058
2024-06-06 | 6 | 64.04 | 0 | 385.4521 | 0 | 759.0579 | 0 | 373.6058
2024-06-06 | 6 | 62.96 | 0 | 385.4521 | 0 | 759.0579 | 0 | 373.6058
2024-06-06 | 6 | 66.92 | 0 | 385.4521 | 0 | 759.0579 | 0 | 373.6058
2024-06-06 | 6 | 66.92 | 0 | 385.4521 | 0 | 759.0579 | 0 | 373.6058
2024-06-06 | 6 | 77 | 0 | 385.4521 | 0 | 759.0579 | 0 | 373.6058
2024-06-06 | 6 | 80.96 | 0 | 385.4521 | 0 | 759.0579 | 0 | 373.6058
2024-06-06 | 6 | 82.04 | 0 | 385.4521 | 0 | 759.0579 | 0 | 373.6058
2024-06-06 | 6 | 84.02 | 0 | 385.4521 | 0 | 759.0579 | 0 | 373.6058
2024-06-06 | 6 | 84.92 | 0 | 385.4521 | 0 | 759.0579 | 0 | 373.6058
2024-06-06 | 6 | 84.92 | 0 | 385.4521 | 0 | 759.0579 | 0 | 373.6058
2024-06-06 | 6 | 87.08 | 0 | 385.4521 | 0 | 759.0579 | 0 | 373.6058
2024-06-06 | 6 | 87.98 | 0 | 385.4521 | 0 | 759.0579 | 0 | 373.6058
2024-06-06 | 6 | 87.98 | 0 | 385.4521 | 0 | 759.0579 | 0 | 373.6058
2024-06-06 | 6 | 87.08 | 0 | 385.4521 | 0 | 759.0579 | 0 | 373.6058
2024-06-06 | 6 | 84.92 | 0 | 385.4521 | 0 | 759.0579 | 0 | 373.6058
2024-06-06 | 6 | 84.92 | 0 | 385.4521 | 0 | 759.0579 | 0 | 373.6058
2024-06-06 | 6 | 75.02 | 0 | 385.4521 | 0 | 759.0579 | 0 | 373.6058
2024-06-06 | 6 | 73.04 | 0 | 385.4521 | 0 | 759.0579 | 0 | 373.6058
2024-06-06 | 6 | 71.06 | 0 | 385.4521 | 0 | 759.0579 | 0 | 373.6058
2024-06-06 | 6 | 69.98 | 0 | 385.4521 | 0 | 759.0579 | 0 | 373.6058
2024-06-06 | 6 | 69.08 | 0 | 385.4521 | 0 | 759.0579 | 0 | 373.6058
2024-06-07 | 6 | 69.08 | 0 | 385.4521 | 0 | 759.0579 | 0 | 373.6058
2024-06-07 | 6 | 66.02 | 0 | 385.4521 | 0 | 759.0579 | 0 | 373.6058
2024-06-07 | 6 | 66.02 | 0 | 385.4521 | 0 | 759.0579 | 0 | 373.6058
2024-06-07 | 6 | 64.94 | 0 | 385.4521 | 0 | 759.0579 | 0 | 373.6058
2024-06-07 | 6 | 64.94 | 0 | 385.4521 | 0 | 759.0579 | 0 | 373.6058
2024-06-07 | 6 | 68 | 0 | 385.4521 | 0 | 759.0579 | 0 | 373.6058
2024-06-07 | 6 | 68 | 0 | 385.4521 | 0 | 759.0579 | 0 | 373.6058
2024-06-07 | 6 | 77 | 0 | 385.4521 | 0 | 759.0579 | 0 | 373.6058
2024-06-07 | 6 | 80.96 | 0 | 385.4521 | 0 | 759.0579 | 0 | 373.6058
2024-06-07 | 6 | 84.92 | 0 | 385.4521 | 0 | 759.0579 | 0 | 373.6058
2024-06-07 | 6 | 87.98 | 0 | 385.4521 | 0 | 759.0579 | 0 | 373.6058
2024-06-07 | 6 | 87.98 | 0 | 385.4521 | 0 | 759.0579 | 0 | 373.6058
2024-06-07 | 6 | 87.98 | 0 | 385.4521 | 0 | 759.0579 | 0 | 373.6058
2024-06-07 | 6 | 87.08 | 0 | 385.4521 | 0 | 759.0579 | 0 | 373.6058
2024-06-07 | 6 | 87.08 | 0 | 385.4521 | 0 | 759.0579 | 0 | 373.6058
2024-06-07 | 6 | 84.92 | 0 | 385.4521 | 0 | 759.0579 | 0 | 373.6058
2024-06-07 | 6 | 82.04 | 0 | 385.4521 | 0 | 759.0579 | 0 | 373.6058
2024-06-07 | 6 | 82.04 | 0 | 385.4521 | 0 | 759.0579 | 0 | 373.6058
2024-06-07 | 6 | 82.04 | 0 | 385.4521 | 0 | 759.0579 | 0 | 373.6058
2024-06-07 | 6 | 75.02 | 0 | 385.4521 | 0 | 759.0579 | 0 | 373.6058
2024-06-07 | 6 | 75.02 | 0 | 385.4521 | 0 | 759.0579 | 0 | 373.6058
2024-06-07 | 6 | 71.96 | 0 | 385.4521 | 0 | 759.0579 | 0 | 373.6058
2024-06-07 | 6 | 71.06 | 0 | 385.4521 | 0 | 759.0579 | 0 | 373.6058
2024-06-07 | 6 | 71.06 | 0 | 385.4521 | 0 | 759.0579 | 0 | 373.6058
2024-06-08 | 6 | 71.06 | 0 | 385.4521 | 0 | 759.0579 | 0 | 373.6058
2024-06-08 | 6 | 69.08 | 0 | 385.4521 | 0 | 759.0579 | 0 | 373.6058
2024-06-08 | 6 | 69.08 | 0 | 385.4521 | 0 | 759.0579 | 0 | 373.6058
2024-06-08 | 6 | 66.92 | 0 | 385.4521 | 0 | 759.0579 | 0 | 373.6058
2024-06-08 | 6 | 66.92 | 0 | 385.4521 | 0 | 759.0579 | 0 | 373.6058
2024-06-08 | 6 | 71.06 | 0 | 385.4521 | 0 | 759.0579 | 0 | 373.6058
2024-06-08 | 6 | 71.06 | 0 | 385.4521 | 0 | 759.0579 | 0 | 373.6058
2024-06-08 | 6 | 78.98 | 0 | 385.4521 | 0 | 759.0579 | 0 | 373.6058
2024-06-08 | 6 | 82.04 | 0 | 385.4521 | 0 | 759.0579 | 0 | 373.6058
2024-06-08 | 6 | 84.92 | 0 | 385.4521 | 0 | 759.0579 | 0 | 373.6058
2024-06-08 | 6 | 86 | 0 | 385.4521 | 0 | 759.0579 | 0 | 373.6058
2024-06-08 | 6 | 87.08 | 0 | 385.4521 | 0 | 759.0579 | 0 | 373.6058
2024-06-08 | 6 | 87.08 | 0 | 385.4521 | 0 | 759.0579 | 0 | 373.6058
2024-06-08 | 6 | 87.98 | 0 | 385.4521 | 0 | 759.0579 | 0 | 373.6058
2024-06-08 | 6 | 89.06 | 0 | 385.4521 | 0 | 759.0579 | 0 | 373.6058
2024-06-08 | 6 | 89.06 | 0 | 385.4521 | 0 | 759.0579 | 0 | 373.6058
2024-06-08 | 6 | 86 | 0 | 385.4521 | 0 | 759.0579 | 0 | 373.6058
2024-06-08 | 6 | 82.94 | 0 | 385.4521 | 0 | 759.0579 | 0 | 373.6058
2024-06-08 | 6 | 82.94 | 0 | 385.4521 | 0 | 759.0579 | 0 | 373.6058
2024-06-08 | 6 | 69.98 | 0 | 385.4521 | 0 | 759.0579 | 0 | 373.6058
2024-06-08 | 6 | 69.98 | 0 | 385.4521 | 0 | 759.0579 | 0 | 373.6058
2024-06-08 | 6 | 69.98 | 0 | 385.4521 | 0 | 759.0579 | 0 | 373.6058
2024-06-08 | 6 | 69.98 | 0 | 385.4521 | 0 | 759.0579 | 0 | 373.6058
2024-06-08 | 6 | 69.08 | 0 | 385.4521 | 0 | 759.0579 | 0 | 373.6058
2024-06-09 | 6 | 69.08 | 0 | 385.4521 | 0 | 759.0579 | 0 | 373.6058
2024-06-09 | 6 | 69.08 | 0 | 385.4521 | 0 | 759.0579 | 0 | 373.6058
2024-06-09 | 6 | 69.08 | 0 | 385.4521 | 0 | 759.0579 | 0 | 373.6058
2024-06-09 | 6 | 68 | 0 | 385.4521 | 0 | 759.0579 | 0 | 373.6058
2024-06-09 | 6 | 68 | 0 | 385.4521 | 0 | 759.0579 | 0 | 373.6058
2024-06-09 | 6 | 69.08 | 0 | 385.4521 | 0 | 759.0579 | 0 | 373.6058
2024-06-09 | 6 | 69.08 | 0 | 385.4521 | 0 | 759.0579 | 0 | 373.6058
2024-06-09 | 6 | 75.02 | 0 | 385.4521 | 0 | 759.0579 | 0 | 373.6058
2024-06-09 | 6 | 75.92 | 0 | 385.4521 | 0 | 759.0579 | 0 | 373.6058
2024-06-09 | 6 | 78.08 | 0 | 385.4521 | 0 | 759.0579 | 0 | 373.6058
2024-06-09 | 6 | 80.06 | 0 | 385.4521 | 0 | 759.0579 | 0 | 373.6058
2024-06-09 | 6 | 84.92 | 0 | 385.4521 | 0 | 759.0579 | 0 | 373.6058
2024-06-09 | 6 | 84.92 | 0 | 385.4521 | 0 | 759.0579 | 0 | 373.6058
2024-06-09 | 6 | 87.08 | 0 | 385.4521 | 0 | 759.0579 | 0 | 373.6058
2024-06-09 | 6 | 84.92 | 0 | 385.4521 | 0 | 759.0579 | 0 | 373.6058
2024-06-09 | 6 | 87.08 | 0 | 385.4521 | 0 | 759.0579 | 0 | 373.6058
2024-06-09 | 6 | 84.92 | 0 | 385.4521 | 0 | 759.0579 | 0 | 373.6058
2024-06-09 | 6 | 77 | 0 | 385.4521 | 0 | 759.0579 | 0 | 373.6058
2024-06-09 | 6 | 77 | 0 | 385.4521 | 0 | 759.0579 | 0 | 373.6058
2024-06-09 | 6 | 71.96 | 0 | 385.4521 | 0 | 759.0579 | 0 | 373.6058
2024-06-09 | 6 | 73.04 | 0 | 385.4521 | 0 | 759.0579 | 0 | 373.6058
2024-06-09 | 6 | 69.98 | 0 | 385.4521 | 0 | 759.0579 | 0 | 373.6058
2024-06-09 | 6 | 69.08 | 0 | 385.4521 | 0 | 759.0579 | 0 | 373.6058
2024-06-09 | 6 | 68 | 0 | 385.4521 | 0 | 759.0579 | 0 | 373.6058
2024-06-10 | 6 | 68 | 0 | 385.4521 | 0 | 759.0579 | 0 | 373.6058
2024-06-10 | 6 | 66.92 | 0 | 385.4521 | 0 | 759.0579 | 0 | 373.6058
2024-06-10 | 6 | 66.02 | 0 | 385.4521 | 0 | 759.0579 | 0 | 373.6058
2024-06-10 | 6 | 64.94 | 0 | 385.4521 | 0 | 759.0579 | 0 | 373.6058
2024-06-10 | 6 | 64.94 | 0 | 385.4521 | 0 | 759.0579 | 0 | 373.6058
2024-06-10 | 6 | 66.92 | 0 | 385.4521 | 0 | 759.0579 | 0 | 373.6058
2024-06-10 | 6 | 66.92 | 0 | 385.4521 | 0 | 759.0579 | 0 | 373.6058
2024-06-10 | 6 | 73.94 | 0 | 385.4521 | 0 | 759.0579 | 0 | 373.6058
2024-06-10 | 6 | 78.98 | 0 | 385.4521 | 0 | 759.0579 | 0 | 373.6058
2024-06-10 | 6 | 82.04 | 0 | 385.4521 | 0 | 759.0579 | 0 | 373.6058
2024-06-10 | 6 | 84.92 | 0 | 385.4521 | 0 | 759.0579 | 0 | 373.6058
2024-06-10 | 6 | 87.08 | 0 | 385.4521 | 0 | 759.0579 | 0 | 373.6058
2024-06-10 | 6 | 87.08 | 0 | 385.4521 | 0 | 759.0579 | 0 | 373.6058
2024-06-10 | 6 | 89.06 | 0 | 385.4521 | 0 | 759.0579 | 0 | 373.6058
2024-06-10 | 6 | 87.98 | 0 | 385.4521 | 0 | 759.0579 | 0 | 373.6058
2024-06-10 | 6 | 89.06 | 0 | 385.4521 | 0 | 759.0579 | 0 | 373.6058
2024-06-10 | 6 | 87.08 | 0 | 385.4521 | 0 | 759.0579 | 0 | 373.6058
2024-06-10 | 6 | 82.94 | 0 | 385.4521 | 0 | 759.0579 | 0 | 373.6058
2024-06-10 | 6 | 82.94 | 0 | 385.4521 | 0 | 759.0579 | 0 | 373.6058
2024-06-10 | 6 | 78.08 | 0 | 385.4521 | 0 | 759.0579 | 0 | 373.6058
2024-06-10 | 6 | 75.02 | 0 | 385.4521 | 0 | 759.0579 | 0 | 373.6058
2024-06-10 | 6 | 71.96 | 0 | 385.4521 | 0 | 759.0579 | 0 | 373.6058
2024-06-10 | 6 | 71.06 | 0 | 385.4521 | 0 | 759.0579 | 0 | 373.6058
2024-06-10 | 6 | 71.06 | 0 | 385.4521 | 0 | 759.0579 | 0 | 373.6058
2024-06-11 | 6 | 71.06 | 0 | 385.4521 | 0 | 759.0579 | 0 | 373.6058
2024-06-11 | 6 | 69.08 | 0 | 385.4521 | 0 | 759.0579 | 0 | 373.6058
2024-06-11 | 6 | 68 | 0 | 385.4521 | 0 | 759.0579 | 0 | 373.6058
2024-06-11 | 6 | 68 | 0 | 385.4521 | 0 | 759.0579 | 0 | 373.6058
2024-06-11 | 6 | 68 | 0 | 385.4521 | 0 | 759.0579 | 0 | 373.6058
2024-06-11 | 6 | 68 | 0 | 385.4521 | 0 | 759.0579 | 0 | 373.6058
2024-06-11 | 6 | 69.98 | 0 | 385.4521 | 0 | 759.0579 | 0 | 373.6058
2024-06-11 | 6 | 77 | 0 | 385.4521 | 0 | 759.0579 | 0 | 373.6058
2024-06-11 | 6 | 78.98 | 0 | 385.4521 | 0 | 759.0579 | 0 | 373.6058
2024-06-11 | 6 | 78.98 | 0 | 385.4521 | 0 | 759.0579 | 0 | 373.6058
2024-06-11 | 6 | 84.92 | 0 | 385.4521 | 0 | 759.0579 | 0 | 373.6058
2024-06-11 | 6 | 87.08 | 0 | 385.4521 | 0 | 759.0579 | 0 | 373.6058
2024-06-11 | 6 | 87.08 | 0 | 385.4521 | 0 | 759.0579 | 0 | 373.6058
2024-06-11 | 6 | 73.94 | 0 | 385.4521 | 0 | 759.0579 | 0 | 373.6058
2024-06-11 | 6 | 77 | 0 | 385.4521 | 0 | 759.0579 | 0 | 373.6058
2024-06-11 | 6 | 78.08 | 0 | 385.4521 | 0 | 759.0579 | 0 | 373.6058
2024-06-11 | 6 | 78.08 | 0 | 385.4521 | 0 | 759.0579 | 0 | 373.6058
2024-06-11 | 6 | 78.08 | 0 | 385.4521 | 0 | 759.0579 | 0 | 373.6058
2024-06-11 | 6 | 78.08 | 0 | 385.4521 | 0 | 759.0579 | 0 | 373.6058
2024-06-11 | 6 | 75.02 | 0 | 385.4521 | 0 | 759.0579 | 0 | 373.6058
2024-06-11 | 6 | 73.04 | 0 | 385.4521 | 0 | 759.0579 | 0 | 373.6058
2024-06-11 | 6 | 71.96 | 0 | 385.4521 | 0 | 759.0579 | 0 | 373.6058
2024-06-11 | 6 | 73.04 | 0 | 385.4521 | 0 | 759.0579 | 0 | 373.6058
2024-06-11 | 6 | 71.06 | 0 | 385.4521 | 0 | 759.0579 | 0 | 373.6058
2024-06-12 | 6 | 71.06 | 0 | 385.4521 | 0 | 759.0579 | 0 | 373.6058
2024-06-12 | 6 | 71.06 | 0 | 385.4521 | 0 | 759.0579 | 0 | 373.6058
2024-06-12 | 6 | 69.98 | 0 | 385.4521 | 0 | 759.0579 | 0 | 373.6058
2024-06-12 | 6 | 69.98 | 0 | 385.4521 | 0 | 759.0579 | 0 | 373.6058
2024-06-12 | 6 | 69.98 | 0 | 385.4521 | 0 | 759.0579 | 0 | 373.6058
2024-06-12 | 6 | 71.06 | 0 | 385.4521 | 0 | 759.0579 | 0 | 373.6058
2024-06-12 | 6 | 71.06 | 0 | 385.4521 | 0 | 759.0579 | 0 | 373.6058
2024-06-12 | 6 | 73.94 | 0 | 385.4521 | 0 | 759.0579 | 0 | 373.6058
2024-06-12 | 6 | 75.92 | 0 | 385.4521 | 0 | 759.0579 | 0 | 373.6058
2024-06-12 | 6 | 78.08 | 0 | 385.4521 | 0 | 759.0579 | 0 | 373.6058
2024-06-12 | 6 | 80.06 | 0 | 385.4521 | 0 | 759.0579 | 0 | 373.6058
2024-06-12 | 6 | 82.04 | 0 | 385.4521 | 0 | 759.0579 | 0 | 373.6058
2024-06-12 | 6 | 82.04 | 0 | 385.4521 | 0 | 759.0579 | 0 | 373.6058
2024-06-12 | 6 | 84.92 | 0 | 385.4521 | 0 | 759.0579 | 0 | 373.6058
2024-06-12 | 6 | 87.98 | 0 | 385.4521 | 0 | 759.0579 | 0 | 373.6058
2024-06-12 | 6 | 82.94 | 0 | 385.4521 | 0 | 759.0579 | 0 | 373.6058
2024-06-12 | 6 | 78.98 | 0 | 385.4521 | 0 | 759.0579 | 0 | 373.6058
2024-06-12 | 6 | 75.92 | 0 | 385.4521 | 0 | 759.0579 | 0 | 373.6058
2024-06-12 | 6 | 73.94 | 0 | 385.4521 | 0 | 759.0579 | 0 | 373.6058
2024-06-12 | 6 | 73.94 | 0 | 385.4521 | 0 | 759.0579 | 0 | 373.6058
2024-06-12 | 6 | 75.02 | 0 | 385.4521 | 0 | 759.0579 | 0 | 373.6058
2024-06-12 | 6 | 73.94 | 0 | 385.4521 | 0 | 759.0579 | 0 | 373.6058
2024-06-12 | 6 | 73.04 | 0 | 385.4521 | 0 | 759.0579 | 0 | 373.6058
2024-06-12 | 6 | 71.96 | 0 | 385.4521 | 0 | 759.0579 | 0 | 373.6058
2024-06-13 | 6 | 71.96 | 0 | 385.4521 | 0 | 759.0579 | 0 | 373.6058
2024-06-13 | 6 | 69.08 | 0 | 385.4521 | 0 | 759.0579 | 0 | 373.6058
2024-06-13 | 6 | 68 | 0 | 385.4521 | 0 | 759.0579 | 0 | 373.6058
2024-06-13 | 6 | 68 | 0 | 385.4521 | 0 | 759.0579 | 0 | 373.6058
2024-06-13 | 6 | 68 | 0 | 385.4521 | 0 | 759.0579 | 0 | 373.6058
2024-06-13 | 6 | 71.06 | 0 | 385.4521 | 0 | 759.0579 | 0 | 373.6058
2024-06-13 | 6 | 71.06 | 0 | 385.4521 | 0 | 759.0579 | 0 | 373.6058
2024-06-13 | 6 | 75.92 | 0 | 385.4521 | 0 | 759.0579 | 0 | 373.6058
2024-06-13 | 6 | 80.06 | 0 | 385.4521 | 0 | 759.0579 | 0 | 373.6058
2024-06-13 | 6 | 82.94 | 0 | 385.4521 | 0 | 759.0579 | 0 | 373.6058
2024-06-13 | 6 | 86 | 0 | 385.4521 | 0 | 759.0579 | 0 | 373.6058
2024-06-13 | 6 | 87.08 | 0 | 385.4521 | 0 | 759.0579 | 0 | 373.6058
2024-06-13 | 6 | 87.08 | 0 | 385.4521 | 0 | 759.0579 | 0 | 373.6058
2024-06-13 | 6 | 91.04 | 0 | 385.4521 | 0 | 759.0579 | 0 | 373.6058
2024-06-13 | 6 | 87.98 | 0 | 385.4521 | 0 | 759.0579 | 0 | 373.6058
2024-06-13 | 6 | 87.08 | 0 | 385.4521 | 0 | 759.0579 | 0 | 373.6058
2024-06-13 | 6 | 87.08 | 0 | 385.4521 | 0 | 759.0579 | 0 | 373.6058
2024-06-13 | 6 | 86 | 0 | 385.4521 | 0 | 759.0579 | 0 | 373.6058
2024-06-13 | 6 | 86 | 0 | 385.4521 | 0 | 759.0579 | 0 | 373.6058
2024-06-13 | 6 | 78.08 | 0 | 385.4521 | 0 | 759.0579 | 0 | 373.6058
2024-06-13 | 6 | 75.02 | 0 | 385.4521 | 0 | 759.0579 | 0 | 373.6058
2024-06-13 | 6 | 73.94 | 0 | 385.4521 | 0 | 759.0579 | 0 | 373.6058
2024-06-13 | 6 | 77 | 0 | 385.4521 | 0 | 759.0579 | 0 | 373.6058
2024-06-13 | 6 | 75.02 | 0 | 385.4521 | 0 | 759.0579 | 0 | 373.6058
2024-06-14 | 6 | 75.02 | 0 | 385.4521 | 0 | 759.0579 | 0 | 373.6058
2024-06-14 | 6 | 71.06 | 0 | 385.4521 | 0 | 759.0579 | 0 | 373.6058
2024-06-14 | 6 | 68 | 0 | 385.4521 | 0 | 759.0579 | 0 | 373.6058
2024-06-14 | 6 | 68 | 0 | 385.4521 | 0 | 759.0579 | 0 | 373.6058
2024-06-14 | 6 | 68 | 0 | 385.4521 | 0 | 759.0579 | 0 | 373.6058
2024-06-14 | 6 | 71.06 | 0 | 385.4521 | 0 | 759.0579 | 0 | 373.6058
2024-06-14 | 6 | 71.06 | 0 | 385.4521 | 0 | 759.0579 | 0 | 373.6058
2024-06-14 | 6 | 78.98 | 0 | 385.4521 | 0 | 759.0579 | 0 | 373.6058
2024-06-14 | 6 | 82.94 | 0 | 385.4521 | 0 | 759.0579 | 0 | 373.6058
2024-06-14 | 6 | 86 | 0 | 385.4521 | 0 | 759.0579 | 0 | 373.6058
2024-06-14 | 6 | 89.06 | 0 | 385.4521 | 0 | 759.0579 | 0 | 373.6058
2024-06-14 | 6 | 89.96 | 0 | 385.4521 | 0 | 759.0579 | 0 | 373.6058
2024-06-14 | 6 | 89.96 | 0 | 385.4521 | 0 | 759.0579 | 0 | 373.6058
2024-06-14 | 6 | 91.04 | 0 | 385.4521 | 0 | 759.0579 | 0 | 373.6058
2024-06-14 | 6 | 91.94 | 0 | 385.4521 | 0 | 759.0579 | 0 | 373.6058
2024-06-14 | 6 | 93.02 | 0 | 385.4521 | 0 | 759.0579 | 0 | 373.6058
2024-06-14 | 6 | 91.04 | 0 | 385.4521 | 0 | 759.0579 | 0 | 373.6058
2024-06-14 | 6 | 89.06 | 0 | 385.4521 | 0 | 759.0579 | 0 | 373.6058
2024-06-14 | 6 | 89.06 | 0 | 385.4521 | 0 | 759.0579 | 0 | 373.6058
2024-06-14 | 6 | 78.98 | 0 | 385.4521 | 0 | 759.0579 | 0 | 373.6058
2024-06-14 | 6 | 77 | 0 | 385.4521 | 0 | 759.0579 | 0 | 373.6058
2024-06-14 | 6 | 75.92 | 0 | 385.4521 | 0 | 759.0579 | 0 | 373.6058
2024-06-14 | 6 | 73.04 | 0 | 385.4521 | 0 | 759.0579 | 0 | 373.6058
2024-06-14 | 6 | 71.06 | 0 | 385.4521 | 0 | 759.0579 | 0 | 373.6058
2024-06-15 | 6 | 71.06 | 0 | 385.4521 | 0 | 759.0579 | 0 | 373.6058
2024-06-15 | 6 | 69.08 | 0 | 385.4521 | 0 | 759.0579 | 0 | 373.6058
2024-06-15 | 6 | 69.08 | 0 | 385.4521 | 0 | 759.0579 | 0 | 373.6058
2024-06-15 | 6 | 69.08 | 0 | 385.4521 | 0 | 759.0579 | 0 | 373.6058
2024-06-15 | 6 | 68 | 0 | 385.4521 | 0 | 759.0579 | 0 | 373.6058
2024-06-15 | 6 | 71.06 | 0 | 385.4521 | 0 | 759.0579 | 0 | 373.6058
2024-06-15 | 6 | 71.06 | 0 | 385.4521 | 0 | 759.0579 | 0 | 373.6058
2024-06-15 | 6 | 80.96 | 0 | 385.4521 | 0 | 759.0579 | 0 | 373.6058
2024-06-15 | 6 | 86 | 0 | 385.4521 | 0 | 759.0579 | 0 | 373.6058
2024-06-15 | 6 | 89.06 | 0 | 385.4521 | 0 | 759.0579 | 0 | 373.6058
2024-06-15 | 6 | 91.94 | 0 | 385.4521 | 0 | 759.0579 | 0 | 373.6058
2024-06-15 | 6 | 91.94 | 0 | 385.4521 | 0 | 759.0579 | 0 | 373.6058
2024-06-15 | 6 | 91.94 | 0 | 385.4521 | 0 | 759.0579 | 0 | 373.6058
2024-06-15 | 6 | 93.92 | 0 | 385.4521 | 0 | 759.0579 | 0 | 373.6058
2024-06-15 | 6 | 95 | 0 | 385.4521 | 0 | 759.0579 | 0 | 373.6058
2024-06-15 | 6 | 93.92 | 0 | 385.4521 | 0 | 759.0579 | 0 | 373.6058
2024-06-15 | 6 | 95 | 0 | 385.4521 | 0 | 759.0579 | 0 | 373.6058
2024-06-15 | 6 | 89.06 | 0 | 385.4521 | 0 | 759.0579 | 0 | 373.6058
2024-06-15 | 6 | 89.06 | 0 | 385.4521 | 0 | 759.0579 | 0 | 373.6058
2024-06-15 | 6 | 80.96 | 0 | 385.4521 | 0 | 759.0579 | 0 | 373.6058
2024-06-15 | 6 | 78.08 | 0 | 385.4521 | 0 | 759.0579 | 0 | 373.6058
2024-06-15 | 6 | 75.92 | 0 | 385.4521 | 0 | 759.0579 | 0 | 373.6058
2024-06-15 | 6 | 75.02 | 0 | 385.4521 | 0 | 759.0579 | 0 | 373.6058
2024-06-15 | 6 | 73.94 | 0 | 385.4521 | 0 | 759.0579 | 0 | 373.6058
2024-06-16 | 6 | 73.94 | 0 | 385.4521 | 0 | 759.0579 | 0 | 373.6058
2024-06-16 | 6 | 71.96 | 0 | 385.4521 | 0 | 759.0579 | 0 | 373.6058
2024-06-16 | 6 | 69.98 | 0 | 385.4521 | 0 | 759.0579 | 0 | 373.6058
2024-06-16 | 6 | 69.98 | 0 | 385.4521 | 0 | 759.0579 | 0 | 373.6058
2024-06-16 | 6 | 69.08 | 0 | 385.4521 | 0 | 759.0579 | 0 | 373.6058
2024-06-16 | 6 | 73.04 | 0 | 385.4521 | 0 | 759.0579 | 0 | 373.6058
2024-06-16 | 6 | 73.04 | 0 | 385.4521 | 0 | 759.0579 | 0 | 373.6058
2024-06-16 | 6 | 84.02 | 0 | 385.4521 | 0 | 759.0579 | 0 | 373.6058
2024-06-16 | 6 | 87.08 | 0 | 385.4521 | 0 | 759.0579 | 0 | 373.6058
2024-06-16 | 6 | 91.04 | 0 | 385.4521 | 0 | 759.0579 | 0 | 373.6058
2024-06-16 | 6 | 91.04 | 0 | 385.4521 | 0 | 759.0579 | 0 | 373.6058
2024-06-16 | 6 | 93.92 | 0 | 385.4521 | 0 | 759.0579 | 0 | 373.6058
2024-06-16 | 6 | 93.92 | 0 | 385.4521 | 0 | 759.0579 | 0 | 373.6058
2024-06-16 | 6 | 91.94 | 0 | 385.4521 | 0 | 759.0579 | 0 | 373.6058
2024-06-16 | 6 | 93.02 | 0 | 385.4521 | 0 | 759.0579 | 0 | 373.6058
2024-06-16 | 6 | 95 | 0 | 385.4521 | 0 | 759.0579 | 0 | 373.6058
2024-06-16 | 6 | 93.92 | 0 | 385.4521 | 0 | 759.0579 | 0 | 373.6058
2024-06-16 | 6 | 91.94 | 0 | 385.4521 | 0 | 759.0579 | 0 | 373.6058
2024-06-16 | 6 | 89.06 | 0 | 385.4521 | 0 | 759.0579 | 0 | 373.6058
2024-06-16 | 6 | 87.08 | 0 | 385.4521 | 0 | 759.0579 | 0 | 373.6058
2024-06-16 | 6 | 84.02 | 0 | 385.4521 | 0 | 759.0579 | 0 | 373.6058
2024-06-16 | 6 | 80.06 | 0 | 385.4521 | 0 | 759.0579 | 0 | 373.6058
2024-06-16 | 6 | 77 | 0 | 385.4521 | 0 | 759.0579 | 0 | 373.6058
2024-06-16 | 6 | 75.92 | 0 | 385.4521 | 0 | 759.0579 | 0 | 373.6058
2024-06-17 | 6 | 73.04 | 0 | 385.4521 | 0 | 759.0579 | 0 | 373.6058
2024-06-17 | 6 | 71.96 | 0 | 385.4521 | 0 | 759.0579 | 0 | 373.6058
2024-06-17 | 6 | 71.96 | 0 | 385.4521 | 0 | 759.0579 | 0 | 373.6058
2024-06-17 | 6 | 71.06 | 0 | 385.4521 | 0 | 759.0579 | 0 | 373.6058
2024-06-17 | 6 | 71.06 | 0 | 385.4521 | 0 | 759.0579 | 0 | 373.6058
2024-06-17 | 6 | 73.94 | 0 | 385.4521 | 0 | 759.0579 | 0 | 373.6058
2024-06-17 | 6 | 73.94 | 0 | 385.4521 | 0 | 759.0579 | 0 | 373.6058
2024-06-17 | 6 | 82.94 | 0 | 385.4521 | 0 | 759.0579 | 0 | 373.6058
2024-06-17 | 6 | 87.98 | 0 | 385.4521 | 0 | 759.0579 | 0 | 373.6058
2024-06-17 | 6 | 91.04 | 0 | 385.4521 | 0 | 759.0579 | 0 | 373.6058
2024-06-17 | 6 | 91.94 | 0 | 385.4521 | 0 | 759.0579 | 0 | 373.6058
2024-06-17 | 6 | 91.94 | 0 | 385.4521 | 0 | 759.0579 | 0 | 373.6058
2024-06-17 | 6 | 91.94 | 0 | 385.4521 | 0 | 759.0579 | 0 | 373.6058
2024-06-17 | 6 | 95 | 0 | 385.4521 | 0 | 759.0579 | 0 | 373.6058
2024-06-17 | 6 | 96.98 | 0 | 385.4521 | 0 | 759.0579 | 0 | 373.6058
2024-06-17 | 6 | 96.08 | 0 | 385.4521 | 0 | 759.0579 | 0 | 373.6058
2024-06-17 | 6 | 93.92 | 0 | 385.4521 | 0 | 759.0579 | 0 | 373.6058
2024-06-17 | 6 | 91.94 | 0 | 385.4521 | 0 | 759.0579 | 0 | 373.6058
2024-06-17 | 6 | 91.94 | 0 | 385.4521 | 0 | 759.0579 | 0 | 373.6058
2024-06-17 | 6 | 80.96 | 0 | 385.4521 | 0 | 759.0579 | 0 | 373.6058
2024-06-17 | 6 | 78.98 | 0 | 385.4521 | 0 | 759.0579 | 0 | 373.6058
2024-06-17 | 6 | 78.08 | 0 | 385.4521 | 0 | 759.0579 | 0 | 373.6058
2024-06-17 | 6 | 77 | 0 | 385.4521 | 0 | 759.0579 | 0 | 373.6058
2024-06-17 | 6 | 75.92 | 0 | 385.4521 | 0 | 759.0579 | 0 | 373.6058
2024-06-18 | 6 | 75.92 | 0 | 385.4521 | 0 | 759.0579 | 0 | 373.6058
2024-06-18 | 6 | 73.94 | 0 | 385.4521 | 0 | 759.0579 | 0 | 373.6058
2024-06-18 | 6 | 71.96 | 0 | 385.4521 | 0 | 759.0579 | 0 | 373.6058
2024-06-18 | 6 | 71.96 | 0 | 385.4521 | 0 | 759.0579 | 0 | 373.6058
2024-06-18 | 6 | 71.96 | 0 | 385.4521 | 0 | 759.0579 | 0 | 373.6058
2024-06-18 | 6 | 75.02 | 0 | 385.4521 | 0 | 759.0579 | 0 | 373.6058
2024-06-18 | 6 | 75.02 | 0 | 385.4521 | 0 | 759.0579 | 0 | 373.6058
2024-06-18 | 6 | 84.02 | 0 | 385.4521 | 0 | 759.0579 | 0 | 373.6058
2024-06-18 | 6 | 87.98 | 0 | 385.4521 | 0 | 759.0579 | 0 | 373.6058
2024-06-18 | 6 | 91.04 | 0 | 385.4521 | 0 | 759.0579 | 0 | 373.6058
2024-06-18 | 6 | 93.02 | 0 | 385.4521 | 0 | 759.0579 | 0 | 373.6058
2024-06-18 | 6 | 95 | 0 | 385.4521 | 0 | 759.0579 | 0 | 373.6058
2024-06-18 | 6 | 95 | 0 | 385.4521 | 0 | 759.0579 | 0 | 373.6058
2024-06-18 | 6 | 84.92 | 0 | 385.4521 | 0 | 759.0579 | 0 | 373.6058
2024-06-18 | 6 | 84.02 | 0 | 385.4521 | 0 | 759.0579 | 0 | 373.6058
2024-06-18 | 6 | 82.94 | 0 | 385.4521 | 0 | 759.0579 | 0 | 373.6058
2024-06-18 | 6 | 80.96 | 0 | 385.4521 | 0 | 759.0579 | 0 | 373.6058
2024-06-18 | 6 | 80.06 | 0 | 385.4521 | 0 | 759.0579 | 0 | 373.6058
2024-06-18 | 6 | 80.06 | 0 | 385.4521 | 0 | 759.0579 | 0 | 373.6058
2024-06-18 | 6 | 75.92 | 0 | 385.4521 | 0 | 759.0579 | 0 | 373.6058
2024-06-18 | 6 | 73.94 | 0 | 385.4521 | 0 | 759.0579 | 0 | 373.6058
2024-06-18 | 6 | 73.04 | 0 | 385.4521 | 0 | 759.0579 | 0 | 373.6058
2024-06-18 | 6 | 73.04 | 0 | 385.4521 | 0 | 759.0579 | 0 | 373.6058
2024-06-18 | 6 | 71.96 | 0 | 385.4521 | 0 | 759.0579 | 0 | 373.6058
2024-06-19 | 6 | 71.96 | 0 | 385.4521 | 0 | 759.0579 | 0 | 373.6058
2024-06-19 | 6 | 71.06 | 0 | 385.4521 | 0 | 759.0579 | 0 | 373.6058
2024-06-19 | 6 | 71.06 | 0 | 385.4521 | 0 | 759.0579 | 0 | 373.6058
2024-06-19 | 6 | 71.06 | 0 | 385.4521 | 0 | 759.0579 | 0 | 373.6058
2024-06-19 | 6 | 71.06 | 0 | 385.4521 | 0 | 759.0579 | 0 | 373.6058
2024-06-19 | 6 | 71.96 | 0 | 385.4521 | 0 | 759.0579 | 0 | 373.6058
2024-06-19 | 6 | 71.96 | 0 | 385.4521 | 0 | 759.0579 | 0 | 373.6058
2024-06-19 | 6 | 80.06 | 0 | 385.4521 | 0 | 759.0579 | 0 | 373.6058
2024-06-19 | 6 | 84.02 | 0 | 385.4521 | 0 | 759.0579 | 0 | 373.6058
2024-06-19 | 6 | 86 | 0 | 385.4521 | 0 | 759.0579 | 0 | 373.6058
2024-06-19 | 6 | 89.06 | 0 | 385.4521 | 0 | 759.0579 | 0 | 373.6058
2024-06-19 | 6 | 91.04 | 0 | 385.4521 | 0 | 759.0579 | 0 | 373.6058
2024-06-19 | 6 | 91.04 | 0 | 385.4521 | 0 | 759.0579 | 0 | 373.6058
2024-06-19 | 6 | 91.94 | 0 | 385.4521 | 0 | 759.0579 | 0 | 373.6058
2024-06-19 | 6 | 91.04 | 0 | 385.4521 | 0 | 759.0579 | 0 | 373.6058
2024-06-19 | 6 | 89.96 | 0 | 385.4521 | 0 | 759.0579 | 0 | 373.6058
2024-06-19 | 6 | 89.06 | 0 | 385.4521 | 0 | 759.0579 | 0 | 373.6058
2024-06-19 | 6 | 87.98 | 0 | 385.4521 | 0 | 759.0579 | 0 | 373.6058
2024-06-19 | 6 | 87.98 | 0 | 385.4521 | 0 | 759.0579 | 0 | 373.6058
2024-06-19 | 6 | 84.02 | 0 | 385.4521 | 0 | 759.0579 | 0 | 373.6058
2024-06-19 | 6 | 80.96 | 0 | 385.4521 | 0 | 759.0579 | 0 | 373.6058
2024-06-19 | 6 | 80.06 | 0 | 385.4521 | 0 | 759.0579 | 0 | 373.6058
2024-06-19 | 6 | 78.08 | 0 | 385.4521 | 0 | 759.0579 | 0 | 373.6058
2024-06-19 | 6 | 78.08 | 0 | 385.4521 | 0 | 759.0579 | 0 | 373.6058
2024-06-20 | 6 | 78.08 | 0 | 385.4521 | 0 | 759.0579 | 0 | 373.6058
2024-06-20 | 6 | 75.02 | 0 | 385.4521 | 0 | 759.0579 | 0 | 373.6058
2024-06-20 | 6 | 75.02 | 0 | 385.4521 | 0 | 759.0579 | 0 | 373.6058
2024-06-20 | 6 | 73.94 | 0 | 385.4521 | 0 | 759.0579 | 0 | 373.6058
2024-06-20 | 6 | 75.02 | 0 | 385.4521 | 0 | 759.0579 | 0 | 373.6058
2024-06-20 | 6 | 77 | 0 | 385.4521 | 0 | 759.0579 | 0 | 373.6058
2024-06-20 | 6 | 77 | 0 | 385.4521 | 0 | 759.0579 | 0 | 373.6058
2024-06-20 | 6 | 78.08 | 0 | 385.4521 | 0 | 759.0579 | 0 | 373.6058
2024-06-20 | 6 | 80.06 | 0 | 385.4521 | 0 | 759.0579 | 0 | 373.6058
2024-06-20 | 6 | 82.04 | 0 | 385.4521 | 0 | 759.0579 | 0 | 373.6058
2024-06-20 | 6 | 87.08 | 0 | 385.4521 | 0 | 759.0579 | 0 | 373.6058
2024-06-20 | 6 | 87.98 | 0 | 385.4521 | 0 | 759.0579 | 0 | 373.6058
2024-06-20 | 6 | 87.98 | 0 | 385.4521 | 0 | 759.0579 | 0 | 373.6058
2024-06-20 | 6 | 93.02 | 0 | 385.4521 | 0 | 759.0579 | 0 | 373.6058
2024-06-20 | 6 | 91.94 | 0 | 385.4521 | 0 | 759.0579 | 0 | 373.6058
2024-06-20 | 6 | 91.94 | 0 | 385.4521 | 0 | 759.0579 | 0 | 373.6058
2024-06-20 | 6 | 89.96 | 0 | 385.4521 | 0 | 759.0579 | 0 | 373.6058
2024-06-20 | 6 | 87.98 | 0 | 385.4521 | 0 | 759.0579 | 0 | 373.6058
2024-06-20 | 6 | 87.98 | 0 | 385.4521 | 0 | 759.0579 | 0 | 373.6058
2024-06-20 | 6 | 80.96 | 0 | 385.4521 | 0 | 759.0579 | 0 | 373.6058
2024-06-20 | 6 | 80.06 | 0 | 385.4521 | 0 | 759.0579 | 0 | 373.6058
2024-06-20 | 6 | 78.98 | 0 | 385.4521 | 0 | 759.0579 | 0 | 373.6058
2024-06-20 | 6 | 78.08 | 0 | 385.4521 | 0 | 759.0579 | 0 | 373.6058
2024-06-20 | 6 | 77 | 0 | 385.4521 | 0 | 759.0579 | 0 | 373.6058
2024-06-21 | 6 | 77 | 0 | 385.4521 | 0 | 759.0579 | 0 | 373.6058
2024-06-21 | 6 | 75.02 | 0 | 385.4521 | 0 | 759.0579 | 0 | 373.6058
2024-06-21 | 6 | 73.04 | 0 | 385.4521 | 0 | 759.0579 | 0 | 373.6058
2024-06-21 | 6 | 71.96 | 0 | 385.4521 | 0 | 759.0579 | 0 | 373.6058
2024-06-21 | 6 | 71.96 | 0 | 385.4521 | 0 | 759.0579 | 0 | 373.6058
2024-06-21 | 6 | 73.94 | 0 | 385.4521 | 0 | 759.0579 | 0 | 373.6058
2024-06-21 | 6 | 73.94 | 0 | 385.4521 | 0 | 759.0579 | 0 | 373.6058
2024-06-21 | 6 | 80.06 | 0 | 385.4521 | 0 | 759.0579 | 0 | 373.6058
2024-06-21 | 6 | 86 | 0 | 385.4521 | 0 | 759.0579 | 0 | 373.6058
2024-06-21 | 6 | 87.08 | 0 | 385.4521 | 0 | 759.0579 | 0 | 373.6058
2024-06-21 | 6 | 91.94 | 0 | 385.4521 | 0 | 759.0579 | 0 | 373.6058
2024-06-21 | 6 | 93.92 | 0 | 385.4521 | 0 | 759.0579 | 0 | 373.6058
2024-06-21 | 6 | 93.92 | 0 | 385.4521 | 0 | 759.0579 | 0 | 373.6058
2024-06-21 | 6 | 93.92 | 0 | 385.4521 | 0 | 759.0579 | 0 | 373.6058
2024-06-21 | 6 | 93.92 | 0 | 385.4521 | 0 | 759.0579 | 0 | 373.6058
2024-06-21 | 6 | 93.92 | 0 | 385.4521 | 0 | 759.0579 | 0 | 373.6058
2024-06-21 | 6 | 93.02 | 0 | 385.4521 | 0 | 759.0579 | 0 | 373.6058
2024-06-21 | 6 | 89.96 | 0 | 385.4521 | 0 | 759.0579 | 0 | 373.6058
2024-06-21 | 6 | 89.96 | 0 | 385.4521 | 0 | 759.0579 | 0 | 373.6058
2024-06-21 | 6 | 82.04 | 0 | 385.4521 | 0 | 759.0579 | 0 | 373.6058
2024-06-21 | 6 | 78.08 | 0 | 385.4521 | 0 | 759.0579 | 0 | 373.6058
2024-06-21 | 6 | 77 | 0 | 385.4521 | 0 | 759.0579 | 0 | 373.6058
2024-06-21 | 6 | 73.94 | 0 | 385.4521 | 0 | 759.0579 | 0 | 373.6058
2024-06-21 | 6 | 73.94 | 0 | 385.4521 | 0 | 759.0579 | 0 | 373.6058
2024-06-22 | 6 | 73.94 | 0 | 385.4521 | 0 | 759.0579 | 0 | 373.6058
2024-06-22 | 6 | 71.96 | 0 | 385.4521 | 0 | 759.0579 | 0 | 373.6058
2024-06-22 | 6 | 71.06 | 0 | 385.4521 | 0 | 759.0579 | 0 | 373.6058
2024-06-22 | 6 | 71.96 | 0 | 385.4521 | 0 | 759.0579 | 0 | 373.6058
2024-06-22 | 6 | 71.96 | 0 | 385.4521 | 0 | 759.0579 | 0 | 373.6058
2024-06-22 | 6 | 73.04 | 0 | 385.4521 | 0 | 759.0579 | 0 | 373.6058
2024-06-22 | 6 | 73.04 | 0 | 385.4521 | 0 | 759.0579 | 0 | 373.6058
2024-06-22 | 6 | 82.94 | 0 | 385.4521 | 0 | 759.0579 | 0 | 373.6058
2024-06-22 | 6 | 87.08 | 0 | 385.4521 | 0 | 759.0579 | 0 | 373.6058
2024-06-22 | 6 | 89.06 | 0 | 385.4521 | 0 | 759.0579 | 0 | 373.6058
2024-06-22 | 6 | 89.96 | 0 | 385.4521 | 0 | 759.0579 | 0 | 373.6058
2024-06-22 | 6 | 93.92 | 0 | 385.4521 | 0 | 759.0579 | 0 | 373.6058
2024-06-22 | 6 | 93.92 | 0 | 385.4521 | 0 | 759.0579 | 0 | 373.6058
2024-06-22 | 6 | 96.98 | 0 | 385.4521 | 0 | 759.0579 | 0 | 373.6058
2024-06-22 | 6 | 96.08 | 0 | 385.4521 | 0 | 759.0579 | 0 | 373.6058
2024-06-22 | 6 | 96.08 | 0 | 385.4521 | 0 | 759.0579 | 0 | 373.6058
2024-06-22 | 6 | 95 | 0 | 385.4521 | 0 | 759.0579 | 0 | 373.6058
2024-06-22 | 6 | 93.02 | 0 | 385.4521 | 0 | 759.0579 | 0 | 373.6058
2024-06-22 | 6 | 93.02 | 0 | 385.4521 | 0 | 759.0579 | 0 | 373.6058
2024-06-22 | 6 | 82.04 | 0 | 385.4521 | 0 | 759.0579 | 0 | 373.6058
2024-06-22 | 6 | 80.06 | 0 | 385.4521 | 0 | 759.0579 | 0 | 373.6058
2024-06-22 | 6 | 78.98 | 0 | 385.4521 | 0 | 759.0579 | 0 | 373.6058
2024-06-22 | 6 | 78.08 | 0 | 385.4521 | 0 | 759.0579 | 0 | 373.6058
2024-06-22 | 6 | 77 | 0 | 385.4521 | 0 | 759.0579 | 0 | 373.6058
2024-06-23 | 6 | 77 | 0 | 385.4521 | 0 | 759.0579 | 0 | 373.6058
2024-06-23 | 6 | 75.02 | 0 | 385.4521 | 0 | 759.0579 | 0 | 373.6058
2024-06-23 | 6 | 75.92 | 0 | 385.4521 | 0 | 759.0579 | 0 | 373.6058
2024-06-23 | 6 | 73.04 | 0 | 385.4521 | 0 | 759.0579 | 0 | 373.6058
2024-06-23 | 6 | 73.04 | 0 | 385.4521 | 0 | 759.0579 | 0 | 373.6058
2024-06-23 | 6 | 75.92 | 0 | 385.4521 | 0 | 759.0579 | 0 | 373.6058
2024-06-23 | 6 | 75.92 | 0 | 385.4521 | 0 | 759.0579 | 0 | 373.6058
2024-06-23 | 6 | 87.08 | 0 | 385.4521 | 0 | 759.0579 | 0 | 373.6058
2024-06-23 | 6 | 89.06 | 0 | 385.4521 | 0 | 759.0579 | 0 | 373.6058
2024-06-23 | 6 | 91.04 | 0 | 385.4521 | 0 | 759.0579 | 0 | 373.6058
2024-06-23 | 6 | 93.02 | 0 | 385.4521 | 0 | 759.0579 | 0 | 373.6058
2024-06-23 | 6 | 93.92 | 0 | 385.4521 | 0 | 759.0579 | 0 | 373.6058
2024-06-23 | 6 | 93.92 | 0 | 385.4521 | 0 | 759.0579 | 0 | 373.6058
2024-06-23 | 6 | 93.92 | 0 | 385.4521 | 0 | 759.0579 | 0 | 373.6058
2024-06-23 | 6 | 96.08 | 0 | 385.4521 | 0 | 759.0579 | 0 | 373.6058
2024-06-23 | 6 | 96.08 | 0 | 385.4521 | 0 | 759.0579 | 0 | 373.6058
2024-06-23 | 6 | 93.92 | 0 | 385.4521 | 0 | 759.0579 | 0 | 373.6058
2024-06-23 | 6 | 91.94 | 0 | 385.4521 | 0 | 759.0579 | 0 | 373.6058
2024-06-23 | 6 | 91.94 | 0 | 385.4521 | 0 | 759.0579 | 0 | 373.6058
2024-06-23 | 6 | 87.08 | 0 | 385.4521 | 0 | 759.0579 | 0 | 373.6058
2024-06-23 | 6 | 80.96 | 0 | 385.4521 | 0 | 759.0579 | 0 | 373.6058
2024-06-23 | 6 | 80.06 | 0 | 385.4521 | 0 | 759.0579 | 0 | 373.6058
2024-06-23 | 6 | 77 | 0 | 385.4521 | 0 | 759.0579 | 0 | 373.6058
2024-06-23 | 6 | 77 | 0 | 385.4521 | 0 | 759.0579 | 0 | 373.6058
2024-06-24 | 6 | 77 | 0 | 385.4521 | 0 | 759.0579 | 0 | 373.6058
2024-06-24 | 6 | 77 | 0 | 385.4521 | 0 | 759.0579 | 0 | 373.6058
2024-06-24 | 6 | 75.02 | 0 | 385.4521 | 0 | 759.0579 | 0 | 373.6058
2024-06-24 | 6 | 75.92 | 0 | 385.4521 | 0 | 759.0579 | 0 | 373.6058
2024-06-24 | 6 | 73.94 | 0 | 385.4521 | 0 | 759.0579 | 0 | 373.6058
2024-06-24 | 6 | 78.08 | 0 | 385.4521 | 0 | 759.0579 | 0 | 373.6058
2024-06-24 | 6 | 78.08 | 0 | 385.4521 | 0 | 759.0579 | 0 | 373.6058
2024-06-24 | 6 | 84.92 | 0 | 385.4521 | 0 | 759.0579 | 0 | 373.6058
2024-06-24 | 6 | 87.98 | 0 | 385.4521 | 0 | 759.0579 | 0 | 373.6058
2024-06-24 | 6 | 91.04 | 0 | 385.4521 | 0 | 759.0579 | 0 | 373.6058
2024-06-24 | 6 | 93.92 | 0 | 385.4521 | 0 | 759.0579 | 0 | 373.6058
2024-06-24 | 6 | 96.08 | 0 | 385.4521 | 0 | 759.0579 | 0 | 373.6058
2024-06-24 | 6 | 96.08 | 0 | 385.4521 | 0 | 759.0579 | 0 | 373.6058
2024-06-24 | 6 | 96.98 | 0 | 385.4521 | 0 | 759.0579 | 0 | 373.6058
2024-06-24 | 6 | 98.06 | 0 | 385.4521 | 0 | 759.0579 | 0 | 373.6058
2024-06-24 | 6 | 95 | 0 | 385.4521 | 0 | 759.0579 | 0 | 373.6058
2024-06-24 | 6 | 87.98 | 0 | 385.4521 | 0 | 759.0579 | 0 | 373.6058
2024-06-24 | 6 | 84.92 | 0 | 385.4521 | 0 | 759.0579 | 0 | 373.6058
2024-06-24 | 6 | 78.98 | 0 | 385.4521 | 0 | 759.0579 | 0 | 373.6058
2024-06-24 | 6 | 75.02 | 0 | 385.4521 | 0 | 759.0579 | 0 | 373.6058
2024-06-24 | 6 | 75.02 | 0 | 385.4521 | 0 | 759.0579 | 0 | 373.6058
2024-06-24 | 6 | 73.94 | 0 | 385.4521 | 0 | 759.0579 | 0 | 373.6058
2024-06-24 | 6 | 71.96 | 0 | 385.4521 | 0 | 759.0579 | 0 | 373.6058
2024-06-24 | 6 | 71.06 | 0 | 385.4521 | 0 | 759.0579 | 0 | 373.6058
2024-06-25 | 6 | 71.06 | 0 | 385.4521 | 0 | 759.0579 | 0 | 373.6058
2024-06-25 | 6 | 69.08 | 0 | 385.4521 | 0 | 759.0579 | 0 | 373.6058
2024-06-25 | 6 | 69.08 | 0 | 385.4521 | 0 | 759.0579 | 0 | 373.6058
2024-06-25 | 6 | 68 | 0 | 385.4521 | 0 | 759.0579 | 0 | 373.6058
2024-06-25 | 6 | 68 | 0 | 385.4521 | 0 | 759.0579 | 0 | 373.6058
2024-06-25 | 6 | 71.06 | 0 | 385.4521 | 0 | 759.0579 | 0 | 373.6058
2024-06-25 | 6 | 71.06 | 0 | 385.4521 | 0 | 759.0579 | 0 | 373.6058
2024-06-25 | 6 | 82.04 | 0 | 385.4521 | 0 | 759.0579 | 0 | 373.6058
2024-06-25 | 6 | 87.08 | 0 | 385.4521 | 0 | 759.0579 | 0 | 373.6058
2024-06-25 | 6 | 91.04 | 0 | 385.4521 | 0 | 759.0579 | 0 | 373.6058
2024-06-25 | 6 | 93.02 | 0 | 385.4521 | 0 | 759.0579 | 0 | 373.6058
2024-06-25 | 6 | 93.02 | 0 | 385.4521 | 0 | 759.0579 | 0 | 373.6058
2024-06-25 | 6 | 93.02 | 0 | 385.4521 | 0 | 759.0579 | 0 | 373.6058
2024-06-25 | 6 | 91.4 | 0 | 385.4521 | 0 | 759.0579 | 0 | 373.6058
2024-06-25 | 6 | 80.06 | 0 | 385.4521 | 0 | 759.0579 | 0 | 373.6058
2024-06-25 | 6 | 94.28 | 0 | 385.4521 | 0 | 759.0579 | 0 | 373.6058
2024-06-25 | 6 | 84.02 | 0 | 385.4521 | 0 | 759.0579 | 0 | 373.6058
2024-06-25 | 6 | 84.92 | 0 | 385.4521 | 0 | 759.0579 | 0 | 373.6058
2024-06-25 | 6 | 84.92 | 0 | 385.4521 | 0 | 759.0579 | 0 | 373.6058
2024-06-25 | 6 | 77 | 0 | 385.4521 | 0 | 759.0579 | 0 | 373.6058
2024-06-25 | 6 | 75.02 | 0 | 385.4521 | 0 | 759.0579 | 0 | 373.6058
2024-06-25 | 6 | 73.94 | 0 | 385.4521 | 0 | 759.0579 | 0 | 373.6058
2024-06-25 | 6 | 73.94 | 0 | 385.4521 | 0 | 759.0579 | 0 | 373.6058
2024-06-25 | 6 | 73.04 | 0 | 385.4521 | 0 | 759.0579 | 0 | 373.6058
2024-06-26 | 6 | 73.04 | 0 | 385.4521 | 0 | 759.0579 | 0 | 373.6058
2024-06-26 | 6 | 73.04 | 0 | 385.4521 | 0 | 759.0579 | 0 | 373.6058
2024-06-26 | 6 | 71.96 | 0 | 385.4521 | 0 | 759.0579 | 0 | 373.6058
2024-06-26 | 6 | 73.04 | 0 | 385.4521 | 0 | 759.0579 | 0 | 373.6058
2024-06-26 | 6 | 71.06 | 0 | 385.4521 | 0 | 759.0579 | 0 | 373.6058
2024-06-26 | 6 | 73.94 | 0 | 385.4521 | 0 | 759.0579 | 0 | 373.6058
2024-06-26 | 6 | 73.94 | 0 | 385.4521 | 0 | 759.0579 | 0 | 373.6058
2024-06-26 | 6 | 82.04 | 0 | 385.4521 | 0 | 759.0579 | 0 | 373.6058
2024-06-26 | 6 | 86 | 0 | 385.4521 | 0 | 759.0579 | 0 | 373.6058
2024-06-26 | 6 | 89.06 | 0 | 385.4521 | 0 | 759.0579 | 0 | 373.6058
2024-06-26 | 6 | 91.04 | 0 | 385.4521 | 0 | 759.0579 | 0 | 373.6058
2024-06-26 | 6 | 91.04 | 0 | 385.4521 | 0 | 759.0579 | 0 | 373.6058
2024-06-26 | 6 | 91.04 | 0 | 385.4521 | 0 | 759.0579 | 0 | 373.6058
2024-06-26 | 6 | 91.04 | 0 | 385.4521 | 0 | 759.0579 | 0 | 373.6058
2024-06-26 | 6 | 87.98 | 0 | 385.4521 | 0 | 759.0579 | 0 | 373.6058
2024-06-26 | 6 | 80.06 | 0 | 385.4521 | 0 | 759.0579 | 0 | 373.6058
2024-06-26 | 6 | 78.08 | 0 | 385.4521 | 0 | 759.0579 | 0 | 373.6058
2024-06-26 | 6 | 75.92 | 0 | 385.4521 | 0 | 759.0579 | 0 | 373.6058
2024-06-26 | 6 | 75.92 | 0 | 385.4521 | 0 | 759.0579 | 0 | 373.6058
2024-06-26 | 6 | 75.02 | 0 | 385.4521 | 0 | 759.0579 | 0 | 373.6058
2024-06-26 | 6 | 73.94 | 0 | 385.4521 | 0 | 759.0579 | 0 | 373.6058
2024-06-26 | 6 | 73.94 | 0 | 385.4521 | 0 | 759.0579 | 0 | 373.6058
2024-06-26 | 6 | 73.04 | 0 | 385.4521 | 0 | 759.0579 | 0 | 373.6058
2024-06-26 | 6 | 73.04 | 0 | 385.4521 | 0 | 759.0579 | 0 | 373.6058
2024-06-27 | 6 | 73.04 | 0 | 385.4521 | 0 | 759.0579 | 0 | 373.6058
2024-06-27 | 6 | 71.06 | 0 | 385.4521 | 0 | 759.0579 | 0 | 373.6058
2024-06-27 | 6 | 71.96 | 0 | 385.4521 | 0 | 759.0579 | 0 | 373.6058
2024-06-27 | 6 | 71.96 | 0 | 385.4521 | 0 | 759.0579 | 0 | 373.6058
2024-06-27 | 6 | 71.96 | 0 | 385.4521 | 0 | 759.0579 | 0 | 373.6058
2024-06-27 | 6 | 71.96 | 0 | 385.4521 | 0 | 759.0579 | 0 | 373.6058
2024-06-27 | 6 | 73.04 | 0 | 385.4521 | 0 | 759.0579 | 0 | 373.6058
2024-06-27 | 6 | 73.04 | 0 | 385.4521 | 0 | 759.0579 | 0 | 373.6058
2024-06-27 | 6 | 77 | 0 | 385.4521 | 0 | 759.0579 | 0 | 373.6058
2024-06-27 | 6 | 77 | 0 | 385.4521 | 0 | 759.0579 | 0 | 373.6058
2024-06-27 | 6 | 78.8 | 0 | 385.4521 | 0 | 759.0579 | 0 | 373.6058
2024-06-27 | 6 | 75.02 | 0 | 385.4521 | 0 | 759.0579 | 0 | 373.6058
2024-06-27 | 6 | 73.94 | 0 | 385.4521 | 0 | 759.0579 | 0 | 373.6058
2024-06-27 | 6 | 78.98 | 0 | 385.4521 | 0 | 759.0579 | 0 | 373.6058
2024-06-27 | 6 | 77 | 0 | 385.4521 | 0 | 759.0579 | 0 | 373.6058
2024-06-27 | 6 | 80.96 | 0 | 385.4521 | 0 | 759.0579 | 0 | 373.6058
2024-06-27 | 6 | 78.08 | 0 | 385.4521 | 0 | 759.0579 | 0 | 373.6058
2024-06-27 | 6 | 78.08 | 0 | 385.4521 | 0 | 759.0579 | 0 | 373.6058
2024-06-27 | 6 | 78.98 | 0 | 385.4521 | 0 | 759.0579 | 0 | 373.6058
2024-06-27 | 6 | 75.02 | 0 | 385.4521 | 0 | 759.0579 | 0 | 373.6058
2024-06-27 | 6 | 75.02 | 0 | 385.4521 | 0 | 759.0579 | 0 | 373.6058
2024-06-27 | 6 | 73.04 | 0 | 385.4521 | 0 | 759.0579 | 0 | 373.6058
2024-06-27 | 6 | 71.06 | 0 | 385.4521 | 0 | 759.0579 | 0 | 373.6058
2024-06-27 | 6 | 68 | 0 | 385.4521 | 0 | 759.0579 | 0 | 373.6058
2024-06-28 | 6 | 68 | 0 | 385.4521 | 0 | 759.0579 | 0 | 373.6058
2024-06-28 | 6 | 62.96 | 0 | 385.4521 | 0 | 759.0579 | 0 | 373.6058
2024-06-28 | 6 | 62.06 | 0 | 385.4521 | 0 | 759.0579 | 0 | 373.6058
2024-06-28 | 6 | 62.06 | 0 | 385.4521 | 0 | 759.0579 | 0 | 373.6058
2024-06-28 | 6 | 60.98 | 0 | 385.4521 | 0 | 759.0579 | 0 | 373.6058
2024-06-28 | 6 | 62.06 | 0.0011774 | 385.4532 | 0.002812 | 759.0607 | 0.0016346 | 373.6075
2024-06-28 | 6 | 64.04 | 0 | 385.4532 | 0 | 759.0607 | 0 | 373.6075
2024-06-28 | 6 | 73.04 | 0 | 385.4532 | 0 | 759.0607 | 0 | 373.6075
2024-06-28 | 6 | 75.02 | 0 | 385.4532 | 0 | 759.0607 | 0 | 373.6075
2024-06-28 | 6 | 77 | 0 | 385.4532 | 0 | 759.0607 | 0 | 373.6075
2024-06-28 | 6 | 80.06 | 0 | 385.4532 | 0 | 759.0607 | 0 | 373.6075
2024-06-28 | 6 | 80.96 | 0 | 385.4532 | 0 | 759.0607 | 0 | 373.6075
2024-06-28 | 6 | 80.96 | 0 | 385.4532 | 0 | 759.0607 | 0 | 373.6075
2024-06-28 | 6 | 82.04 | 0 | 385.4532 | 0 | 759.0607 | 0 | 373.6075
2024-06-28 | 6 | 84.02 | 0 | 385.4532 | 0 | 759.0607 | 0 | 373.6075
2024-06-28 | 6 | 82.94 | 0 | 385.4532 | 0 | 759.0607 | 0 | 373.6075
2024-06-28 | 6 | 82.94 | 0 | 385.4532 | 0 | 759.0607 | 0 | 373.6075
2024-06-28 | 6 | 80.96 | 0 | 385.4532 | 0 | 759.0607 | 0 | 373.6075
2024-06-28 | 6 | 80.96 | 0 | 385.4532 | 0 | 759.0607 | 0 | 373.6075
2024-06-28 | 6 | 68 | 0 | 385.4532 | 0 | 759.0607 | 0 | 373.6075
2024-06-28 | 6 | 66.92 | 0 | 385.4532 | 0 | 759.0607 | 0 | 373.6075
2024-06-28 | 6 | 64.94 | 0 | 385.4532 | 0 | 759.0607 | 0 | 373.6075
2024-06-28 | 6 | 62.96 | 0 | 385.4532 | 0 | 759.0607 | 0 | 373.6075
2024-06-28 | 6 | 62.06 | 0 | 385.4532 | 0 | 759.0607 | 0 | 373.6075
2024-06-29 | 6 | 62.06 | 0 | 385.4532 | 0 | 759.0607 | 0 | 373.6075
2024-06-29 | 6 | 59 | 0 | 385.4532 | 0 | 759.0607 | 0 | 373.6075
2024-06-29 | 6 | 57.92 | 0.020208 | 385.4734 | 0.046966 | 759.1077 | 0.026758 | 373.6342
2024-06-29 | 6 | 57.92 | 0.033695 | 385.5071 | 0.078312 | 759.186 | 0.044617 | 373.6789
2024-06-29 | 6 | 57.92 | 0.042681 | 385.5498 | 0.099197 | 759.2852 | 0.056516 | 373.7354
2024-06-29 | 6 | 60.98 | 0.025655 | 385.5755 | 0.060849 | 759.346 | 0.035194 | 373.7706
2024-06-29 | 6 | 60.98 | 0 | 385.5755 | 0 | 759.346 | 0 | 373.7706
2024-06-29 | 6 | 69.98 | 0 | 385.5755 | 0 | 759.346 | 0 | 373.7706
2024-06-29 | 6 | 78.08 | 0 | 385.5755 | 0 | 759.346 | 0 | 373.7706
2024-06-29 | 6 | 80.06 | 0 | 385.5755 | 0 | 759.346 | 0 | 373.7706
2024-06-29 | 6 | 82.04 | 0 | 385.5755 | 0 | 759.346 | 0 | 373.7706
2024-06-29 | 6 | 84.02 | 0 | 385.5755 | 0 | 759.346 | 0 | 373.7706
2024-06-29 | 6 | 84.02 | 0 | 385.5755 | 0 | 759.346 | 0 | 373.7706
2024-06-29 | 6 | 82.94 | 0 | 385.5755 | 0 | 759.346 | 0 | 373.7706
2024-06-29 | 6 | 84.92 | 0 | 385.5755 | 0 | 759.346 | 0 | 373.7706
2024-06-29 | 6 | 87.08 | 0 | 385.5755 | 0 | 759.346 | 0 | 373.7706
2024-06-29 | 6 | 87.08 | 0 | 385.5755 | 0 | 759.346 | 0 | 373.7706
2024-06-29 | 6 | 84.92 | 0 | 385.5755 | 0 | 759.346 | 0 | 373.7706
2024-06-29 | 6 | 84.92 | 0 | 385.5755 | 0 | 759.346 | 0 | 373.7706
2024-06-29 | 6 | 75.92 | 0 | 385.5755 | 0 | 759.346 | 0 | 373.7706
2024-06-29 | 6 | 73.04 | 0 | 385.5755 | 0 | 759.346 | 0 | 373.7706
2024-06-29 | 6 | 73.04 | 0 | 385.5755 | 0 | 759.346 | 0 | 373.7706
2024-06-29 | 6 | 73.04 | 0 | 385.5755 | 0 | 759.346 | 0 | 373.7706
2024-06-29 | 6 | 75.02 | 0 | 385.5755 | 0 | 759.346 | 0 | 373.7706
2024-06-30 | 6 | 73.04 | 0 | 385.5755 | 0 | 759.346 | 0 | 373.7706
2024-06-30 | 6 | 71.06 | 0 | 385.5755 | 0 | 759.346 | 0 | 373.7706
2024-06-30 | 6 | 69.98 | 0 | 385.5755 | 0 | 759.346 | 0 | 373.7706
2024-06-30 | 6 | 69.98 | 0 | 385.5755 | 0 | 759.346 | 0 | 373.7706
2024-06-30 | 6 | 69.08 | 0 | 385.5755 | 0 | 759.346 | 0 | 373.7706
2024-06-30 | 6 | 71.06 | 0 | 385.5755 | 0 | 759.346 | 0 | 373.7706
2024-06-30 | 6 | 71.06 | 0 | 385.5755 | 0 | 759.346 | 0 | 373.7706
2024-06-30 | 6 | 77 | 0 | 385.5755 | 0 | 759.346 | 0 | 373.7706
2024-06-30 | 6 | 78.08 | 0 | 385.5755 | 0 | 759.346 | 0 | 373.7706
2024-06-30 | 6 | 78.8 | 0 | 385.5755 | 0 | 759.346 | 0 | 373.7706
2024-06-30 | 6 | 78.08 | 0 | 385.5755 | 0 | 759.346 | 0 | 373.7706
2024-06-30 | 6 | 75.02 | 0 | 385.5755 | 0 | 759.346 | 0 | 373.7706
2024-06-30 | 6 | 75.02 | 0 | 385.5755 | 0 | 759.346 | 0 | 373.7706
2024-06-30 | 6 | 84.02 | 0 | 385.5755 | 0 | 759.346 | 0 | 373.7706
2024-06-30 | 6 | 84.92 | 0 | 385.5755 | 0 | 759.346 | 0 | 373.7706
2024-06-30 | 6 | 84.92 | 0 | 385.5755 | 0 | 759.346 | 0 | 373.7706
2024-06-30 | 6 | 82.94 | 0 | 385.5755 | 0 | 759.346 | 0 | 373.7706
2024-06-30 | 6 | 80.96 | 0 | 385.5755 | 0 | 759.346 | 0 | 373.7706
2024-06-30 | 6 | 77.72 | 0 | 385.5755 | 0 | 759.346 | 0 | 373.7706
2024-06-30 | 6 | 76.46 | 0 | 385.5755 | 0 | 759.346 | 0 | 373.7706
2024-06-30 | 6 | 76.1 | 0 | 385.5755 | 0 | 759.346 | 0 | 373.7706
2024-06-30 | 6 | 76.28 | 0 | 385.5755 | 0 | 759.346 | 0 | 373.7706
2024-06-30 | 6 | 76.1 | 0 | 385.5755 | 0 | 759.346 | 0 | 373.7706
2024-06-30 | 6 | 75.56 | 0 | 385.5755 | 0 | 759.346 | 0 | 373.7706
2024-07-01 | 7 | 75.02 | 0 | 385.5755 | 0 | 759.346 | 0 | 373.7706
2024-07-01 | 7 | 74.3 | 0 | 385.5755 | 0 | 759.346 | 0 | 373.7706
2024-07-01 | 7 | 74.48 | 0 | 385.5755 | 0 | 759.346 | 0 | 373.7706
2024-07-01 | 7 | 75.02 | 0 | 385.5755 | 0 | 759.346 | 0 | 373.7706
2024-07-01 | 7 | 76.46 | 0 | 385.5755 | 0 | 759.346 | 0 | 373.7706
2024-07-01 | 7 | 78.8 | 0 | 385.5755 | 0 | 759.346 | 0 | 373.7706
2024-07-01 | 7 | 75.92 | 0 | 385.5755 | 0 | 759.346 | 0 | 373.7706
2024-07-01 | 7 | 80.06 | 0 | 385.5755 | 0 | 759.346 | 0 | 373.7706
2024-07-01 | 7 | 82.94 | 0 | 385.5755 | 0 | 759.346 | 0 | 373.7706
2024-07-01 | 7 | 84.92 | 0 | 385.5755 | 0 | 759.346 | 0 | 373.7706
2024-07-01 | 7 | 86 | 0 | 385.5755 | 0 | 759.346 | 0 | 373.7706
2024-07-01 | 7 | 87.08 | 0 | 385.5755 | 0 | 759.346 | 0 | 373.7706
2024-07-01 | 7 | 87.08 | 0 | 385.5755 | 0 | 759.346 | 0 | 373.7706
2024-07-01 | 7 | 87.08 | 0 | 385.5755 | 0 | 759.346 | 0 | 373.7706
2024-07-01 | 7 | 82.94 | 0 | 385.5755 | 0 | 759.346 | 0 | 373.7706
2024-07-01 | 7 | 75.92 | 0 | 385.5755 | 0 | 759.346 | 0 | 373.7706
2024-07-01 | 7 | 78.98 | 0 | 385.5755 | 0 | 759.346 | 0 | 373.7706
2024-07-01 | 7 | 80.06 | 0 | 385.5755 | 0 | 759.346 | 0 | 373.7706
2024-07-01 | 7 | 80.06 | 0 | 385.5755 | 0 | 759.346 | 0 | 373.7706
2024-07-01 | 7 | 75.92 | 0 | 385.5755 | 0 | 759.346 | 0 | 373.7706
2024-07-01 | 7 | 75.92 | 0 | 385.5755 | 0 | 759.346 | 0 | 373.7706
2024-07-01 | 7 | 75.02 | 0 | 385.5755 | 0 | 759.346 | 0 | 373.7706
2024-07-01 | 7 | 73.94 | 0 | 385.5755 | 0 | 759.346 | 0 | 373.7706
2024-07-01 | 7 | 73.94 | 0 | 385.5755 | 0 | 759.346 | 0 | 373.7706
2024-07-02 | 7 | 73.94 | 0 | 385.5755 | 0 | 759.346 | 0 | 373.7706
2024-07-02 | 7 | 73.94 | 0 | 385.5755 | 0 | 759.346 | 0 | 373.7706
2024-07-02 | 7 | 73.94 | 0 | 385.5755 | 0 | 759.346 | 0 | 373.7706
2024-07-02 | 7 | 73.94 | 0 | 385.5755 | 0 | 759.346 | 0 | 373.7706
2024-07-02 | 7 | 75.02 | 0 | 385.5755 | 0 | 759.346 | 0 | 373.7706
2024-07-02 | 7 | 75.92 | 0 | 385.5755 | 0 | 759.346 | 0 | 373.7706
2024-07-02 | 7 | 75.92 | 0 | 385.5755 | 0 | 759.346 | 0 | 373.7706
2024-07-02 | 7 | 75.92 | 0 | 385.5755 | 0 | 759.346 | 0 | 373.7706
2024-07-02 | 7 | 78.98 | 0 | 385.5755 | 0 | 759.346 | 0 | 373.7706
2024-07-02 | 7 | 84.02 | 0 | 385.5755 | 0 | 759.346 | 0 | 373.7706
2024-07-02 | 7 | 84.02 | 0 | 385.5755 | 0 | 759.346 | 0 | 373.7706
2024-07-02 | 7 | 86 | 0 | 385.5755 | 0 | 759.346 | 0 | 373.7706
2024-07-02 | 7 | 86 | 0 | 385.5755 | 0 | 759.346 | 0 | 373.7706
2024-07-02 | 7 | 86 | 0 | 385.5755 | 0 | 759.346 | 0 | 373.7706
2024-07-02 | 7 | 87.08 | 0 | 385.5755 | 0 | 759.346 | 0 | 373.7706
2024-07-02 | 7 | 89.06 | 0 | 385.5755 | 0 | 759.346 | 0 | 373.7706
2024-07-02 | 7 | 86 | 0 | 385.5755 | 0 | 759.346 | 0 | 373.7706
2024-07-02 | 7 | 86 | 0 | 385.5755 | 0 | 759.346 | 0 | 373.7706
2024-07-02 | 7 | 82.04 | 0 | 385.5755 | 0 | 759.346 | 0 | 373.7706
2024-07-02 | 7 | 80.96 | 0 | 385.5755 | 0 | 759.346 | 0 | 373.7706
2024-07-02 | 7 | 80.06 | 0 | 385.5755 | 0 | 759.346 | 0 | 373.7706
2024-07-02 | 7 | 78.08 | 0 | 385.5755 | 0 | 759.346 | 0 | 373.7706
2024-07-02 | 7 | 78.08 | 0 | 385.5755 | 0 | 759.346 | 0 | 373.7706
2024-07-02 | 7 | 77 | 0 | 385.5755 | 0 | 759.346 | 0 | 373.7706
2024-07-03 | 7 | 77 | 0 | 385.5755 | 0 | 759.346 | 0 | 373.7706
2024-07-03 | 7 | 75.92 | 0 | 385.5755 | 0 | 759.346 | 0 | 373.7706
2024-07-03 | 7 | 75.02 | 0 | 385.5755 | 0 | 759.346 | 0 | 373.7706
2024-07-03 | 7 | 73.94 | 0 | 385.5755 | 0 | 759.346 | 0 | 373.7706
2024-07-03 | 7 | 73.94 | 0 | 385.5755 | 0 | 759.346 | 0 | 373.7706
2024-07-03 | 7 | 77 | 0 | 385.5755 | 0 | 759.346 | 0 | 373.7706
2024-07-03 | 7 | 77 | 0 | 385.5755 | 0 | 759.346 | 0 | 373.7706
2024-07-03 | 7 | 82.04 | 0 | 385.5755 | 0 | 759.346 | 0 | 373.7706
2024-07-03 | 7 | 84.92 | 0 | 385.5755 | 0 | 759.346 | 0 | 373.7706
2024-07-03 | 7 | 87.08 | 0 | 385.5755 | 0 | 759.346 | 0 | 373.7706
2024-07-03 | 7 | 89.06 | 0 | 385.5755 | 0 | 759.346 | 0 | 373.7706
2024-07-03 | 7 | 89.96 | 0 | 385.5755 | 0 | 759.346 | 0 | 373.7706
2024-07-03 | 7 | 89.96 | 0 | 385.5755 | 0 | 759.346 | 0 | 373.7706
2024-07-03 | 7 | 91.94 | 0 | 385.5755 | 0 | 759.346 | 0 | 373.7706
2024-07-03 | 7 | 91.94 | 0 | 385.5755 | 0 | 759.346 | 0 | 373.7706
2024-07-03 | 7 | 91.94 | 0 | 385.5755 | 0 | 759.346 | 0 | 373.7706
2024-07-03 | 7 | 91.04 | 0 | 385.5755 | 0 | 759.346 | 0 | 373.7706
2024-07-03 | 7 | 91.04 | 0 | 385.5755 | 0 | 759.346 | 0 | 373.7706
2024-07-03 | 7 | 91.04 | 0 | 385.5755 | 0 | 759.346 | 0 | 373.7706
2024-07-03 | 7 | 82.94 | 0 | 385.5755 | 0 | 759.346 | 0 | 373.7706
2024-07-03 | 7 | 80.06 | 0 | 385.5755 | 0 | 759.346 | 0 | 373.7706
2024-07-03 | 7 | 80.06 | 0 | 385.5755 | 0 | 759.346 | 0 | 373.7706
2024-07-03 | 7 | 78.98 | 0 | 385.5755 | 0 | 759.346 | 0 | 373.7706
2024-07-03 | 7 | 78.98 | 0 | 385.5755 | 0 | 759.346 | 0 | 373.7706
2024-07-04 | 7 | 78.98 | 0 | 385.5755 | 0 | 759.346 | 0 | 373.7706
2024-07-04 | 7 | 75.38 | 0 | 385.5755 | 0 | 759.346 | 0 | 373.7706
2024-07-04 | 7 | 71.96 | 0 | 385.5755 | 0 | 759.346 | 0 | 373.7706
2024-07-04 | 7 | 71.06 | 0 | 385.5755 | 0 | 759.346 | 0 | 373.7706
2024-07-04 | 7 | 71.06 | 0 | 385.5755 | 0 | 759.346 | 0 | 373.7706
2024-07-04 | 7 | 73.04 | 0 | 385.5755 | 0 | 759.346 | 0 | 373.7706
2024-07-04 | 7 | 73.04 | 0 | 385.5755 | 0 | 759.346 | 0 | 373.7706
2024-07-04 | 7 | 80.96 | 0 | 385.5755 | 0 | 759.346 | 0 | 373.7706
2024-07-04 | 7 | 84.92 | 0 | 385.5755 | 0 | 759.346 | 0 | 373.7706
2024-07-04 | 7 | 87.08 | 0 | 385.5755 | 0 | 759.346 | 0 | 373.7706
2024-07-04 | 7 | 89.96 | 0 | 385.5755 | 0 | 759.346 | 0 | 373.7706
2024-07-04 | 7 | 89.96 | 0 | 385.5755 | 0 | 759.346 | 0 | 373.7706
2024-07-04 | 7 | 89.96 | 0 | 385.5755 | 0 | 759.346 | 0 | 373.7706
2024-07-04 | 7 | 91.4 | 0 | 385.5755 | 0 | 759.346 | 0 | 373.7706
2024-07-04 | 7 | 89.06 | 0 | 385.5755 | 0 | 759.346 | 0 | 373.7706
2024-07-04 | 7 | 91.04 | 0 | 385.5755 | 0 | 759.346 | 0 | 373.7706
2024-07-04 | 7 | 89.96 | 0 | 385.5755 | 0 | 759.346 | 0 | 373.7706
2024-07-04 | 7 | 87.08 | 0 | 385.5755 | 0 | 759.346 | 0 | 373.7706
2024-07-04 | 7 | 87.08 | 0 | 385.5755 | 0 | 759.346 | 0 | 373.7706
2024-07-04 | 7 | 82.94 | 0 | 385.5755 | 0 | 759.346 | 0 | 373.7706
2024-07-04 | 7 | 78.08 | 0 | 385.5755 | 0 | 759.346 | 0 | 373.7706
2024-07-04 | 7 | 78.08 | 0 | 385.5755 | 0 | 759.346 | 0 | 373.7706
2024-07-04 | 7 | 78.08 | 0 | 385.5755 | 0 | 759.346 | 0 | 373.7706
2024-07-04 | 7 | 75.02 | 0 | 385.5755 | 0 | 759.346 | 0 | 373.7706
2024-07-05 | 7 | 75.02 | 0 | 385.5755 | 0 | 759.346 | 0 | 373.7706
2024-07-05 | 7 | 75.02 | 0 | 385.5755 | 0 | 759.346 | 0 | 373.7706
2024-07-05 | 7 | 73.94 | 0 | 385.5755 | 0 | 759.346 | 0 | 373.7706
2024-07-05 | 7 | 73.94 | 0 | 385.5755 | 0 | 759.346 | 0 | 373.7706
2024-07-05 | 7 | 73.94 | 0 | 385.5755 | 0 | 759.346 | 0 | 373.7706
2024-07-05 | 7 | 75.02 | 0 | 385.5755 | 0 | 759.346 | 0 | 373.7706
2024-07-05 | 7 | 75.02 | 0 | 385.5755 | 0 | 759.346 | 0 | 373.7706
2024-07-05 | 7 | 80.06 | 0 | 385.5755 | 0 | 759.346 | 0 | 373.7706
2024-07-05 | 7 | 82.94 | 0 | 385.5755 | 0 | 759.346 | 0 | 373.7706
2024-07-05 | 7 | 84.02 | 0 | 385.5755 | 0 | 759.346 | 0 | 373.7706
2024-07-05 | 7 | 87.08 | 0 | 385.5755 | 0 | 759.346 | 0 | 373.7706
2024-07-05 | 7 | 86 | 0 | 385.5755 | 0 | 759.346 | 0 | 373.7706
2024-07-05 | 7 | 86 | 0 | 385.5755 | 0 | 759.346 | 0 | 373.7706
2024-07-05 | 7 | 89.96 | 0 | 385.5755 | 0 | 759.346 | 0 | 373.7706
2024-07-05 | 7 | 89.96 | 0 | 385.5755 | 0 | 759.346 | 0 | 373.7706
2024-07-05 | 7 | 89.06 | 0 | 385.5755 | 0 | 759.346 | 0 | 373.7706
2024-07-05 | 7 | 87.8 | 0 | 385.5755 | 0 | 759.346 | 0 | 373.7706
2024-07-05 | 7 | 86 | 0 | 385.5755 | 0 | 759.346 | 0 | 373.7706
2024-07-05 | 7 | 86 | 0 | 385.5755 | 0 | 759.346 | 0 | 373.7706
2024-07-05 | 7 | 80.96 | 0 | 385.5755 | 0 | 759.346 | 0 | 373.7706
2024-07-05 | 7 | 80.06 | 0 | 385.5755 | 0 | 759.346 | 0 | 373.7706
2024-07-05 | 7 | 78.08 | 0 | 385.5755 | 0 | 759.346 | 0 | 373.7706
2024-07-05 | 7 | 75.92 | 0 | 385.5755 | 0 | 759.346 | 0 | 373.7706
2024-07-05 | 7 | 75.92 | 0 | 385.5755 | 0 | 759.346 | 0 | 373.7706
2024-07-06 | 7 | 75.92 | 0 | 385.5755 | 0 | 759.346 | 0 | 373.7706
2024-07-06 | 7 | 73.94 | 0 | 385.5755 | 0 | 759.346 | 0 | 373.7706
2024-07-06 | 7 | 73.04 | 0 | 385.5755 | 0 | 759.346 | 0 | 373.7706
2024-07-06 | 7 | 73.04 | 0 | 385.5755 | 0 | 759.346 | 0 | 373.7706
2024-07-06 | 7 | 73.04 | 0 | 385.5755 | 0 | 759.346 | 0 | 373.7706
2024-07-06 | 7 | 75.02 | 0 | 385.5755 | 0 | 759.346 | 0 | 373.7706
2024-07-06 | 7 | 75.02 | 0 | 385.5755 | 0 | 759.346 | 0 | 373.7706
2024-07-06 | 7 | 78.98 | 0 | 385.5755 | 0 | 759.346 | 0 | 373.7706
2024-07-06 | 7 | 82.94 | 0 | 385.5755 | 0 | 759.346 | 0 | 373.7706
2024-07-06 | 7 | 87.08 | 0 | 385.5755 | 0 | 759.346 | 0 | 373.7706
2024-07-06 | 7 | 89.06 | 0 | 385.5755 | 0 | 759.346 | 0 | 373.7706
2024-07-06 | 7 | 89.06 | 0 | 385.5755 | 0 | 759.346 | 0 | 373.7706
2024-07-06 | 7 | 89.06 | 0 | 385.5755 | 0 | 759.346 | 0 | 373.7706
2024-07-06 | 7 | 91.04 | 0 | 385.5755 | 0 | 759.346 | 0 | 373.7706
2024-07-06 | 7 | 75.02 | 0 | 385.5755 | 0 | 759.346 | 0 | 373.7706
2024-07-06 | 7 | 73.94 | 0 | 385.5755 | 0 | 759.346 | 0 | 373.7706
2024-07-06 | 7 | 73.04 | 0 | 385.5755 | 0 | 759.346 | 0 | 373.7706
2024-07-06 | 7 | 73.04 | 0 | 385.5755 | 0 | 759.346 | 0 | 373.7706
2024-07-06 | 7 | 73.04 | 0 | 385.5755 | 0 | 759.346 | 0 | 373.7706
2024-07-06 | 7 | 73.04 | 0 | 385.5755 | 0 | 759.346 | 0 | 373.7706
2024-07-06 | 7 | 71.96 | 0 | 385.5755 | 0 | 759.346 | 0 | 373.7706
2024-07-06 | 7 | 71.96 | 0 | 385.5755 | 0 | 759.346 | 0 | 373.7706
2024-07-06 | 7 | 71.96 | 0 | 385.5755 | 0 | 759.346 | 0 | 373.7706
2024-07-06 | 7 | 71.06 | 0 | 385.5755 | 0 | 759.346 | 0 | 373.7706
2024-07-07 | 7 | 71.06 | 0 | 385.5755 | 0 | 759.346 | 0 | 373.7706
2024-07-07 | 7 | 71.06 | 0 | 385.5755 | 0 | 759.346 | 0 | 373.7706
2024-07-07 | 7 | 71.6 | 0 | 385.5755 | 0 | 759.346 | 0 | 373.7706
2024-07-07 | 7 | 69.8 | 0 | 385.5755 | 0 | 759.346 | 0 | 373.7706
2024-07-07 | 7 | 69.98 | 0 | 385.5755 | 0 | 759.346 | 0 | 373.7706
2024-07-07 | 7 | 71.06 | 0 | 385.5755 | 0 | 759.346 | 0 | 373.7706
2024-07-07 | 7 | 73.04 | 0 | 385.5755 | 0 | 759.346 | 0 | 373.7706
2024-07-07 | 7 | 75.02 | 0 | 385.5755 | 0 | 759.346 | 0 | 373.7706
2024-07-07 | 7 | 77 | 0 | 385.5755 | 0 | 759.346 | 0 | 373.7706
2024-07-07 | 7 | 78.98 | 0 | 385.5755 | 0 | 759.346 | 0 | 373.7706
2024-07-07 | 7 | 84.02 | 0 | 385.5755 | 0 | 759.346 | 0 | 373.7706
2024-07-07 | 7 | 80.96 | 0 | 385.5755 | 0 | 759.346 | 0 | 373.7706
2024-07-07 | 7 | 80.96 | 0 | 385.5755 | 0 | 759.346 | 0 | 373.7706
2024-07-07 | 7 | 87.98 | 0 | 385.5755 | 0 | 759.346 | 0 | 373.7706
2024-07-07 | 7 | 87.98 | 0 | 385.5755 | 0 | 759.346 | 0 | 373.7706
2024-07-07 | 7 | 82.94 | 0 | 385.5755 | 0 | 759.346 | 0 | 373.7706
2024-07-07 | 7 | 73.94 | 0 | 385.5755 | 0 | 759.346 | 0 | 373.7706
2024-07-07 | 7 | 73.94 | 0 | 385.5755 | 0 | 759.346 | 0 | 373.7706
2024-07-07 | 7 | 73.94 | 0 | 385.5755 | 0 | 759.346 | 0 | 373.7706
2024-07-07 | 7 | 73.94 | 0 | 385.5755 | 0 | 759.346 | 0 | 373.7706
2024-07-07 | 7 | 73.04 | 0 | 385.5755 | 0 | 759.346 | 0 | 373.7706
2024-07-07 | 7 | 73.04 | 0 | 385.5755 | 0 | 759.346 | 0 | 373.7706
2024-07-07 | 7 | 73.94 | 0 | 385.5755 | 0 | 759.346 | 0 | 373.7706
2024-07-07 | 7 | 73.04 | 0 | 385.5755 | 0 | 759.346 | 0 | 373.7706
2024-07-08 | 7 | 73.04 | 0 | 385.5755 | 0 | 759.346 | 0 | 373.7706
2024-07-08 | 7 | 73.04 | 0 | 385.5755 | 0 | 759.346 | 0 | 373.7706
2024-07-08 | 7 | 71.96 | 0 | 385.5755 | 0 | 759.346 | 0 | 373.7706
2024-07-08 | 7 | 71.96 | 0 | 385.5755 | 0 | 759.346 | 0 | 373.7706
2024-07-08 | 7 | 71.06 | 0 | 385.5755 | 0 | 759.346 | 0 | 373.7706
2024-07-08 | 7 | 73.04 | 0 | 385.5755 | 0 | 759.346 | 0 | 373.7706
2024-07-08 | 7 | 73.04 | 0 | 385.5755 | 0 | 759.346 | 0 | 373.7706
2024-07-08 | 7 | 75.92 | 0 | 385.5755 | 0 | 759.346 | 0 | 373.7706
2024-07-08 | 7 | 77 | 0 | 385.5755 | 0 | 759.346 | 0 | 373.7706
2024-07-08 | 7 | 78.98 | 0 | 385.5755 | 0 | 759.346 | 0 | 373.7706
2024-07-08 | 7 | 80.06 | 0 | 385.5755 | 0 | 759.346 | 0 | 373.7706
2024-07-08 | 7 | 82.04 | 0 | 385.5755 | 0 | 759.346 | 0 | 373.7706
2024-07-08 | 7 | 82.04 | 0 | 385.5755 | 0 | 759.346 | 0 | 373.7706
2024-07-08 | 7 | 82.94 | 0 | 385.5755 | 0 | 759.346 | 0 | 373.7706
2024-07-08 | 7 | 84.92 | 0 | 385.5755 | 0 | 759.346 | 0 | 373.7706
2024-07-08 | 7 | 84.92 | 0 | 385.5755 | 0 | 759.346 | 0 | 373.7706
2024-07-08 | 7 | 84.92 | 0 | 385.5755 | 0 | 759.346 | 0 | 373.7706
2024-07-08 | 7 | 86 | 0 | 385.5755 | 0 | 759.346 | 0 | 373.7706
2024-07-08 | 7 | 84.92 | 0 | 385.5755 | 0 | 759.346 | 0 | 373.7706
2024-07-08 | 7 | 75.92 | 0 | 385.5755 | 0 | 759.346 | 0 | 373.7706
2024-07-08 | 7 | 75.92 | 0 | 385.5755 | 0 | 759.346 | 0 | 373.7706
2024-07-08 | 7 | 73.94 | 0 | 385.5755 | 0 | 759.346 | 0 | 373.7706
2024-07-08 | 7 | 73.04 | 0 | 385.5755 | 0 | 759.346 | 0 | 373.7706
2024-07-08 | 7 | 71.06 | 0 | 385.5755 | 0 | 759.346 | 0 | 373.7706
2024-07-09 | 7 | 71.06 | 0 | 385.5755 | 0 | 759.346 | 0 | 373.7706
2024-07-09 | 7 | 66.92 | 0 | 385.5755 | 0 | 759.346 | 0 | 373.7706
2024-07-09 | 7 | 66.92 | 0 | 385.5755 | 0 | 759.346 | 0 | 373.7706
2024-07-09 | 7 | 66.02 | 0 | 385.5755 | 0 | 759.346 | 0 | 373.7706
2024-07-09 | 7 | 64.94 | 0 | 385.5755 | 0 | 759.346 | 0 | 373.7706
2024-07-09 | 7 | 69.08 | 0 | 385.5755 | 0 | 759.346 | 0 | 373.7706
2024-07-09 | 7 | 69.08 | 0 | 385.5755 | 0 | 759.346 | 0 | 373.7706
2024-07-09 | 7 | 78.08 | 0 | 385.5755 | 0 | 759.346 | 0 | 373.7706
2024-07-09 | 7 | 80.06 | 0 | 385.5755 | 0 | 759.346 | 0 | 373.7706
2024-07-09 | 7 | 82.94 | 0 | 385.5755 | 0 | 759.346 | 0 | 373.7706
2024-07-09 | 7 | 84.92 | 0 | 385.5755 | 0 | 759.346 | 0 | 373.7706
2024-07-09 | 7 | 86 | 0 | 385.5755 | 0 | 759.346 | 0 | 373.7706
2024-07-09 | 7 | 86 | 0 | 385.5755 | 0 | 759.346 | 0 | 373.7706
2024-07-09 | 7 | 89.06 | 0 | 385.5755 | 0 | 759.346 | 0 | 373.7706
2024-07-09 | 7 | 89.06 | 0 | 385.5755 | 0 | 759.346 | 0 | 373.7706
2024-07-09 | 7 | 89.96 | 0 | 385.5755 | 0 | 759.346 | 0 | 373.7706
2024-07-09 | 7 | 89.96 | 0 | 385.5755 | 0 | 759.346 | 0 | 373.7706
2024-07-09 | 7 | 89.06 | 0 | 385.5755 | 0 | 759.346 | 0 | 373.7706
2024-07-09 | 7 | 87.08 | 0 | 385.5755 | 0 | 759.346 | 0 | 373.7706
2024-07-09 | 7 | 75.02 | 0 | 385.5755 | 0 | 759.346 | 0 | 373.7706
2024-07-09 | 7 | 73.04 | 0 | 385.5755 | 0 | 759.346 | 0 | 373.7706
2024-07-09 | 7 | 73.94 | 0 | 385.5755 | 0 | 759.346 | 0 | 373.7706
2024-07-09 | 7 | 71.06 | 0 | 385.5755 | 0 | 759.346 | 0 | 373.7706
2024-07-09 | 7 | 69.98 | 0 | 385.5755 | 0 | 759.346 | 0 | 373.7706
2024-07-10 | 7 | 69.98 | 0 | 385.5755 | 0 | 759.346 | 0 | 373.7706
2024-07-10 | 7 | 69.08 | 0 | 385.5755 | 0 | 759.346 | 0 | 373.7706
2024-07-10 | 7 | 69.08 | 0 | 385.5755 | 0 | 759.346 | 0 | 373.7706
2024-07-10 | 7 | 68 | 0 | 385.5755 | 0 | 759.346 | 0 | 373.7706
2024-07-10 | 7 | 68 | 0 | 385.5755 | 0 | 759.346 | 0 | 373.7706
2024-07-10 | 7 | 71.06 | 0 | 385.5755 | 0 | 759.346 | 0 | 373.7706
2024-07-10 | 7 | 71.06 | 0 | 385.5755 | 0 | 759.346 | 0 | 373.7706
2024-07-10 | 7 | 80.96 | 0 | 385.5755 | 0 | 759.346 | 0 | 373.7706
2024-07-10 | 7 | 84.92 | 0 | 385.5755 | 0 | 759.346 | 0 | 373.7706
2024-07-10 | 7 | 87.98 | 0 | 385.5755 | 0 | 759.346 | 0 | 373.7706
2024-07-10 | 7 | 91.04 | 0 | 385.5755 | 0 | 759.346 | 0 | 373.7706
2024-07-10 | 7 | 89.06 | 0 | 385.5755 | 0 | 759.346 | 0 | 373.7706
2024-07-10 | 7 | 89.06 | 0 | 385.5755 | 0 | 759.346 | 0 | 373.7706
2024-07-10 | 7 | 91.94 | 0 | 385.5755 | 0 | 759.346 | 0 | 373.7706
2024-07-10 | 7 | 91.94 | 0 | 385.5755 | 0 | 759.346 | 0 | 373.7706
2024-07-10 | 7 | 91.94 | 0 | 385.5755 | 0 | 759.346 | 0 | 373.7706
2024-07-10 | 7 | 91.04 | 0 | 385.5755 | 0 | 759.346 | 0 | 373.7706
2024-07-10 | 7 | 91.04 | 0 | 385.5755 | 0 | 759.346 | 0 | 373.7706
2024-07-10 | 7 | 89.06 | 0 | 385.5755 | 0 | 759.346 | 0 | 373.7706
2024-07-10 | 7 | 80.06 | 0 | 385.5755 | 0 | 759.346 | 0 | 373.7706
2024-07-10 | 7 | 78.08 | 0 | 385.5755 | 0 | 759.346 | 0 | 373.7706
2024-07-10 | 7 | 75.92 | 0 | 385.5755 | 0 | 759.346 | 0 | 373.7706
2024-07-10 | 7 | 75.02 | 0 | 385.5755 | 0 | 759.346 | 0 | 373.7706
2024-07-10 | 7 | 75.02 | 0 | 385.5755 | 0 | 759.346 | 0 | 373.7706
2024-07-11 | 7 | 75.02 | 0 | 385.5755 | 0 | 759.346 | 0 | 373.7706
2024-07-11 | 7 | 71.06 | 0 | 385.5755 | 0 | 759.346 | 0 | 373.7706
2024-07-11 | 7 | 71.96 | 0 | 385.5755 | 0 | 759.346 | 0 | 373.7706
2024-07-11 | 7 | 71.06 | 0 | 385.5755 | 0 | 759.346 | 0 | 373.7706
2024-07-11 | 7 | 69.98 | 0 | 385.5755 | 0 | 759.346 | 0 | 373.7706
2024-07-11 | 7 | 73.94 | 0 | 385.5755 | 0 | 759.346 | 0 | 373.7706
2024-07-11 | 7 | 73.94 | 0 | 385.5755 | 0 | 759.346 | 0 | 373.7706
2024-07-11 | 7 | 82.04 | 0 | 385.5755 | 0 | 759.346 | 0 | 373.7706
2024-07-11 | 7 | 86 | 0 | 385.5755 | 0 | 759.346 | 0 | 373.7706
2024-07-11 | 7 | 87.98 | 0 | 385.5755 | 0 | 759.346 | 0 | 373.7706
2024-07-11 | 7 | 89.96 | 0 | 385.5755 | 0 | 759.346 | 0 | 373.7706
2024-07-11 | 7 | 91.04 | 0 | 385.5755 | 0 | 759.346 | 0 | 373.7706
2024-07-11 | 7 | 91.04 | 0 | 385.5755 | 0 | 759.346 | 0 | 373.7706
2024-07-11 | 7 | 93.02 | 0 | 385.5755 | 0 | 759.346 | 0 | 373.7706
2024-07-11 | 7 | 93.92 | 0 | 385.5755 | 0 | 759.346 | 0 | 373.7706
2024-07-11 | 7 | 93.92 | 0 | 385.5755 | 0 | 759.346 | 0 | 373.7706
2024-07-11 | 7 | 93.02 | 0 | 385.5755 | 0 | 759.346 | 0 | 373.7706
2024-07-11 | 7 | 91.04 | 0 | 385.5755 | 0 | 759.346 | 0 | 373.7706
2024-07-11 | 7 | 91.04 | 0 | 385.5755 | 0 | 759.346 | 0 | 373.7706
2024-07-11 | 7 | 82.04 | 0 | 385.5755 | 0 | 759.346 | 0 | 373.7706
2024-07-11 | 7 | 80.06 | 0 | 385.5755 | 0 | 759.346 | 0 | 373.7706
2024-07-11 | 7 | 78.98 | 0 | 385.5755 | 0 | 759.346 | 0 | 373.7706
2024-07-11 | 7 | 80.06 | 0 | 385.5755 | 0 | 759.346 | 0 | 373.7706
2024-07-11 | 7 | 77 | 0 | 385.5755 | 0 | 759.346 | 0 | 373.7706
2024-07-12 | 7 | 77 | 0 | 385.5755 | 0 | 759.346 | 0 | 373.7706
2024-07-12 | 7 | 75.02 | 0 | 385.5755 | 0 | 759.346 | 0 | 373.7706
2024-07-12 | 7 | 73.94 | 0 | 385.5755 | 0 | 759.346 | 0 | 373.7706
2024-07-12 | 7 | 73.94 | 0 | 385.5755 | 0 | 759.346 | 0 | 373.7706
2024-07-12 | 7 | 73.04 | 0 | 385.5755 | 0 | 759.346 | 0 | 373.7706
2024-07-12 | 7 | 75.92 | 0 | 385.5755 | 0 | 759.346 | 0 | 373.7706
2024-07-12 | 7 | 75.92 | 0 | 385.5755 | 0 | 759.346 | 0 | 373.7706
2024-07-12 | 7 | 82.94 | 0 | 385.5755 | 0 | 759.346 | 0 | 373.7706
2024-07-12 | 7 | 87.08 | 0 | 385.5755 | 0 | 759.346 | 0 | 373.7706
2024-07-12 | 7 | 89.06 | 0 | 385.5755 | 0 | 759.346 | 0 | 373.7706
2024-07-12 | 7 | 89.96 | 0 | 385.5755 | 0 | 759.346 | 0 | 373.7706
2024-07-12 | 7 | 89.96 | 0 | 385.5755 | 0 | 759.346 | 0 | 373.7706
2024-07-12 | 7 | 89.96 | 0 | 385.5755 | 0 | 759.346 | 0 | 373.7706
2024-07-12 | 7 | 89.96 | 0 | 385.5755 | 0 | 759.346 | 0 | 373.7706
2024-07-12 | 7 | 91.94 | 0 | 385.5755 | 0 | 759.346 | 0 | 373.7706
2024-07-12 | 7 | 91.94 | 0 | 385.5755 | 0 | 759.346 | 0 | 373.7706
2024-07-12 | 7 | 91.94 | 0 | 385.5755 | 0 | 759.346 | 0 | 373.7706
2024-07-12 | 7 | 86 | 0 | 385.5755 | 0 | 759.346 | 0 | 373.7706
2024-07-12 | 7 | 86 | 0 | 385.5755 | 0 | 759.346 | 0 | 373.7706
2024-07-12 | 7 | 78.98 | 0 | 385.5755 | 0 | 759.346 | 0 | 373.7706
2024-07-12 | 7 | 78.08 | 0 | 385.5755 | 0 | 759.346 | 0 | 373.7706
2024-07-12 | 7 | 78.08 | 0 | 385.5755 | 0 | 759.346 | 0 | 373.7706
2024-07-12 | 7 | 75.92 | 0 | 385.5755 | 0 | 759.346 | 0 | 373.7706
2024-07-12 | 7 | 75.02 | 0 | 385.5755 | 0 | 759.346 | 0 | 373.7706
2024-07-13 | 7 | 75.02 | 0 | 385.5755 | 0 | 759.346 | 0 | 373.7706
2024-07-13 | 7 | 75.92 | 0 | 385.5755 | 0 | 759.346 | 0 | 373.7706
2024-07-13 | 7 | 73.04 | 0 | 385.5755 | 0 | 759.346 | 0 | 373.7706
2024-07-13 | 7 | 73.94 | 0 | 385.5755 | 0 | 759.346 | 0 | 373.7706
2024-07-13 | 7 | 73.94 | 0 | 385.5755 | 0 | 759.346 | 0 | 373.7706
2024-07-13 | 7 | 73.04 | 0 | 385.5755 | 0 | 759.346 | 0 | 373.7706
2024-07-13 | 7 | 75.92 | 0 | 385.5755 | 0 | 759.346 | 0 | 373.7706
2024-07-13 | 7 | 80.96 | 0 | 385.5755 | 0 | 759.346 | 0 | 373.7706
2024-07-13 | 7 | 82.04 | 0 | 385.5755 | 0 | 759.346 | 0 | 373.7706
2024-07-13 | 7 | 84.92 | 0 | 385.5755 | 0 | 759.346 | 0 | 373.7706
2024-07-13 | 7 | 84.92 | 0 | 385.5755 | 0 | 759.346 | 0 | 373.7706
2024-07-13 | 7 | 89.96 | 0 | 385.5755 | 0 | 759.346 | 0 | 373.7706
2024-07-13 | 7 | 89.96 | 0 | 385.5755 | 0 | 759.346 | 0 | 373.7706
2024-07-13 | 7 | 91.04 | 0 | 385.5755 | 0 | 759.346 | 0 | 373.7706
2024-07-13 | 7 | 93.02 | 0 | 385.5755 | 0 | 759.346 | 0 | 373.7706
2024-07-13 | 7 | 93.92 | 0 | 385.5755 | 0 | 759.346 | 0 | 373.7706
2024-07-13 | 7 | 89.96 | 0 | 385.5755 | 0 | 759.346 | 0 | 373.7706
2024-07-13 | 7 | 89.96 | 0 | 385.5755 | 0 | 759.346 | 0 | 373.7706
2024-07-13 | 7 | 87.98 | 0 | 385.5755 | 0 | 759.346 | 0 | 373.7706
2024-07-13 | 7 | 80.06 | 0 | 385.5755 | 0 | 759.346 | 0 | 373.7706
2024-07-13 | 7 | 78.98 | 0 | 385.5755 | 0 | 759.346 | 0 | 373.7706
2024-07-13 | 7 | 78.08 | 0 | 385.5755 | 0 | 759.346 | 0 | 373.7706
2024-07-13 | 7 | 75.92 | 0 | 385.5755 | 0 | 759.346 | 0 | 373.7706
2024-07-13 | 7 | 75.92 | 0 | 385.5755 | 0 | 759.346 | 0 | 373.7706
2024-07-14 | 7 | 75.92 | 0 | 385.5755 | 0 | 759.346 | 0 | 373.7706
2024-07-14 | 7 | 75.02 | 0 | 385.5755 | 0 | 759.346 | 0 | 373.7706
2024-07-14 | 7 | 75.02 | 0 | 385.5755 | 0 | 759.346 | 0 | 373.7706
2024-07-14 | 7 | 75.92 | 0 | 385.5755 | 0 | 759.346 | 0 | 373.7706
2024-07-14 | 7 | 75.92 | 0 | 385.5755 | 0 | 759.346 | 0 | 373.7706
2024-07-14 | 7 | 77 | 0 | 385.5755 | 0 | 759.346 | 0 | 373.7706
2024-07-14 | 7 | 75.92 | 0 | 385.5755 | 0 | 759.346 | 0 | 373.7706
2024-07-14 | 7 | 80.96 | 0 | 385.5755 | 0 | 759.346 | 0 | 373.7706
2024-07-14 | 7 | 82.04 | 0 | 385.5755 | 0 | 759.346 | 0 | 373.7706
2024-07-14 | 7 | 84.02 | 0 | 385.5755 | 0 | 759.346 | 0 | 373.7706
2024-07-14 | 7 | 84.92 | 0 | 385.5755 | 0 | 759.346 | 0 | 373.7706
2024-07-14 | 7 | 87.08 | 0 | 385.5755 | 0 | 759.346 | 0 | 373.7706
2024-07-14 | 7 | 87.08 | 0 | 385.5755 | 0 | 759.346 | 0 | 373.7706
2024-07-14 | 7 | 89.06 | 0 | 385.5755 | 0 | 759.346 | 0 | 373.7706
2024-07-14 | 7 | 89.96 | 0 | 385.5755 | 0 | 759.346 | 0 | 373.7706
2024-07-14 | 7 | 89.96 | 0 | 385.5755 | 0 | 759.346 | 0 | 373.7706
2024-07-14 | 7 | 89.06 | 0 | 385.5755 | 0 | 759.346 | 0 | 373.7706
2024-07-14 | 7 | 82.94 | 0 | 385.5755 | 0 | 759.346 | 0 | 373.7706
2024-07-14 | 7 | 80.96 | 0 | 385.5755 | 0 | 759.346 | 0 | 373.7706
2024-07-14 | 7 | 78.98 | 0 | 385.5755 | 0 | 759.346 | 0 | 373.7706
2024-07-14 | 7 | 78.08 | 0 | 385.5755 | 0 | 759.346 | 0 | 373.7706
2024-07-14 | 7 | 75.92 | 0 | 385.5755 | 0 | 759.346 | 0 | 373.7706
2024-07-14 | 7 | 75.02 | 0 | 385.5755 | 0 | 759.346 | 0 | 373.7706
2024-07-14 | 7 | 75.02 | 0 | 385.5755 | 0 | 759.346 | 0 | 373.7706
2024-07-15 | 7 | 75.02 | 0 | 385.5755 | 0 | 759.346 | 0 | 373.7706
2024-07-15 | 7 | 73.04 | 0 | 385.5755 | 0 | 759.346 | 0 | 373.7706
2024-07-15 | 7 | 71.96 | 0 | 385.5755 | 0 | 759.346 | 0 | 373.7706
2024-07-15 | 7 | 71.96 | 0 | 385.5755 | 0 | 759.346 | 0 | 373.7706
2024-07-15 | 7 | 71.96 | 0 | 385.5755 | 0 | 759.346 | 0 | 373.7706
2024-07-15 | 7 | 73.04 | 0 | 385.5755 | 0 | 759.346 | 0 | 373.7706
2024-07-15 | 7 | 73.94 | 0 | 385.5755 | 0 | 759.346 | 0 | 373.7706
2024-07-15 | 7 | 78.98 | 0 | 385.5755 | 0 | 759.346 | 0 | 373.7706
2024-07-15 | 7 | 80.96 | 0 | 385.5755 | 0 | 759.346 | 0 | 373.7706
2024-07-15 | 7 | 84.02 | 0 | 385.5755 | 0 | 759.346 | 0 | 373.7706
2024-07-15 | 7 | 86 | 0 | 385.5755 | 0 | 759.346 | 0 | 373.7706
2024-07-15 | 7 | 87.08 | 0 | 385.5755 | 0 | 759.346 | 0 | 373.7706
2024-07-15 | 7 | 89.06 | 0 | 385.5755 | 0 | 759.346 | 0 | 373.7706
2024-07-15 | 7 | 89.06 | 0 | 385.5755 | 0 | 759.346 | 0 | 373.7706
2024-07-15 | 7 | 93.02 | 0 | 385.5755 | 0 | 759.346 | 0 | 373.7706
2024-07-15 | 7 | 84.92 | 0 | 385.5755 | 0 | 759.346 | 0 | 373.7706
2024-07-15 | 7 | 82.94 | 0 | 385.5755 | 0 | 759.346 | 0 | 373.7706
2024-07-15 | 7 | 84.02 | 0 | 385.5755 | 0 | 759.346 | 0 | 373.7706
2024-07-15 | 7 | 84.02 | 0 | 385.5755 | 0 | 759.346 | 0 | 373.7706
2024-07-15 | 7 | 78.98 | 0 | 385.5755 | 0 | 759.346 | 0 | 373.7706
2024-07-15 | 7 | 78.98 | 0 | 385.5755 | 0 | 759.346 | 0 | 373.7706
2024-07-15 | 7 | 78.08 | 0 | 385.5755 | 0 | 759.346 | 0 | 373.7706
2024-07-15 | 7 | 77 | 0 | 385.5755 | 0 | 759.346 | 0 | 373.7706
2024-07-15 | 7 | 75.92 | 0 | 385.5755 | 0 | 759.346 | 0 | 373.7706
2024-07-16 | 7 | 75.92 | 0 | 385.5755 | 0 | 759.346 | 0 | 373.7706
2024-07-16 | 7 | 73.94 | 0 | 385.5755 | 0 | 759.346 | 0 | 373.7706
2024-07-16 | 7 | 73.94 | 0 | 385.5755 | 0 | 759.346 | 0 | 373.7706
2024-07-16 | 7 | 73.4 | 0 | 385.5755 | 0 | 759.346 | 0 | 373.7706
2024-07-16 | 7 | 73.04 | 0 | 385.5755 | 0 | 759.346 | 0 | 373.7706
2024-07-16 | 7 | 73.04 | 0 | 385.5755 | 0 | 759.346 | 0 | 373.7706
2024-07-16 | 7 | 73.94 | 0 | 385.5755 | 0 | 759.346 | 0 | 373.7706
2024-07-16 | 7 | 77 | 0 | 385.5755 | 0 | 759.346 | 0 | 373.7706
2024-07-16 | 7 | 80.96 | 0 | 385.5755 | 0 | 759.346 | 0 | 373.7706
2024-07-16 | 7 | 82.94 | 0 | 385.5755 | 0 | 759.346 | 0 | 373.7706
2024-07-16 | 7 | 84.92 | 0 | 385.5755 | 0 | 759.346 | 0 | 373.7706
2024-07-16 | 7 | 87.98 | 0 | 385.5755 | 0 | 759.346 | 0 | 373.7706
2024-07-16 | 7 | 84.02 | 0 | 385.5755 | 0 | 759.346 | 0 | 373.7706
2024-07-16 | 7 | 82.94 | 0 | 385.5755 | 0 | 759.346 | 0 | 373.7706
2024-07-16 | 7 | 89.96 | 0 | 385.5755 | 0 | 759.346 | 0 | 373.7706
2024-07-16 | 7 | 87.98 | 0 | 385.5755 | 0 | 759.346 | 0 | 373.7706
2024-07-16 | 7 | 87.98 | 0 | 385.5755 | 0 | 759.346 | 0 | 373.7706
2024-07-16 | 7 | 86 | 0 | 385.5755 | 0 | 759.346 | 0 | 373.7706
2024-07-16 | 7 | 86 | 0 | 385.5755 | 0 | 759.346 | 0 | 373.7706
2024-07-16 | 7 | 82.04 | 0 | 385.5755 | 0 | 759.346 | 0 | 373.7706
2024-07-16 | 7 | 80.06 | 0 | 385.5755 | 0 | 759.346 | 0 | 373.7706
2024-07-16 | 7 | 78.08 | 0 | 385.5755 | 0 | 759.346 | 0 | 373.7706
2024-07-16 | 7 | 75.2 | 0 | 385.5755 | 0 | 759.346 | 0 | 373.7706
2024-07-16 | 7 | 75.92 | 0 | 385.5755 | 0 | 759.346 | 0 | 373.7706
2024-07-17 | 7 | 75.02 | 0 | 385.5755 | 0 | 759.346 | 0 | 373.7706
2024-07-17 | 7 | 73.04 | 0 | 385.5755 | 0 | 759.346 | 0 | 373.7706
2024-07-17 | 7 | 71.06 | 0 | 385.5755 | 0 | 759.346 | 0 | 373.7706
2024-07-17 | 7 | 71.06 | 0 | 385.5755 | 0 | 759.346 | 0 | 373.7706
2024-07-17 | 7 | 71.06 | 0 | 385.5755 | 0 | 759.346 | 0 | 373.7706
2024-07-17 | 7 | 71.96 | 0 | 385.5755 | 0 | 759.346 | 0 | 373.7706
2024-07-17 | 7 | 73.94 | 0 | 385.5755 | 0 | 759.346 | 0 | 373.7706
2024-07-17 | 7 | 75.92 | 0 | 385.5755 | 0 | 759.346 | 0 | 373.7706
2024-07-17 | 7 | 82.94 | 0 | 385.5755 | 0 | 759.346 | 0 | 373.7706
2024-07-17 | 7 | 84.92 | 0 | 385.5755 | 0 | 759.346 | 0 | 373.7706
2024-07-17 | 7 | 87.08 | 0 | 385.5755 | 0 | 759.346 | 0 | 373.7706
2024-07-17 | 7 | 89.06 | 0 | 385.5755 | 0 | 759.346 | 0 | 373.7706
2024-07-17 | 7 | 89.06 | 0 | 385.5755 | 0 | 759.346 | 0 | 373.7706
2024-07-17 | 7 | 91.94 | 0 | 385.5755 | 0 | 759.346 | 0 | 373.7706
2024-07-17 | 7 | 89.96 | 0 | 385.5755 | 0 | 759.346 | 0 | 373.7706
2024-07-17 | 7 | 77 | 0 | 385.5755 | 0 | 759.346 | 0 | 373.7706
2024-07-17 | 7 | 82.94 | 0 | 385.5755 | 0 | 759.346 | 0 | 373.7706
2024-07-17 | 7 | 80.96 | 0 | 385.5755 | 0 | 759.346 | 0 | 373.7706
2024-07-17 | 7 | 80.96 | 0 | 385.5755 | 0 | 759.346 | 0 | 373.7706
2024-07-17 | 7 | 80.06 | 0 | 385.5755 | 0 | 759.346 | 0 | 373.7706
2024-07-17 | 7 | 78.08 | 0 | 385.5755 | 0 | 759.346 | 0 | 373.7706
2024-07-17 | 7 | 77 | 0 | 385.5755 | 0 | 759.346 | 0 | 373.7706
2024-07-17 | 7 | 77 | 0 | 385.5755 | 0 | 759.346 | 0 | 373.7706
2024-07-17 | 7 | 75.92 | 0 | 385.5755 | 0 | 759.346 | 0 | 373.7706
2024-07-18 | 7 | 75.92 | 0 | 385.5755 | 0 | 759.346 | 0 | 373.7706
2024-07-18 | 7 | 73.94 | 0 | 385.5755 | 0 | 759.346 | 0 | 373.7706
2024-07-18 | 7 | 73.04 | 0 | 385.5755 | 0 | 759.346 | 0 | 373.7706
2024-07-18 | 7 | 73.04 | 0 | 385.5755 | 0 | 759.346 | 0 | 373.7706
2024-07-18 | 7 | 73.04 | 0 | 385.5755 | 0 | 759.346 | 0 | 373.7706
2024-07-18 | 7 | 75.02 | 0 | 385.5755 | 0 | 759.346 | 0 | 373.7706
2024-07-18 | 7 | 75.02 | 0 | 385.5755 | 0 | 759.346 | 0 | 373.7706
2024-07-18 | 7 | 77 | 0 | 385.5755 | 0 | 759.346 | 0 | 373.7706
2024-07-18 | 7 | 84.92 | 0 | 385.5755 | 0 | 759.346 | 0 | 373.7706
2024-07-18 | 7 | 87.98 | 0 | 385.5755 | 0 | 759.346 | 0 | 373.7706
2024-07-18 | 7 | 89.06 | 0 | 385.5755 | 0 | 759.346 | 0 | 373.7706
2024-07-18 | 7 | 91.94 | 0 | 385.5755 | 0 | 759.346 | 0 | 373.7706
2024-07-18 | 7 | 91.94 | 0 | 385.5755 | 0 | 759.346 | 0 | 373.7706
2024-07-18 | 7 | 93.02 | 0 | 385.5755 | 0 | 759.346 | 0 | 373.7706
2024-07-18 | 7 | 93.92 | 0 | 385.5755 | 0 | 759.346 | 0 | 373.7706
2024-07-18 | 7 | 93.02 | 0 | 385.5755 | 0 | 759.346 | 0 | 373.7706
2024-07-18 | 7 | 91.94 | 0 | 385.5755 | 0 | 759.346 | 0 | 373.7706
2024-07-18 | 7 | 87.08 | 0 | 385.5755 | 0 | 759.346 | 0 | 373.7706
2024-07-18 | 7 | 87.08 | 0 | 385.5755 | 0 | 759.346 | 0 | 373.7706
2024-07-18 | 7 | 78.98 | 0 | 385.5755 | 0 | 759.346 | 0 | 373.7706
2024-07-18 | 7 | 77 | 0 | 385.5755 | 0 | 759.346 | 0 | 373.7706
2024-07-18 | 7 | 75.02 | 0 | 385.5755 | 0 | 759.346 | 0 | 373.7706
2024-07-18 | 7 | 73.04 | 0 | 385.5755 | 0 | 759.346 | 0 | 373.7706
2024-07-18 | 7 | 71.96 | 0 | 385.5755 | 0 | 759.346 | 0 | 373.7706
2024-07-19 | 7 | 71.96 | 0 | 385.5755 | 0 | 759.346 | 0 | 373.7706
2024-07-19 | 7 | 69.98 | 0 | 385.5755 | 0 | 759.346 | 0 | 373.7706
2024-07-19 | 7 | 69.08 | 0 | 385.5755 | 0 | 759.346 | 0 | 373.7706
2024-07-19 | 7 | 69.08 | 0 | 385.5755 | 0 | 759.346 | 0 | 373.7706
2024-07-19 | 7 | 68 | 0 | 385.5755 | 0 | 759.346 | 0 | 373.7706
2024-07-19 | 7 | 71.06 | 0 | 385.5755 | 0 | 759.346 | 0 | 373.7706
2024-07-19 | 7 | 71.06 | 0 | 385.5755 | 0 | 759.346 | 0 | 373.7706
2024-07-19 | 7 | 78.98 | 0 | 385.5755 | 0 | 759.346 | 0 | 373.7706
2024-07-19 | 7 | 82.94 | 0 | 385.5755 | 0 | 759.346 | 0 | 373.7706
2024-07-19 | 7 | 84.02 | 0 | 385.5755 | 0 | 759.346 | 0 | 373.7706
2024-07-19 | 7 | 89.06 | 0 | 385.5755 | 0 | 759.346 | 0 | 373.7706
2024-07-19 | 7 | 89.06 | 0 | 385.5755 | 0 | 759.346 | 0 | 373.7706
2024-07-19 | 7 | 89.06 | 0 | 385.5755 | 0 | 759.346 | 0 | 373.7706
2024-07-19 | 7 | 89.6 | 0 | 385.5755 | 0 | 759.346 | 0 | 373.7706
2024-07-19 | 7 | 87.98 | 0 | 385.5755 | 0 | 759.346 | 0 | 373.7706
2024-07-19 | 7 | 75.92 | 0 | 385.5755 | 0 | 759.346 | 0 | 373.7706
2024-07-19 | 7 | 78.08 | 0 | 385.5755 | 0 | 759.346 | 0 | 373.7706
2024-07-19 | 7 | 78.08 | 0 | 385.5755 | 0 | 759.346 | 0 | 373.7706
2024-07-19 | 7 | 78.08 | 0 | 385.5755 | 0 | 759.346 | 0 | 373.7706
2024-07-19 | 7 | 77 | 0 | 385.5755 | 0 | 759.346 | 0 | 373.7706
2024-07-19 | 7 | 75.92 | 0 | 385.5755 | 0 | 759.346 | 0 | 373.7706
2024-07-19 | 7 | 75.92 | 0 | 385.5755 | 0 | 759.346 | 0 | 373.7706
2024-07-19 | 7 | 77 | 0 | 385.5755 | 0 | 759.346 | 0 | 373.7706
2024-07-19 | 7 | 75.92 | 0 | 385.5755 | 0 | 759.346 | 0 | 373.7706
2024-07-20 | 7 | 75.02 | 0 | 385.5755 | 0 | 759.346 | 0 | 373.7706
2024-07-20 | 7 | 75.02 | 0 | 385.5755 | 0 | 759.346 | 0 | 373.7706
2024-07-20 | 7 | 73.94 | 0 | 385.5755 | 0 | 759.346 | 0 | 373.7706
2024-07-20 | 7 | 73.94 | 0 | 385.5755 | 0 | 759.346 | 0 | 373.7706
2024-07-20 | 7 | 73.04 | 0 | 385.5755 | 0 | 759.346 | 0 | 373.7706
2024-07-20 | 7 | 75.02 | 0 | 385.5755 | 0 | 759.346 | 0 | 373.7706
2024-07-20 | 7 | 75.02 | 0 | 385.5755 | 0 | 759.346 | 0 | 373.7706
2024-07-20 | 7 | 80.06 | 0 | 385.5755 | 0 | 759.346 | 0 | 373.7706
2024-07-20 | 7 | 80.96 | 0 | 385.5755 | 0 | 759.346 | 0 | 373.7706
2024-07-20 | 7 | 84.02 | 0 | 385.5755 | 0 | 759.346 | 0 | 373.7706
2024-07-20 | 7 | 86 | 0 | 385.5755 | 0 | 759.346 | 0 | 373.7706
2024-07-20 | 7 | 87.08 | 0 | 385.5755 | 0 | 759.346 | 0 | 373.7706
2024-07-20 | 7 | 87.08 | 0 | 385.5755 | 0 | 759.346 | 0 | 373.7706
2024-07-20 | 7 | 89.06 | 0 | 385.5755 | 0 | 759.346 | 0 | 373.7706
2024-07-20 | 7 | 89.06 | 0 | 385.5755 | 0 | 759.346 | 0 | 373.7706
2024-07-20 | 7 | 89.96 | 0 | 385.5755 | 0 | 759.346 | 0 | 373.7706
2024-07-20 | 7 | 89.06 | 0 | 385.5755 | 0 | 759.346 | 0 | 373.7706
2024-07-20 | 7 | 89.06 | 0 | 385.5755 | 0 | 759.346 | 0 | 373.7706
2024-07-20 | 7 | 82.94 | 0 | 385.5755 | 0 | 759.346 | 0 | 373.7706
2024-07-20 | 7 | 80.06 | 0 | 385.5755 | 0 | 759.346 | 0 | 373.7706
2024-07-20 | 7 | 78.98 | 0 | 385.5755 | 0 | 759.346 | 0 | 373.7706
2024-07-20 | 7 | 77 | 0 | 385.5755 | 0 | 759.346 | 0 | 373.7706
2024-07-20 | 7 | 77 | 0 | 385.5755 | 0 | 759.346 | 0 | 373.7706
2024-07-20 | 7 | 75.92 | 0 | 385.5755 | 0 | 759.346 | 0 | 373.7706
2024-07-21 | 7 | 75.92 | 0 | 385.5755 | 0 | 759.346 | 0 | 373.7706
2024-07-21 | 7 | 77 | 0 | 385.5755 | 0 | 759.346 | 0 | 373.7706
2024-07-21 | 7 | 75.92 | 0 | 385.5755 | 0 | 759.346 | 0 | 373.7706
2024-07-21 | 7 | 75.02 | 0 | 385.5755 | 0 | 759.346 | 0 | 373.7706
2024-07-21 | 7 | 69.08 | 0 | 385.5755 | 0 | 759.346 | 0 | 373.7706
2024-07-21 | 7 | 69.98 | 0 | 385.5755 | 0 | 759.346 | 0 | 373.7706
2024-07-21 | 7 | 69.08 | 0 | 385.5755 | 0 | 759.346 | 0 | 373.7706
2024-07-21 | 7 | 75.02 | 0 | 385.5755 | 0 | 759.346 | 0 | 373.7706
2024-07-21 | 7 | 78.98 | 0 | 385.5755 | 0 | 759.346 | 0 | 373.7706
2024-07-21 | 7 | 82.04 | 0 | 385.5755 | 0 | 759.346 | 0 | 373.7706
2024-07-21 | 7 | 84.02 | 0 | 385.5755 | 0 | 759.346 | 0 | 373.7706
2024-07-21 | 7 | 86 | 0 | 385.5755 | 0 | 759.346 | 0 | 373.7706
2024-07-21 | 7 | 86 | 0 | 385.5755 | 0 | 759.346 | 0 | 373.7706
2024-07-21 | 7 | 87.98 | 0 | 385.5755 | 0 | 759.346 | 0 | 373.7706
2024-07-21 | 7 | 87.08 | 0 | 385.5755 | 0 | 759.346 | 0 | 373.7706
2024-07-21 | 7 | 87.08 | 0 | 385.5755 | 0 | 759.346 | 0 | 373.7706
2024-07-21 | 7 | 87.98 | 0 | 385.5755 | 0 | 759.346 | 0 | 373.7706
2024-07-21 | 7 | 82.04 | 0 | 385.5755 | 0 | 759.346 | 0 | 373.7706
2024-07-21 | 7 | 82.04 | 0 | 385.5755 | 0 | 759.346 | 0 | 373.7706
2024-07-21 | 7 | 78.98 | 0 | 385.5755 | 0 | 759.346 | 0 | 373.7706
2024-07-21 | 7 | 75.92 | 0 | 385.5755 | 0 | 759.346 | 0 | 373.7706
2024-07-21 | 7 | 77 | 0 | 385.5755 | 0 | 759.346 | 0 | 373.7706
2024-07-21 | 7 | 75.92 | 0 | 385.5755 | 0 | 759.346 | 0 | 373.7706
2024-07-21 | 7 | 73.04 | 0 | 385.5755 | 0 | 759.346 | 0 | 373.7706
2024-07-22 | 7 | 73.04 | 0 | 385.5755 | 0 | 759.346 | 0 | 373.7706
2024-07-22 | 7 | 69.08 | 0 | 385.5755 | 0 | 759.346 | 0 | 373.7706
2024-07-22 | 7 | 69.08 | 0 | 385.5755 | 0 | 759.346 | 0 | 373.7706
2024-07-22 | 7 | 68 | 0 | 385.5755 | 0 | 759.346 | 0 | 373.7706
2024-07-22 | 7 | 68 | 0 | 385.5755 | 0 | 759.346 | 0 | 373.7706
2024-07-22 | 7 | 71.06 | 0 | 385.5755 | 0 | 759.346 | 0 | 373.7706
2024-07-22 | 7 | 71.06 | 0 | 385.5755 | 0 | 759.346 | 0 | 373.7706
2024-07-22 | 7 | 80.06 | 0 | 385.5755 | 0 | 759.346 | 0 | 373.7706
2024-07-22 | 7 | 82.04 | 0 | 385.5755 | 0 | 759.346 | 0 | 373.7706
2024-07-22 | 7 | 82.04 | 0 | 385.5755 | 0 | 759.346 | 0 | 373.7706
2024-07-22 | 7 | 87.08 | 0 | 385.5755 | 0 | 759.346 | 0 | 373.7706
2024-07-22 | 7 | 87.08 | 0 | 385.5755 | 0 | 759.346 | 0 | 373.7706
2024-07-22 | 7 | 87.08 | 0 | 385.5755 | 0 | 759.346 | 0 | 373.7706
2024-07-22 | 7 | 87.98 | 0 | 385.5755 | 0 | 759.346 | 0 | 373.7706
2024-07-22 | 7 | 87.08 | 0 | 385.5755 | 0 | 759.346 | 0 | 373.7706
2024-07-22 | 7 | 78.8 | 0 | 385.5755 | 0 | 759.346 | 0 | 373.7706
2024-07-22 | 7 | 80.06 | 0 | 385.5755 | 0 | 759.346 | 0 | 373.7706
2024-07-22 | 7 | 73.94 | 0 | 385.5755 | 0 | 759.346 | 0 | 373.7706
2024-07-22 | 7 | 73.04 | 0 | 385.5755 | 0 | 759.346 | 0 | 373.7706
2024-07-22 | 7 | 71.06 | 0 | 385.5755 | 0 | 759.346 | 0 | 373.7706
2024-07-22 | 7 | 71.06 | 0 | 385.5755 | 0 | 759.346 | 0 | 373.7706
2024-07-22 | 7 | 69.98 | 0 | 385.5755 | 0 | 759.346 | 0 | 373.7706
2024-07-22 | 7 | 69.8 | 0 | 385.5755 | 0 | 759.346 | 0 | 373.7706
2024-07-22 | 7 | 69.08 | 0 | 385.5755 | 0 | 759.346 | 0 | 373.7706
2024-07-23 | 7 | 69.08 | 0 | 385.5755 | 0 | 759.346 | 0 | 373.7706
2024-07-23 | 7 | 68 | 0 | 385.5755 | 0 | 759.346 | 0 | 373.7706
2024-07-23 | 7 | 68 | 0 | 385.5755 | 0 | 759.346 | 0 | 373.7706
2024-07-23 | 7 | 68 | 0 | 385.5755 | 0 | 759.346 | 0 | 373.7706
2024-07-23 | 7 | 68 | 0 | 385.5755 | 0 | 759.346 | 0 | 373.7706
2024-07-23 | 7 | 68 | 0 | 385.5755 | 0 | 759.346 | 0 | 373.7706
2024-07-23 | 7 | 68 | 0 | 385.5755 | 0 | 759.346 | 0 | 373.7706
2024-07-23 | 7 | 73.04 | 0 | 385.5755 | 0 | 759.346 | 0 | 373.7706
2024-07-23 | 7 | 73.94 | 0 | 385.5755 | 0 | 759.346 | 0 | 373.7706
2024-07-23 | 7 | 78.98 | 0 | 385.5755 | 0 | 759.346 | 0 | 373.7706
2024-07-23 | 7 | 82.04 | 0 | 385.5755 | 0 | 759.346 | 0 | 373.7706
2024-07-23 | 7 | 82.04 | 0 | 385.5755 | 0 | 759.346 | 0 | 373.7706
2024-07-23 | 7 | 82.04 | 0 | 385.5755 | 0 | 759.346 | 0 | 373.7706
2024-07-23 | 7 | 82.94 | 0 | 385.5755 | 0 | 759.346 | 0 | 373.7706
2024-07-23 | 7 | 82.94 | 0 | 385.5755 | 0 | 759.346 | 0 | 373.7706
2024-07-23 | 7 | 86 | 0 | 385.5755 | 0 | 759.346 | 0 | 373.7706
2024-07-23 | 7 | 84.92 | 0 | 385.5755 | 0 | 759.346 | 0 | 373.7706
2024-07-23 | 7 | 75.02 | 0 | 385.5755 | 0 | 759.346 | 0 | 373.7706
2024-07-23 | 7 | 73.94 | 0 | 385.5755 | 0 | 759.346 | 0 | 373.7706
2024-07-23 | 7 | 73.94 | 0 | 385.5755 | 0 | 759.346 | 0 | 373.7706
2024-07-23 | 7 | 73.94 | 0 | 385.5755 | 0 | 759.346 | 0 | 373.7706
2024-07-23 | 7 | 73.04 | 0 | 385.5755 | 0 | 759.346 | 0 | 373.7706
2024-07-23 | 7 | 71.96 | 0 | 385.5755 | 0 | 759.346 | 0 | 373.7706
2024-07-23 | 7 | 71.96 | 0 | 385.5755 | 0 | 759.346 | 0 | 373.7706
2024-07-24 | 7 | 71.06 | 0 | 385.5755 | 0 | 759.346 | 0 | 373.7706
2024-07-24 | 7 | 71.96 | 0 | 385.5755 | 0 | 759.346 | 0 | 373.7706
2024-07-24 | 7 | 71.96 | 0 | 385.5755 | 0 | 759.346 | 0 | 373.7706
2024-07-24 | 7 | 71.96 | 0 | 385.5755 | 0 | 759.346 | 0 | 373.7706
2024-07-24 | 7 | 71.06 | 0 | 385.5755 | 0 | 759.346 | 0 | 373.7706
2024-07-24 | 7 | 73.4 | 0 | 385.5755 | 0 | 759.346 | 0 | 373.7706
2024-07-24 | 7 | 73.04 | 0 | 385.5755 | 0 | 759.346 | 0 | 373.7706
2024-07-24 | 7 | 77 | 0 | 385.5755 | 0 | 759.346 | 0 | 373.7706
2024-07-24 | 7 | 78.08 | 0 | 385.5755 | 0 | 759.346 | 0 | 373.7706
2024-07-24 | 7 | 80.06 | 0 | 385.5755 | 0 | 759.346 | 0 | 373.7706
2024-07-24 | 7 | 80.96 | 0 | 385.5755 | 0 | 759.346 | 0 | 373.7706
2024-07-24 | 7 | 82.94 | 0 | 385.5755 | 0 | 759.346 | 0 | 373.7706
2024-07-24 | 7 | 82.94 | 0 | 385.5755 | 0 | 759.346 | 0 | 373.7706
2024-07-24 | 7 | 82.94 | 0 | 385.5755 | 0 | 759.346 | 0 | 373.7706
2024-07-24 | 7 | 87.08 | 0 | 385.5755 | 0 | 759.346 | 0 | 373.7706
2024-07-24 | 7 | 84.02 | 0 | 385.5755 | 0 | 759.346 | 0 | 373.7706
2024-07-24 | 7 | 82.94 | 0 | 385.5755 | 0 | 759.346 | 0 | 373.7706
2024-07-24 | 7 | 80.96 | 0 | 385.5755 | 0 | 759.346 | 0 | 373.7706
2024-07-24 | 7 | 77 | 0 | 385.5755 | 0 | 759.346 | 0 | 373.7706
2024-07-24 | 7 | 77 | 0 | 385.5755 | 0 | 759.346 | 0 | 373.7706
2024-07-24 | 7 | 75.92 | 0 | 385.5755 | 0 | 759.346 | 0 | 373.7706
2024-07-24 | 7 | 73.94 | 0 | 385.5755 | 0 | 759.346 | 0 | 373.7706
2024-07-24 | 7 | 73.94 | 0 | 385.5755 | 0 | 759.346 | 0 | 373.7706
2024-07-24 | 7 | 71.96 | 0 | 385.5755 | 0 | 759.346 | 0 | 373.7706
2024-07-25 | 7 | 71.96 | 0 | 385.5755 | 0 | 759.346 | 0 | 373.7706
2024-07-25 | 7 | 71.06 | 0 | 385.5755 | 0 | 759.346 | 0 | 373.7706
2024-07-25 | 7 | 71.06 | 0 | 385.5755 | 0 | 759.346 | 0 | 373.7706
2024-07-25 | 7 | 69.98 | 0 | 385.5755 | 0 | 759.346 | 0 | 373.7706
2024-07-25 | 7 | 69.08 | 0 | 385.5755 | 0 | 759.346 | 0 | 373.7706
2024-07-25 | 7 | 73.04 | 0 | 385.5755 | 0 | 759.346 | 0 | 373.7706
2024-07-25 | 7 | 77 | 0 | 385.5755 | 0 | 759.346 | 0 | 373.7706
2024-07-25 | 7 | 80.96 | 0 | 385.5755 | 0 | 759.346 | 0 | 373.7706
2024-07-25 | 7 | 82.94 | 0 | 385.5755 | 0 | 759.346 | 0 | 373.7706
2024-07-25 | 7 | 84.02 | 0 | 385.5755 | 0 | 759.346 | 0 | 373.7706
2024-07-25 | 7 | 87.98 | 0 | 385.5755 | 0 | 759.346 | 0 | 373.7706
2024-07-25 | 7 | 87.98 | 0 | 385.5755 | 0 | 759.346 | 0 | 373.7706
2024-07-25 | 7 | 87.98 | 0 | 385.5755 | 0 | 759.346 | 0 | 373.7706
2024-07-25 | 7 | 91.04 | 0 | 385.5755 | 0 | 759.346 | 0 | 373.7706
2024-07-25 | 7 | 91.04 | 0 | 385.5755 | 0 | 759.346 | 0 | 373.7706
2024-07-25 | 7 | 87.98 | 0 | 385.5755 | 0 | 759.346 | 0 | 373.7706
2024-07-25 | 7 | 89.06 | 0 | 385.5755 | 0 | 759.346 | 0 | 373.7706
2024-07-25 | 7 | 87.08 | 0 | 385.5755 | 0 | 759.346 | 0 | 373.7706
2024-07-25 | 7 | 87.08 | 0 | 385.5755 | 0 | 759.346 | 0 | 373.7706
2024-07-25 | 7 | 77 | 0 | 385.5755 | 0 | 759.346 | 0 | 373.7706
2024-07-25 | 7 | 75.02 | 0 | 385.5755 | 0 | 759.346 | 0 | 373.7706
2024-07-25 | 7 | 73.94 | 0 | 385.5755 | 0 | 759.346 | 0 | 373.7706
2024-07-25 | 7 | 71.06 | 0 | 385.5755 | 0 | 759.346 | 0 | 373.7706
2024-07-25 | 7 | 69.98 | 0 | 385.5755 | 0 | 759.346 | 0 | 373.7706
2024-07-26 | 7 | 69.98 | 0 | 385.5755 | 0 | 759.346 | 0 | 373.7706
2024-07-26 | 7 | 66.92 | 0 | 385.5755 | 0 | 759.346 | 0 | 373.7706
2024-07-26 | 7 | 66.92 | 0 | 385.5755 | 0 | 759.346 | 0 | 373.7706
2024-07-26 | 7 | 66.92 | 0 | 385.5755 | 0 | 759.346 | 0 | 373.7706
2024-07-26 | 7 | 64.94 | 0 | 385.5755 | 0 | 759.346 | 0 | 373.7706
2024-07-26 | 7 | 69.08 | 0 | 385.5755 | 0 | 759.346 | 0 | 373.7706
2024-07-26 | 7 | 69.08 | 0 | 385.5755 | 0 | 759.346 | 0 | 373.7706
2024-07-26 | 7 | 78.08 | 0 | 385.5755 | 0 | 759.346 | 0 | 373.7706
2024-07-26 | 7 | 80.96 | 0 | 385.5755 | 0 | 759.346 | 0 | 373.7706
2024-07-26 | 7 | 87.08 | 0 | 385.5755 | 0 | 759.346 | 0 | 373.7706
2024-07-26 | 7 | 89.06 | 0 | 385.5755 | 0 | 759.346 | 0 | 373.7706
2024-07-26 | 7 | 89.96 | 0 | 385.5755 | 0 | 759.346 | 0 | 373.7706
2024-07-26 | 7 | 89.96 | 0 | 385.5755 | 0 | 759.346 | 0 | 373.7706
2024-07-26 | 7 | 91.04 | 0 | 385.5755 | 0 | 759.346 | 0 | 373.7706
2024-07-26 | 7 | 93.02 | 0 | 385.5755 | 0 | 759.346 | 0 | 373.7706
2024-07-26 | 7 | 91.04 | 0 | 385.5755 | 0 | 759.346 | 0 | 373.7706
2024-07-26 | 7 | 87.98 | 0 | 385.5755 | 0 | 759.346 | 0 | 373.7706
2024-07-26 | 7 | 87.98 | 0 | 385.5755 | 0 | 759.346 | 0 | 373.7706
2024-07-26 | 7 | 87.98 | 0 | 385.5755 | 0 | 759.346 | 0 | 373.7706
2024-07-26 | 7 | 77 | 0 | 385.5755 | 0 | 759.346 | 0 | 373.7706
2024-07-26 | 7 | 75.02 | 0 | 385.5755 | 0 | 759.346 | 0 | 373.7706
2024-07-26 | 7 | 73.04 | 0 | 385.5755 | 0 | 759.346 | 0 | 373.7706
2024-07-26 | 7 | 71.06 | 0 | 385.5755 | 0 | 759.346 | 0 | 373.7706
2024-07-26 | 7 | 69.98 | 0 | 385.5755 | 0 | 759.346 | 0 | 373.7706
2024-07-27 | 7 | 69.08 | 0 | 385.5755 | 0 | 759.346 | 0 | 373.7706
2024-07-27 | 7 | 68 | 0 | 385.5755 | 0 | 759.346 | 0 | 373.7706
2024-07-27 | 7 | 66.92 | 0 | 385.5755 | 0 | 759.346 | 0 | 373.7706
2024-07-27 | 7 | 66.92 | 0 | 385.5755 | 0 | 759.346 | 0 | 373.7706
2024-07-27 | 7 | 68 | 0 | 385.5755 | 0 | 759.346 | 0 | 373.7706
2024-07-27 | 7 | 69.08 | 0 | 385.5755 | 0 | 759.346 | 0 | 373.7706
2024-07-27 | 7 | 69.08 | 0 | 385.5755 | 0 | 759.346 | 0 | 373.7706
2024-07-27 | 7 | 80.06 | 0 | 385.5755 | 0 | 759.346 | 0 | 373.7706
2024-07-27 | 7 | 84.92 | 0 | 385.5755 | 0 | 759.346 | 0 | 373.7706
2024-07-27 | 7 | 89.06 | 0 | 385.5755 | 0 | 759.346 | 0 | 373.7706
2024-07-27 | 7 | 89.06 | 0 | 385.5755 | 0 | 759.346 | 0 | 373.7706
2024-07-27 | 7 | 89.06 | 0 | 385.5755 | 0 | 759.346 | 0 | 373.7706
2024-07-27 | 7 | 89.96 | 0 | 385.5755 | 0 | 759.346 | 0 | 373.7706
2024-07-27 | 7 | 89.96 | 0 | 385.5755 | 0 | 759.346 | 0 | 373.7706
2024-07-27 | 7 | 89.96 | 0 | 385.5755 | 0 | 759.346 | 0 | 373.7706
2024-07-27 | 7 | 87.08 | 0 | 385.5755 | 0 | 759.346 | 0 | 373.7706
2024-07-27 | 7 | 87.08 | 0 | 385.5755 | 0 | 759.346 | 0 | 373.7706
2024-07-27 | 7 | 86 | 0 | 385.5755 | 0 | 759.346 | 0 | 373.7706
2024-07-27 | 7 | 86 | 0 | 385.5755 | 0 | 759.346 | 0 | 373.7706
2024-07-27 | 7 | 75.92 | 0 | 385.5755 | 0 | 759.346 | 0 | 373.7706
2024-07-27 | 7 | 75.02 | 0 | 385.5755 | 0 | 759.346 | 0 | 373.7706
2024-07-27 | 7 | 73.04 | 0 | 385.5755 | 0 | 759.346 | 0 | 373.7706
2024-07-27 | 7 | 71.96 | 0 | 385.5755 | 0 | 759.346 | 0 | 373.7706
2024-07-27 | 7 | 71.06 | 0 | 385.5755 | 0 | 759.346 | 0 | 373.7706
2024-07-28 | 7 | 71.06 | 0 | 385.5755 | 0 | 759.346 | 0 | 373.7706
2024-07-28 | 7 | 69.98 | 0 | 385.5755 | 0 | 759.346 | 0 | 373.7706
2024-07-28 | 7 | 69.98 | 0 | 385.5755 | 0 | 759.346 | 0 | 373.7706
2024-07-28 | 7 | 69.98 | 0 | 385.5755 | 0 | 759.346 | 0 | 373.7706
2024-07-28 | 7 | 69.98 | 0 | 385.5755 | 0 | 759.346 | 0 | 373.7706
2024-07-28 | 7 | 71.96 | 0 | 385.5755 | 0 | 759.346 | 0 | 373.7706
2024-07-28 | 7 | 71.96 | 0 | 385.5755 | 0 | 759.346 | 0 | 373.7706
2024-07-28 | 7 | 78.98 | 0 | 385.5755 | 0 | 759.346 | 0 | 373.7706
2024-07-28 | 7 | 84.02 | 0 | 385.5755 | 0 | 759.346 | 0 | 373.7706
2024-07-28 | 7 | 86 | 0 | 385.5755 | 0 | 759.346 | 0 | 373.7706
2024-07-28 | 7 | 87.08 | 0 | 385.5755 | 0 | 759.346 | 0 | 373.7706
2024-07-28 | 7 | 89.96 | 0 | 385.5755 | 0 | 759.346 | 0 | 373.7706
2024-07-28 | 7 | 89.96 | 0 | 385.5755 | 0 | 759.346 | 0 | 373.7706
2024-07-28 | 7 | 89.96 | 0 | 385.5755 | 0 | 759.346 | 0 | 373.7706
2024-07-28 | 7 | 89.06 | 0 | 385.5755 | 0 | 759.346 | 0 | 373.7706
2024-07-28 | 7 | 87.08 | 0 | 385.5755 | 0 | 759.346 | 0 | 373.7706
2024-07-28 | 7 | 86 | 0 | 385.5755 | 0 | 759.346 | 0 | 373.7706
2024-07-28 | 7 | 82.94 | 0 | 385.5755 | 0 | 759.346 | 0 | 373.7706
2024-07-28 | 7 | 82.94 | 0 | 385.5755 | 0 | 759.346 | 0 | 373.7706
2024-07-28 | 7 | 75.92 | 0 | 385.5755 | 0 | 759.346 | 0 | 373.7706
2024-07-28 | 7 | 73.94 | 0 | 385.5755 | 0 | 759.346 | 0 | 373.7706
2024-07-28 | 7 | 69.98 | 0 | 385.5755 | 0 | 759.346 | 0 | 373.7706
2024-07-28 | 7 | 69.98 | 0 | 385.5755 | 0 | 759.346 | 0 | 373.7706
2024-07-28 | 7 | 66.92 | 0 | 385.5755 | 0 | 759.346 | 0 | 373.7706
2024-07-29 | 7 | 66.92 | 0 | 385.5755 | 0 | 759.346 | 0 | 373.7706
2024-07-29 | 7 | 66.92 | 0 | 385.5755 | 0 | 759.346 | 0 | 373.7706
2024-07-29 | 7 | 64.94 | 0 | 385.5755 | 0 | 759.346 | 0 | 373.7706
2024-07-29 | 7 | 64.94 | 0 | 385.5755 | 0 | 759.346 | 0 | 373.7706
2024-07-29 | 7 | 64.94 | 0 | 385.5755 | 0 | 759.346 | 0 | 373.7706
2024-07-29 | 7 | 68 | 0 | 385.5755 | 0 | 759.346 | 0 | 373.7706
2024-07-29 | 7 | 68 | 0 | 385.5755 | 0 | 759.346 | 0 | 373.7706
2024-07-29 | 7 | 75.02 | 0 | 385.5755 | 0 | 759.346 | 0 | 373.7706
2024-07-29 | 7 | 80.06 | 0 | 385.5755 | 0 | 759.346 | 0 | 373.7706
2024-07-29 | 7 | 82.94 | 0 | 385.5755 | 0 | 759.346 | 0 | 373.7706
2024-07-29 | 7 | 84.92 | 0 | 385.5755 | 0 | 759.346 | 0 | 373.7706
2024-07-29 | 7 | 86 | 0 | 385.5755 | 0 | 759.346 | 0 | 373.7706
2024-07-29 | 7 | 86 | 0 | 385.5755 | 0 | 759.346 | 0 | 373.7706
2024-07-29 | 7 | 87.98 | 0 | 385.5755 | 0 | 759.346 | 0 | 373.7706
2024-07-29 | 7 | 89.96 | 0 | 385.5755 | 0 | 759.346 | 0 | 373.7706
2024-07-29 | 7 | 89.96 | 0 | 385.5755 | 0 | 759.346 | 0 | 373.7706
2024-07-29 | 7 | 87.98 | 0 | 385.5755 | 0 | 759.346 | 0 | 373.7706
2024-07-29 | 7 | 87.08 | 0 | 385.5755 | 0 | 759.346 | 0 | 373.7706
2024-07-29 | 7 | 87.08 | 0 | 385.5755 | 0 | 759.346 | 0 | 373.7706
2024-07-29 | 7 | 78.08 | 0 | 385.5755 | 0 | 759.346 | 0 | 373.7706
2024-07-29 | 7 | 75.02 | 0 | 385.5755 | 0 | 759.346 | 0 | 373.7706
2024-07-29 | 7 | 73.04 | 0 | 385.5755 | 0 | 759.346 | 0 | 373.7706
2024-07-29 | 7 | 71.06 | 0 | 385.5755 | 0 | 759.346 | 0 | 373.7706
2024-07-29 | 7 | 69.98 | 0 | 385.5755 | 0 | 759.346 | 0 | 373.7706
2024-07-30 | 7 | 69.98 | 0 | 385.5755 | 0 | 759.346 | 0 | 373.7706
2024-07-30 | 7 | 68 | 0 | 385.5755 | 0 | 759.346 | 0 | 373.7706
2024-07-30 | 7 | 66.92 | 0 | 385.5755 | 0 | 759.346 | 0 | 373.7706
2024-07-30 | 7 | 66.92 | 0 | 385.5755 | 0 | 759.346 | 0 | 373.7706
2024-07-30 | 7 | 66.02 | 0 | 385.5755 | 0 | 759.346 | 0 | 373.7706
2024-07-30 | 7 | 68 | 0 | 385.5755 | 0 | 759.346 | 0 | 373.7706
2024-07-30 | 7 | 69.98 | 0 | 385.5755 | 0 | 759.346 | 0 | 373.7706
2024-07-30 | 7 | 75.02 | 0 | 385.5755 | 0 | 759.346 | 0 | 373.7706
2024-07-30 | 7 | 77 | 0 | 385.5755 | 0 | 759.346 | 0 | 373.7706
2024-07-30 | 7 | 80.96 | 0 | 385.5755 | 0 | 759.346 | 0 | 373.7706
2024-07-30 | 7 | 86 | 0 | 385.5755 | 0 | 759.346 | 0 | 373.7706
2024-07-30 | 7 | 89.06 | 0 | 385.5755 | 0 | 759.346 | 0 | 373.7706
2024-07-30 | 7 | 89.06 | 0 | 385.5755 | 0 | 759.346 | 0 | 373.7706
2024-07-30 | 7 | 91.04 | 0 | 385.5755 | 0 | 759.346 | 0 | 373.7706
2024-07-30 | 7 | 89.06 | 0 | 385.5755 | 0 | 759.346 | 0 | 373.7706
2024-07-30 | 7 | 87.98 | 0 | 385.5755 | 0 | 759.346 | 0 | 373.7706
2024-07-30 | 7 | 78.8 | 0 | 385.5755 | 0 | 759.346 | 0 | 373.7706
2024-07-30 | 7 | 77 | 0 | 385.5755 | 0 | 759.346 | 0 | 373.7706
2024-07-30 | 7 | 77 | 0 | 385.5755 | 0 | 759.346 | 0 | 373.7706
2024-07-30 | 7 | 75.92 | 0 | 385.5755 | 0 | 759.346 | 0 | 373.7706
2024-07-30 | 7 | 75.02 | 0 | 385.5755 | 0 | 759.346 | 0 | 373.7706
2024-07-30 | 7 | 73.94 | 0 | 385.5755 | 0 | 759.346 | 0 | 373.7706
2024-07-30 | 7 | 73.04 | 0 | 385.5755 | 0 | 759.346 | 0 | 373.7706
2024-07-30 | 7 | 71.96 | 0 | 385.5755 | 0 | 759.346 | 0 | 373.7706
2024-07-31 | 7 | 71.96 | 0 | 385.5755 | 0 | 759.346 | 0 | 373.7706
2024-07-31 | 7 | 73.04 | 0 | 385.5755 | 0 | 759.346 | 0 | 373.7706
2024-07-31 | 7 | 73.04 | 0 | 385.5755 | 0 | 759.346 | 0 | 373.7706
2024-07-31 | 7 | 73.04 | 0 | 385.5755 | 0 | 759.346 | 0 | 373.7706
2024-07-31 | 7 | 73.04 | 0 | 385.5755 | 0 | 759.346 | 0 | 373.7706
2024-07-31 | 7 | 73.94 | 0 | 385.5755 | 0 | 759.346 | 0 | 373.7706
2024-07-31 | 7 | 75.02 | 0 | 385.5755 | 0 | 759.346 | 0 | 373.7706
2024-07-31 | 7 | 77 | 0 | 385.5755 | 0 | 759.346 | 0 | 373.7706
2024-07-31 | 7 | 78.08 | 0 | 385.5755 | 0 | 759.346 | 0 | 373.7706
2024-07-31 | 7 | 78.08 | 0 | 385.5755 | 0 | 759.346 | 0 | 373.7706
2024-07-31 | 7 | 78.98 | 0 | 385.5755 | 0 | 759.346 | 0 | 373.7706
2024-07-31 | 7 | 78.08 | 0 | 385.5755 | 0 | 759.346 | 0 | 373.7706
2024-07-31 | 7 | 78.08 | 0 | 385.5755 | 0 | 759.346 | 0 | 373.7706
2024-07-31 | 7 | 73.94 | 0 | 385.5755 | 0 | 759.346 | 0 | 373.7706
2024-07-31 | 7 | 73.94 | 0 | 385.5755 | 0 | 759.346 | 0 | 373.7706
2024-07-31 | 7 | 73.94 | 0 | 385.5755 | 0 | 759.346 | 0 | 373.7706
2024-07-31 | 7 | 73.04 | 0 | 385.5755 | 0 | 759.346 | 0 | 373.7706
2024-07-31 | 7 | 73.04 | 0 | 385.5755 | 0 | 759.346 | 0 | 373.7706
2024-07-31 | 7 | 71.42 | 0 | 385.5755 | 0 | 759.346 | 0 | 373.7706
2024-07-31 | 7 | 70.88 | 0 | 385.5755 | 0 | 759.346 | 0 | 373.7706
2024-07-31 | 7 | 70.88 | 0 | 385.5755 | 0 | 759.346 | 0 | 373.7706
2024-07-31 | 7 | 70.7 | 0 | 385.5755 | 0 | 759.346 | 0 | 373.7706
2024-07-31 | 7 | 70.34 | 0 | 385.5755 | 0 | 759.346 | 0 | 373.7706
2024-07-31 | 7 | 70.7 | 0 | 385.5755 | 0 | 759.346 | 0 | 373.7706
2024-08-01 | 8 | 70.34 | 0 | 385.5755 | 0 | 759.346 | 0 | 373.7706
2024-08-01 | 8 | 70.7 | 0 | 385.5755 | 0 | 759.346 | 0 | 373.7706
2024-08-01 | 8 | 70.7 | 0 | 385.5755 | 0 | 759.346 | 0 | 373.7706
2024-08-01 | 8 | 70.16 | 0 | 385.5755 | 0 | 759.346 | 0 | 373.7706
2024-08-01 | 8 | 70.16 | 0 | 385.5755 | 0 | 759.346 | 0 | 373.7706
2024-08-01 | 8 | 69.98 | 0 | 385.5755 | 0 | 759.346 | 0 | 373.7706
2024-08-01 | 8 | 69.98 | 0 | 385.5755 | 0 | 759.346 | 0 | 373.7706
2024-08-01 | 8 | 69.98 | 0 | 385.5755 | 0 | 759.346 | 0 | 373.7706
2024-08-01 | 8 | 69.98 | 0 | 385.5755 | 0 | 759.346 | 0 | 373.7706
2024-08-01 | 8 | 71.6 | 0 | 385.5755 | 0 | 759.346 | 0 | 373.7706
2024-08-01 | 8 | 71.06 | 0 | 385.5755 | 0 | 759.346 | 0 | 373.7706
2024-08-01 | 8 | 71.06 | 0 | 385.5755 | 0 | 759.346 | 0 | 373.7706
2024-08-01 | 8 | 71.96 | 0 | 385.5755 | 0 | 759.346 | 0 | 373.7706
2024-08-01 | 8 | 71.06 | 0 | 385.5755 | 0 | 759.346 | 0 | 373.7706
2024-08-01 | 8 | 71.06 | 0 | 385.5755 | 0 | 759.346 | 0 | 373.7706
2024-08-01 | 8 | 71.06 | 0 | 385.5755 | 0 | 759.346 | 0 | 373.7706
2024-08-01 | 8 | 71.06 | 0 | 385.5755 | 0 | 759.346 | 0 | 373.7706
2024-08-01 | 8 | 71.96 | 0 | 385.5755 | 0 | 759.346 | 0 | 373.7706
2024-08-01 | 8 | 71.06 | 0 | 385.5755 | 0 | 759.346 | 0 | 373.7706
2024-08-01 | 8 | 71.06 | 0 | 385.5755 | 0 | 759.346 | 0 | 373.7706
2024-08-01 | 8 | 71.6 | 0 | 385.5755 | 0 | 759.346 | 0 | 373.7706
2024-08-01 | 8 | 71.06 | 0 | 385.5755 | 0 | 759.346 | 0 | 373.7706
2024-08-01 | 8 | 71.06 | 0 | 385.5755 | 0 | 759.346 | 0 | 373.7706
2024-08-01 | 8 | 69.98 | 0 | 385.5755 | 0 | 759.346 | 0 | 373.7706
2024-08-02 | 8 | 71.6 | 0 | 385.5755 | 0 | 759.346 | 0 | 373.7706
2024-08-02 | 8 | 71.06 | 0 | 385.5755 | 0 | 759.346 | 0 | 373.7706
2024-08-02 | 8 | 71.06 | 0 | 385.5755 | 0 | 759.346 | 0 | 373.7706
2024-08-02 | 8 | 71.06 | 0 | 385.5755 | 0 | 759.346 | 0 | 373.7706
2024-08-02 | 8 | 71.6 | 0 | 385.5755 | 0 | 759.346 | 0 | 373.7706
2024-08-02 | 8 | 71.06 | 0 | 385.5755 | 0 | 759.346 | 0 | 373.7706
2024-08-02 | 8 | 71.96 | 0 | 385.5755 | 0 | 759.346 | 0 | 373.7706
2024-08-02 | 8 | 71.96 | 0 | 385.5755 | 0 | 759.346 | 0 | 373.7706
2024-08-02 | 8 | 73.04 | 0 | 385.5755 | 0 | 759.346 | 0 | 373.7706
2024-08-02 | 8 | 73.04 | 0 | 385.5755 | 0 | 759.346 | 0 | 373.7706
2024-08-02 | 8 | 73.04 | 0 | 385.5755 | 0 | 759.346 | 0 | 373.7706
2024-08-02 | 8 | 73.04 | 0 | 385.5755 | 0 | 759.346 | 0 | 373.7706
2024-08-02 | 8 | 71.96 | 0 | 385.5755 | 0 | 759.346 | 0 | 373.7706
2024-08-02 | 8 | 75.02 | 0 | 385.5755 | 0 | 759.346 | 0 | 373.7706
2024-08-02 | 8 | 77 | 0 | 385.5755 | 0 | 759.346 | 0 | 373.7706
2024-08-02 | 8 | 77 | 0 | 385.5755 | 0 | 759.346 | 0 | 373.7706
2024-08-02 | 8 | 78.08 | 0 | 385.5755 | 0 | 759.346 | 0 | 373.7706
2024-08-02 | 8 | 73.94 | 0 | 385.5755 | 0 | 759.346 | 0 | 373.7706
2024-08-02 | 8 | 73.94 | 0 | 385.5755 | 0 | 759.346 | 0 | 373.7706
2024-08-02 | 8 | 73.04 | 0 | 385.5755 | 0 | 759.346 | 0 | 373.7706
2024-08-02 | 8 | 73.04 | 0 | 385.5755 | 0 | 759.346 | 0 | 373.7706
2024-08-02 | 8 | 73.04 | 0 | 385.5755 | 0 | 759.346 | 0 | 373.7706
2024-08-02 | 8 | 71.96 | 0 | 385.5755 | 0 | 759.346 | 0 | 373.7706
2024-08-02 | 8 | 71.96 | 0 | 385.5755 | 0 | 759.346 | 0 | 373.7706
2024-08-03 | 8 | 71.96 | 0 | 385.5755 | 0 | 759.346 | 0 | 373.7706
2024-08-03 | 8 | 71.06 | 0 | 385.5755 | 0 | 759.346 | 0 | 373.7706
2024-08-03 | 8 | 71.06 | 0 | 385.5755 | 0 | 759.346 | 0 | 373.7706
2024-08-03 | 8 | 71.06 | 0 | 385.5755 | 0 | 759.346 | 0 | 373.7706
2024-08-03 | 8 | 71.06 | 0 | 385.5755 | 0 | 759.346 | 0 | 373.7706
2024-08-03 | 8 | 71.06 | 0 | 385.5755 | 0 | 759.346 | 0 | 373.7706
2024-08-03 | 8 | 71.96 | 0 | 385.5755 | 0 | 759.346 | 0 | 373.7706
2024-08-03 | 8 | 73.04 | 0 | 385.5755 | 0 | 759.346 | 0 | 373.7706
2024-08-03 | 8 | 78.08 | 0 | 385.5755 | 0 | 759.346 | 0 | 373.7706
2024-08-03 | 8 | 80.06 | 0 | 385.5755 | 0 | 759.346 | 0 | 373.7706
2024-08-03 | 8 | 80.06 | 0 | 385.5755 | 0 | 759.346 | 0 | 373.7706
2024-08-03 | 8 | 82.94 | 0 | 385.5755 | 0 | 759.346 | 0 | 373.7706
2024-08-03 | 8 | 82.94 | 0 | 385.5755 | 0 | 759.346 | 0 | 373.7706
2024-08-03 | 8 | 86 | 0 | 385.5755 | 0 | 759.346 | 0 | 373.7706
2024-08-03 | 8 | 87.08 | 0 | 385.5755 | 0 | 759.346 | 0 | 373.7706
2024-08-03 | 8 | 87.08 | 0 | 385.5755 | 0 | 759.346 | 0 | 373.7706
2024-08-03 | 8 | 86 | 0 | 385.5755 | 0 | 759.346 | 0 | 373.7706
2024-08-03 | 8 | 86 | 0 | 385.5755 | 0 | 759.346 | 0 | 373.7706
2024-08-03 | 8 | 86 | 0 | 385.5755 | 0 | 759.346 | 0 | 373.7706
2024-08-03 | 8 | 77 | 0 | 385.5755 | 0 | 759.346 | 0 | 373.7706
2024-08-03 | 8 | 77 | 0 | 385.5755 | 0 | 759.346 | 0 | 373.7706
2024-08-03 | 8 | 75.02 | 0 | 385.5755 | 0 | 759.346 | 0 | 373.7706
2024-08-03 | 8 | 73.94 | 0 | 385.5755 | 0 | 759.346 | 0 | 373.7706
2024-08-03 | 8 | 73.04 | 0 | 385.5755 | 0 | 759.346 | 0 | 373.7706
2024-08-04 | 8 | 73.04 | 0 | 385.5755 | 0 | 759.346 | 0 | 373.7706
2024-08-04 | 8 | 71.96 | 0 | 385.5755 | 0 | 759.346 | 0 | 373.7706
2024-08-04 | 8 | 71.06 | 0 | 385.5755 | 0 | 759.346 | 0 | 373.7706
2024-08-04 | 8 | 71.06 | 0 | 385.5755 | 0 | 759.346 | 0 | 373.7706
2024-08-04 | 8 | 71.06 | 0 | 385.5755 | 0 | 759.346 | 0 | 373.7706
2024-08-04 | 8 | 71.06 | 0 | 385.5755 | 0 | 759.346 | 0 | 373.7706
2024-08-04 | 8 | 71.96 | 0 | 385.5755 | 0 | 759.346 | 0 | 373.7706
2024-08-04 | 8 | 78.08 | 0 | 385.5755 | 0 | 759.346 | 0 | 373.7706
2024-08-04 | 8 | 80.96 | 0 | 385.5755 | 0 | 759.346 | 0 | 373.7706
2024-08-04 | 8 | 84.02 | 0 | 385.5755 | 0 | 759.346 | 0 | 373.7706
2024-08-04 | 8 | 87.08 | 0 | 385.5755 | 0 | 759.346 | 0 | 373.7706
2024-08-04 | 8 | 87.98 | 0 | 385.5755 | 0 | 759.346 | 0 | 373.7706
2024-08-04 | 8 | 87.98 | 0 | 385.5755 | 0 | 759.346 | 0 | 373.7706
2024-08-04 | 8 | 89.06 | 0 | 385.5755 | 0 | 759.346 | 0 | 373.7706
2024-08-04 | 8 | 89.06 | 0 | 385.5755 | 0 | 759.346 | 0 | 373.7706
2024-08-04 | 8 | 91.04 | 0 | 385.5755 | 0 | 759.346 | 0 | 373.7706
2024-08-04 | 8 | 87.98 | 0 | 385.5755 | 0 | 759.346 | 0 | 373.7706
2024-08-04 | 8 | 84.02 | 0 | 385.5755 | 0 | 759.346 | 0 | 373.7706
2024-08-04 | 8 | 84.02 | 0 | 385.5755 | 0 | 759.346 | 0 | 373.7706
2024-08-04 | 8 | 78.98 | 0 | 385.5755 | 0 | 759.346 | 0 | 373.7706
2024-08-04 | 8 | 78.08 | 0 | 385.5755 | 0 | 759.346 | 0 | 373.7706
2024-08-04 | 8 | 75.92 | 0 | 385.5755 | 0 | 759.346 | 0 | 373.7706
2024-08-04 | 8 | 75.02 | 0 | 385.5755 | 0 | 759.346 | 0 | 373.7706
2024-08-04 | 8 | 73.94 | 0 | 385.5755 | 0 | 759.346 | 0 | 373.7706
2024-08-05 | 8 | 73.94 | 0 | 385.5755 | 0 | 759.346 | 0 | 373.7706
2024-08-05 | 8 | 73.94 | 0 | 385.5755 | 0 | 759.346 | 0 | 373.7706
2024-08-05 | 8 | 71.96 | 0 | 385.5755 | 0 | 759.346 | 0 | 373.7706
2024-08-05 | 8 | 71.96 | 0 | 385.5755 | 0 | 759.346 | 0 | 373.7706
2024-08-05 | 8 | 71.06 | 0 | 385.5755 | 0 | 759.346 | 0 | 373.7706
2024-08-05 | 8 | 73.04 | 0 | 385.5755 | 0 | 759.346 | 0 | 373.7706
2024-08-05 | 8 | 73.04 | 0 | 385.5755 | 0 | 759.346 | 0 | 373.7706
2024-08-05 | 8 | 80.96 | 0 | 385.5755 | 0 | 759.346 | 0 | 373.7706
2024-08-05 | 8 | 82.94 | 0 | 385.5755 | 0 | 759.346 | 0 | 373.7706
2024-08-05 | 8 | 86 | 0 | 385.5755 | 0 | 759.346 | 0 | 373.7706
2024-08-05 | 8 | 89.06 | 0 | 385.5755 | 0 | 759.346 | 0 | 373.7706
2024-08-05 | 8 | 89.6 | 0 | 385.5755 | 0 | 759.346 | 0 | 373.7706
2024-08-05 | 8 | 89.96 | 0 | 385.5755 | 0 | 759.346 | 0 | 373.7706
2024-08-05 | 8 | 91.94 | 0 | 385.5755 | 0 | 759.346 | 0 | 373.7706
2024-08-05 | 8 | 91.94 | 0 | 385.5755 | 0 | 759.346 | 0 | 373.7706
2024-08-05 | 8 | 93.02 | 0 | 385.5755 | 0 | 759.346 | 0 | 373.7706
2024-08-05 | 8 | 91.94 | 0 | 385.5755 | 0 | 759.346 | 0 | 373.7706
2024-08-05 | 8 | 89.96 | 0 | 385.5755 | 0 | 759.346 | 0 | 373.7706
2024-08-05 | 8 | 89.96 | 0 | 385.5755 | 0 | 759.346 | 0 | 373.7706
2024-08-05 | 8 | 80.06 | 0 | 385.5755 | 0 | 759.346 | 0 | 373.7706
2024-08-05 | 8 | 78.98 | 0 | 385.5755 | 0 | 759.346 | 0 | 373.7706
2024-08-05 | 8 | 75.92 | 0 | 385.5755 | 0 | 759.346 | 0 | 373.7706
2024-08-05 | 8 | 75.92 | 0 | 385.5755 | 0 | 759.346 | 0 | 373.7706
2024-08-05 | 8 | 75.02 | 0 | 385.5755 | 0 | 759.346 | 0 | 373.7706
2024-08-06 | 8 | 75.02 | 0 | 385.5755 | 0 | 759.346 | 0 | 373.7706
2024-08-06 | 8 | 73.94 | 0 | 385.5755 | 0 | 759.346 | 0 | 373.7706
2024-08-06 | 8 | 73.94 | 0 | 385.5755 | 0 | 759.346 | 0 | 373.7706
2024-08-06 | 8 | 73.4 | 0 | 385.5755 | 0 | 759.346 | 0 | 373.7706
2024-08-06 | 8 | 71.96 | 0 | 385.5755 | 0 | 759.346 | 0 | 373.7706
2024-08-06 | 8 | 73.04 | 0 | 385.5755 | 0 | 759.346 | 0 | 373.7706
2024-08-06 | 8 | 75.02 | 0 | 385.5755 | 0 | 759.346 | 0 | 373.7706
2024-08-06 | 8 | 82.04 | 0 | 385.5755 | 0 | 759.346 | 0 | 373.7706
2024-08-06 | 8 | 87.98 | 0 | 385.5755 | 0 | 759.346 | 0 | 373.7706
2024-08-06 | 8 | 89.96 | 0 | 385.5755 | 0 | 759.346 | 0 | 373.7706
2024-08-06 | 8 | 87.98 | 0 | 385.5755 | 0 | 759.346 | 0 | 373.7706
2024-08-06 | 8 | 93.02 | 0 | 385.5755 | 0 | 759.346 | 0 | 373.7706
2024-08-06 | 8 | 93.02 | 0 | 385.5755 | 0 | 759.346 | 0 | 373.7706
2024-08-06 | 8 | 93.92 | 0 | 385.5755 | 0 | 759.346 | 0 | 373.7706
2024-08-06 | 8 | 93.92 | 0 | 385.5755 | 0 | 759.346 | 0 | 373.7706
2024-08-06 | 8 | 93.92 | 0 | 385.5755 | 0 | 759.346 | 0 | 373.7706
2024-08-06 | 8 | 93.02 | 0 | 385.5755 | 0 | 759.346 | 0 | 373.7706
2024-08-06 | 8 | 89.06 | 0 | 385.5755 | 0 | 759.346 | 0 | 373.7706
2024-08-06 | 8 | 89.06 | 0 | 385.5755 | 0 | 759.346 | 0 | 373.7706
2024-08-06 | 8 | 82.04 | 0 | 385.5755 | 0 | 759.346 | 0 | 373.7706
2024-08-06 | 8 | 78.98 | 0 | 385.5755 | 0 | 759.346 | 0 | 373.7706
2024-08-06 | 8 | 77 | 0 | 385.5755 | 0 | 759.346 | 0 | 373.7706
2024-08-06 | 8 | 77 | 0 | 385.5755 | 0 | 759.346 | 0 | 373.7706
2024-08-06 | 8 | 75.02 | 0 | 385.5755 | 0 | 759.346 | 0 | 373.7706
2024-08-07 | 8 | 75.02 | 0 | 385.5755 | 0 | 759.346 | 0 | 373.7706
2024-08-07 | 8 | 73.04 | 0 | 385.5755 | 0 | 759.346 | 0 | 373.7706
2024-08-07 | 8 | 73.04 | 0 | 385.5755 | 0 | 759.346 | 0 | 373.7706
2024-08-07 | 8 | 73.04 | 0 | 385.5755 | 0 | 759.346 | 0 | 373.7706
2024-08-07 | 8 | 71.96 | 0 | 385.5755 | 0 | 759.346 | 0 | 373.7706
2024-08-07 | 8 | 73.94 | 0 | 385.5755 | 0 | 759.346 | 0 | 373.7706
2024-08-07 | 8 | 73.94 | 0 | 385.5755 | 0 | 759.346 | 0 | 373.7706
2024-08-07 | 8 | 82.04 | 0 | 385.5755 | 0 | 759.346 | 0 | 373.7706
2024-08-07 | 8 | 84.92 | 0 | 385.5755 | 0 | 759.346 | 0 | 373.7706
2024-08-07 | 8 | 89.06 | 0 | 385.5755 | 0 | 759.346 | 0 | 373.7706
2024-08-07 | 8 | 91.94 | 0 | 385.5755 | 0 | 759.346 | 0 | 373.7706
2024-08-07 | 8 | 91.94 | 0 | 385.5755 | 0 | 759.346 | 0 | 373.7706
2024-08-07 | 8 | 91.94 | 0 | 385.5755 | 0 | 759.346 | 0 | 373.7706
2024-08-07 | 8 | 93.02 | 0 | 385.5755 | 0 | 759.346 | 0 | 373.7706
2024-08-07 | 8 | 93.02 | 0 | 385.5755 | 0 | 759.346 | 0 | 373.7706
2024-08-07 | 8 | 93.02 | 0 | 385.5755 | 0 | 759.346 | 0 | 373.7706
2024-08-07 | 8 | 91.04 | 0 | 385.5755 | 0 | 759.346 | 0 | 373.7706
2024-08-07 | 8 | 87.98 | 0 | 385.5755 | 0 | 759.346 | 0 | 373.7706
2024-08-07 | 8 | 87.98 | 0 | 385.5755 | 0 | 759.346 | 0 | 373.7706
2024-08-07 | 8 | 82.04 | 0 | 385.5755 | 0 | 759.346 | 0 | 373.7706
2024-08-07 | 8 | 78.08 | 0 | 385.5755 | 0 | 759.346 | 0 | 373.7706
2024-08-07 | 8 | 78.08 | 0 | 385.5755 | 0 | 759.346 | 0 | 373.7706
2024-08-07 | 8 | 77 | 0 | 385.5755 | 0 | 759.346 | 0 | 373.7706
2024-08-07 | 8 | 75.02 | 0 | 385.5755 | 0 | 759.346 | 0 | 373.7706
2024-08-08 | 8 | 75.02 | 0 | 385.5755 | 0 | 759.346 | 0 | 373.7706
2024-08-08 | 8 | 73.94 | 0 | 385.5755 | 0 | 759.346 | 0 | 373.7706
2024-08-08 | 8 | 73.94 | 0 | 385.5755 | 0 | 759.346 | 0 | 373.7706
2024-08-08 | 8 | 73.04 | 0 | 385.5755 | 0 | 759.346 | 0 | 373.7706
2024-08-08 | 8 | 73.04 | 0 | 385.5755 | 0 | 759.346 | 0 | 373.7706
2024-08-08 | 8 | 73.94 | 0 | 385.5755 | 0 | 759.346 | 0 | 373.7706
2024-08-08 | 8 | 73.94 | 0 | 385.5755 | 0 | 759.346 | 0 | 373.7706
2024-08-08 | 8 | 80.96 | 0 | 385.5755 | 0 | 759.346 | 0 | 373.7706
2024-08-08 | 8 | 82.94 | 0 | 385.5755 | 0 | 759.346 | 0 | 373.7706
2024-08-08 | 8 | 87.08 | 0 | 385.5755 | 0 | 759.346 | 0 | 373.7706
2024-08-08 | 8 | 89.06 | 0 | 385.5755 | 0 | 759.346 | 0 | 373.7706
2024-08-08 | 8 | 91.04 | 0 | 385.5755 | 0 | 759.346 | 0 | 373.7706
2024-08-08 | 8 | 91.04 | 0 | 385.5755 | 0 | 759.346 | 0 | 373.7706
2024-08-08 | 8 | 87.98 | 0 | 385.5755 | 0 | 759.346 | 0 | 373.7706
2024-08-08 | 8 | 80.96 | 0 | 385.5755 | 0 | 759.346 | 0 | 373.7706
2024-08-08 | 8 | 77 | 0 | 385.5755 | 0 | 759.346 | 0 | 373.7706
2024-08-08 | 8 | 73.94 | 0 | 385.5755 | 0 | 759.346 | 0 | 373.7706
2024-08-08 | 8 | 73.94 | 0 | 385.5755 | 0 | 759.346 | 0 | 373.7706
2024-08-08 | 8 | 73.94 | 0 | 385.5755 | 0 | 759.346 | 0 | 373.7706
2024-08-08 | 8 | 73.04 | 0 | 385.5755 | 0 | 759.346 | 0 | 373.7706
2024-08-08 | 8 | 73.04 | 0 | 385.5755 | 0 | 759.346 | 0 | 373.7706
2024-08-08 | 8 | 73.04 | 0 | 385.5755 | 0 | 759.346 | 0 | 373.7706
2024-08-08 | 8 | 71.96 | 0 | 385.5755 | 0 | 759.346 | 0 | 373.7706
2024-08-08 | 8 | 73.04 | 0 | 385.5755 | 0 | 759.346 | 0 | 373.7706
2024-08-09 | 8 | 71.96 | 0 | 385.5755 | 0 | 759.346 | 0 | 373.7706
2024-08-09 | 8 | 71.06 | 0 | 385.5755 | 0 | 759.346 | 0 | 373.7706
2024-08-09 | 8 | 71.06 | 0 | 385.5755 | 0 | 759.346 | 0 | 373.7706
2024-08-09 | 8 | 71.06 | 0 | 385.5755 | 0 | 759.346 | 0 | 373.7706
2024-08-09 | 8 | 71.06 | 0 | 385.5755 | 0 | 759.346 | 0 | 373.7706
2024-08-09 | 8 | 71.06 | 0 | 385.5755 | 0 | 759.346 | 0 | 373.7706
2024-08-09 | 8 | 71.06 | 0 | 385.5755 | 0 | 759.346 | 0 | 373.7706
2024-08-09 | 8 | 73.94 | 0 | 385.5755 | 0 | 759.346 | 0 | 373.7706
2024-08-09 | 8 | 75.02 | 0 | 385.5755 | 0 | 759.346 | 0 | 373.7706
2024-08-09 | 8 | 82.04 | 0 | 385.5755 | 0 | 759.346 | 0 | 373.7706
2024-08-09 | 8 | 86 | 0 | 385.5755 | 0 | 759.346 | 0 | 373.7706
2024-08-09 | 8 | 86 | 0 | 385.5755 | 0 | 759.346 | 0 | 373.7706
2024-08-09 | 8 | 86 | 0 | 385.5755 | 0 | 759.346 | 0 | 373.7706
2024-08-09 | 8 | 80.96 | 0 | 385.5755 | 0 | 759.346 | 0 | 373.7706
2024-08-09 | 8 | 87.8 | 0 | 385.5755 | 0 | 759.346 | 0 | 373.7706
2024-08-09 | 8 | 73.94 | 0 | 385.5755 | 0 | 759.346 | 0 | 373.7706
2024-08-09 | 8 | 73.94 | 0 | 385.5755 | 0 | 759.346 | 0 | 373.7706
2024-08-09 | 8 | 73.94 | 0 | 385.5755 | 0 | 759.346 | 0 | 373.7706
2024-08-09 | 8 | 73.94 | 0 | 385.5755 | 0 | 759.346 | 0 | 373.7706
2024-08-09 | 8 | 73.94 | 0 | 385.5755 | 0 | 759.346 | 0 | 373.7706
2024-08-09 | 8 | 71.96 | 0 | 385.5755 | 0 | 759.346 | 0 | 373.7706
2024-08-09 | 8 | 71.06 | 0 | 385.5755 | 0 | 759.346 | 0 | 373.7706
2024-08-09 | 8 | 71.06 | 0 | 385.5755 | 0 | 759.346 | 0 | 373.7706
2024-08-09 | 8 | 71.06 | 0 | 385.5755 | 0 | 759.346 | 0 | 373.7706
2024-08-10 | 8 | 71.96 | 0 | 385.5755 | 0 | 759.346 | 0 | 373.7706
2024-08-10 | 8 | 73.4 | 0 | 385.5755 | 0 | 759.346 | 0 | 373.7706
2024-08-10 | 8 | 73.04 | 0 | 385.5755 | 0 | 759.346 | 0 | 373.7706
2024-08-10 | 8 | 73.04 | 0 | 385.5755 | 0 | 759.346 | 0 | 373.7706
2024-08-10 | 8 | 73.4 | 0 | 385.5755 | 0 | 759.346 | 0 | 373.7706
2024-08-10 | 8 | 73.04 | 0 | 385.5755 | 0 | 759.346 | 0 | 373.7706
2024-08-10 | 8 | 73.04 | 0 | 385.5755 | 0 | 759.346 | 0 | 373.7706
2024-08-10 | 8 | 75.02 | 0 | 385.5755 | 0 | 759.346 | 0 | 373.7706
2024-08-10 | 8 | 78.98 | 0 | 385.5755 | 0 | 759.346 | 0 | 373.7706
2024-08-10 | 8 | 80.06 | 0 | 385.5755 | 0 | 759.346 | 0 | 373.7706
2024-08-10 | 8 | 82.94 | 0 | 385.5755 | 0 | 759.346 | 0 | 373.7706
2024-08-10 | 8 | 84.92 | 0 | 385.5755 | 0 | 759.346 | 0 | 373.7706
2024-08-10 | 8 | 84.92 | 0 | 385.5755 | 0 | 759.346 | 0 | 373.7706
2024-08-10 | 8 | 87.08 | 0 | 385.5755 | 0 | 759.346 | 0 | 373.7706
2024-08-10 | 8 | 87.98 | 0 | 385.5755 | 0 | 759.346 | 0 | 373.7706
2024-08-10 | 8 | 87.98 | 0 | 385.5755 | 0 | 759.346 | 0 | 373.7706
2024-08-10 | 8 | 87.08 | 0 | 385.5755 | 0 | 759.346 | 0 | 373.7706
2024-08-10 | 8 | 84.02 | 0 | 385.5755 | 0 | 759.346 | 0 | 373.7706
2024-08-10 | 8 | 84.02 | 0 | 385.5755 | 0 | 759.346 | 0 | 373.7706
2024-08-10 | 8 | 78.08 | 0 | 385.5755 | 0 | 759.346 | 0 | 373.7706
2024-08-10 | 8 | 78.08 | 0 | 385.5755 | 0 | 759.346 | 0 | 373.7706
2024-08-10 | 8 | 75.02 | 0 | 385.5755 | 0 | 759.346 | 0 | 373.7706
2024-08-10 | 8 | 73.94 | 0 | 385.5755 | 0 | 759.346 | 0 | 373.7706
2024-08-10 | 8 | 73.04 | 0 | 385.5755 | 0 | 759.346 | 0 | 373.7706
2024-08-11 | 8 | 73.04 | 0 | 385.5755 | 0 | 759.346 | 0 | 373.7706
2024-08-11 | 8 | 71.96 | 0 | 385.5755 | 0 | 759.346 | 0 | 373.7706
2024-08-11 | 8 | 71.96 | 0 | 385.5755 | 0 | 759.346 | 0 | 373.7706
2024-08-11 | 8 | 69.8 | 0 | 385.5755 | 0 | 759.346 | 0 | 373.7706
2024-08-11 | 8 | 69.98 | 0 | 385.5755 | 0 | 759.346 | 0 | 373.7706
2024-08-11 | 8 | 71.06 | 0 | 385.5755 | 0 | 759.346 | 0 | 373.7706
2024-08-11 | 8 | 71.06 | 0 | 385.5755 | 0 | 759.346 | 0 | 373.7706
2024-08-11 | 8 | 78.98 | 0 | 385.5755 | 0 | 759.346 | 0 | 373.7706
2024-08-11 | 8 | 82.4 | 0 | 385.5755 | 0 | 759.346 | 0 | 373.7706
2024-08-11 | 8 | 82.94 | 0 | 385.5755 | 0 | 759.346 | 0 | 373.7706
2024-08-11 | 8 | 84.92 | 0 | 385.5755 | 0 | 759.346 | 0 | 373.7706
2024-08-11 | 8 | 87.08 | 0 | 385.5755 | 0 | 759.346 | 0 | 373.7706
2024-08-11 | 8 | 87.08 | 0 | 385.5755 | 0 | 759.346 | 0 | 373.7706
2024-08-11 | 8 | 89.06 | 0 | 385.5755 | 0 | 759.346 | 0 | 373.7706
2024-08-11 | 8 | 89.06 | 0 | 385.5755 | 0 | 759.346 | 0 | 373.7706
2024-08-11 | 8 | 89.06 | 0 | 385.5755 | 0 | 759.346 | 0 | 373.7706
2024-08-11 | 8 | 87.98 | 0 | 385.5755 | 0 | 759.346 | 0 | 373.7706
2024-08-11 | 8 | 84.92 | 0 | 385.5755 | 0 | 759.346 | 0 | 373.7706
2024-08-11 | 8 | 84.92 | 0 | 385.5755 | 0 | 759.346 | 0 | 373.7706
2024-08-11 | 8 | 78.08 | 0 | 385.5755 | 0 | 759.346 | 0 | 373.7706
2024-08-11 | 8 | 75.92 | 0 | 385.5755 | 0 | 759.346 | 0 | 373.7706
2024-08-11 | 8 | 75.02 | 0 | 385.5755 | 0 | 759.346 | 0 | 373.7706
2024-08-11 | 8 | 73.94 | 0 | 385.5755 | 0 | 759.346 | 0 | 373.7706
2024-08-11 | 8 | 71.96 | 0 | 385.5755 | 0 | 759.346 | 0 | 373.7706
2024-08-12 | 8 | 71.96 | 0 | 385.5755 | 0 | 759.346 | 0 | 373.7706
2024-08-12 | 8 | 71.06 | 0 | 385.5755 | 0 | 759.346 | 0 | 373.7706
2024-08-12 | 8 | 71.96 | 0 | 385.5755 | 0 | 759.346 | 0 | 373.7706
2024-08-12 | 8 | 69.98 | 0 | 385.5755 | 0 | 759.346 | 0 | 373.7706
2024-08-12 | 8 | 71.06 | 0 | 385.5755 | 0 | 759.346 | 0 | 373.7706
2024-08-12 | 8 | 69.98 | 0 | 385.5755 | 0 | 759.346 | 0 | 373.7706
2024-08-12 | 8 | 71.06 | 0 | 385.5755 | 0 | 759.346 | 0 | 373.7706
2024-08-12 | 8 | 77 | 0 | 385.5755 | 0 | 759.346 | 0 | 373.7706
2024-08-12 | 8 | 82.04 | 0 | 385.5755 | 0 | 759.346 | 0 | 373.7706
2024-08-12 | 8 | 87.08 | 0 | 385.5755 | 0 | 759.346 | 0 | 373.7706
2024-08-12 | 8 | 87.98 | 0 | 385.5755 | 0 | 759.346 | 0 | 373.7706
2024-08-12 | 8 | 89.06 | 0 | 385.5755 | 0 | 759.346 | 0 | 373.7706
2024-08-12 | 8 | 89.06 | 0 | 385.5755 | 0 | 759.346 | 0 | 373.7706
2024-08-12 | 8 | 91.04 | 0 | 385.5755 | 0 | 759.346 | 0 | 373.7706
2024-08-12 | 8 | 91.94 | 0 | 385.5755 | 0 | 759.346 | 0 | 373.7706
2024-08-12 | 8 | 91.04 | 0 | 385.5755 | 0 | 759.346 | 0 | 373.7706
2024-08-12 | 8 | 89.96 | 0 | 385.5755 | 0 | 759.346 | 0 | 373.7706
2024-08-12 | 8 | 87.08 | 0 | 385.5755 | 0 | 759.346 | 0 | 373.7706
2024-08-12 | 8 | 87.08 | 0 | 385.5755 | 0 | 759.346 | 0 | 373.7706
2024-08-12 | 8 | 77 | 0 | 385.5755 | 0 | 759.346 | 0 | 373.7706
2024-08-12 | 8 | 75.92 | 0 | 385.5755 | 0 | 759.346 | 0 | 373.7706
2024-08-12 | 8 | 73.94 | 0 | 385.5755 | 0 | 759.346 | 0 | 373.7706
2024-08-12 | 8 | 73.04 | 0 | 385.5755 | 0 | 759.346 | 0 | 373.7706
2024-08-12 | 8 | 73.04 | 0 | 385.5755 | 0 | 759.346 | 0 | 373.7706
2024-08-13 | 8 | 73.04 | 0 | 385.5755 | 0 | 759.346 | 0 | 373.7706
2024-08-13 | 8 | 69.98 | 0 | 385.5755 | 0 | 759.346 | 0 | 373.7706
2024-08-13 | 8 | 69.08 | 0 | 385.5755 | 0 | 759.346 | 0 | 373.7706
2024-08-13 | 8 | 69.08 | 0 | 385.5755 | 0 | 759.346 | 0 | 373.7706
2024-08-13 | 8 | 68 | 0 | 385.5755 | 0 | 759.346 | 0 | 373.7706
2024-08-13 | 8 | 69.08 | 0 | 385.5755 | 0 | 759.346 | 0 | 373.7706
2024-08-13 | 8 | 69.08 | 0 | 385.5755 | 0 | 759.346 | 0 | 373.7706
2024-08-13 | 8 | 77 | 0 | 385.5755 | 0 | 759.346 | 0 | 373.7706
2024-08-13 | 8 | 80.96 | 0 | 385.5755 | 0 | 759.346 | 0 | 373.7706
2024-08-13 | 8 | 84.02 | 0 | 385.5755 | 0 | 759.346 | 0 | 373.7706
2024-08-13 | 8 | 84.02 | 0 | 385.5755 | 0 | 759.346 | 0 | 373.7706
2024-08-13 | 8 | 86 | 0 | 385.5755 | 0 | 759.346 | 0 | 373.7706
2024-08-13 | 8 | 86 | 0 | 385.5755 | 0 | 759.346 | 0 | 373.7706
2024-08-13 | 8 | 89.06 | 0 | 385.5755 | 0 | 759.346 | 0 | 373.7706
2024-08-13 | 8 | 89.06 | 0 | 385.5755 | 0 | 759.346 | 0 | 373.7706
2024-08-13 | 8 | 87.98 | 0 | 385.5755 | 0 | 759.346 | 0 | 373.7706
2024-08-13 | 8 | 87.08 | 0 | 385.5755 | 0 | 759.346 | 0 | 373.7706
2024-08-13 | 8 | 80.96 | 0 | 385.5755 | 0 | 759.346 | 0 | 373.7706
2024-08-13 | 8 | 80.96 | 0 | 385.5755 | 0 | 759.346 | 0 | 373.7706
2024-08-13 | 8 | 75.02 | 0 | 385.5755 | 0 | 759.346 | 0 | 373.7706
2024-08-13 | 8 | 73.94 | 0 | 385.5755 | 0 | 759.346 | 0 | 373.7706
2024-08-13 | 8 | 73.04 | 0 | 385.5755 | 0 | 759.346 | 0 | 373.7706
2024-08-13 | 8 | 71.06 | 0 | 385.5755 | 0 | 759.346 | 0 | 373.7706
2024-08-13 | 8 | 68 | 0 | 385.5755 | 0 | 759.346 | 0 | 373.7706
2024-08-14 | 8 | 68 | 0 | 385.5755 | 0 | 759.346 | 0 | 373.7706
2024-08-14 | 8 | 66.92 | 0 | 385.5755 | 0 | 759.346 | 0 | 373.7706
2024-08-14 | 8 | 68 | 0 | 385.5755 | 0 | 759.346 | 0 | 373.7706
2024-08-14 | 8 | 66.02 | 0 | 385.5755 | 0 | 759.346 | 0 | 373.7706
2024-08-14 | 8 | 66.02 | 0 | 385.5755 | 0 | 759.346 | 0 | 373.7706
2024-08-14 | 8 | 66.92 | 0 | 385.5755 | 0 | 759.346 | 0 | 373.7706
2024-08-14 | 8 | 68 | 0 | 385.5755 | 0 | 759.346 | 0 | 373.7706
2024-08-14 | 8 | 75.02 | 0 | 385.5755 | 0 | 759.346 | 0 | 373.7706
2024-08-14 | 8 | 78.98 | 0 | 385.5755 | 0 | 759.346 | 0 | 373.7706
2024-08-14 | 8 | 84.92 | 0 | 385.5755 | 0 | 759.346 | 0 | 373.7706
2024-08-14 | 8 | 87.08 | 0 | 385.5755 | 0 | 759.346 | 0 | 373.7706
2024-08-14 | 8 | 87.98 | 0 | 385.5755 | 0 | 759.346 | 0 | 373.7706
2024-08-14 | 8 | 87.98 | 0 | 385.5755 | 0 | 759.346 | 0 | 373.7706
2024-08-14 | 8 | 89.96 | 0 | 385.5755 | 0 | 759.346 | 0 | 373.7706
2024-08-14 | 8 | 91.04 | 0 | 385.5755 | 0 | 759.346 | 0 | 373.7706
2024-08-14 | 8 | 89.06 | 0 | 385.5755 | 0 | 759.346 | 0 | 373.7706
2024-08-14 | 8 | 87.98 | 0 | 385.5755 | 0 | 759.346 | 0 | 373.7706
2024-08-14 | 8 | 82.94 | 0 | 385.5755 | 0 | 759.346 | 0 | 373.7706
2024-08-14 | 8 | 82.94 | 0 | 385.5755 | 0 | 759.346 | 0 | 373.7706
2024-08-14 | 8 | 75.92 | 0 | 385.5755 | 0 | 759.346 | 0 | 373.7706
2024-08-14 | 8 | 73.94 | 0 | 385.5755 | 0 | 759.346 | 0 | 373.7706
2024-08-14 | 8 | 71.96 | 0 | 385.5755 | 0 | 759.346 | 0 | 373.7706
2024-08-14 | 8 | 71.06 | 0 | 385.5755 | 0 | 759.346 | 0 | 373.7706
2024-08-14 | 8 | 69.98 | 0 | 385.5755 | 0 | 759.346 | 0 | 373.7706
2024-08-15 | 8 | 69.98 | 0 | 385.5755 | 0 | 759.346 | 0 | 373.7706
2024-08-15 | 8 | 68 | 0 | 385.5755 | 0 | 759.346 | 0 | 373.7706
2024-08-15 | 8 | 66.02 | 0 | 385.5755 | 0 | 759.346 | 0 | 373.7706
2024-08-15 | 8 | 66.92 | 0 | 385.5755 | 0 | 759.346 | 0 | 373.7706
2024-08-15 | 8 | 66.92 | 0 | 385.5755 | 0 | 759.346 | 0 | 373.7706
2024-08-15 | 8 | 68 | 0 | 385.5755 | 0 | 759.346 | 0 | 373.7706
2024-08-15 | 8 | 68 | 0 | 385.5755 | 0 | 759.346 | 0 | 373.7706
2024-08-15 | 8 | 75.92 | 0 | 385.5755 | 0 | 759.346 | 0 | 373.7706
2024-08-15 | 8 | 82.04 | 0 | 385.5755 | 0 | 759.346 | 0 | 373.7706
2024-08-15 | 8 | 86 | 0 | 385.5755 | 0 | 759.346 | 0 | 373.7706
2024-08-15 | 8 | 89.06 | 0 | 385.5755 | 0 | 759.346 | 0 | 373.7706
2024-08-15 | 8 | 89.06 | 0 | 385.5755 | 0 | 759.346 | 0 | 373.7706
2024-08-15 | 8 | 89.06 | 0 | 385.5755 | 0 | 759.346 | 0 | 373.7706
2024-08-15 | 8 | 89.96 | 0 | 385.5755 | 0 | 759.346 | 0 | 373.7706
2024-08-15 | 8 | 89.96 | 0 | 385.5755 | 0 | 759.346 | 0 | 373.7706
2024-08-15 | 8 | 89.96 | 0 | 385.5755 | 0 | 759.346 | 0 | 373.7706
2024-08-15 | 8 | 89.06 | 0 | 385.5755 | 0 | 759.346 | 0 | 373.7706
2024-08-15 | 8 | 86 | 0 | 385.5755 | 0 | 759.346 | 0 | 373.7706
2024-08-15 | 8 | 86 | 0 | 385.5755 | 0 | 759.346 | 0 | 373.7706
2024-08-15 | 8 | 78.98 | 0 | 385.5755 | 0 | 759.346 | 0 | 373.7706
2024-08-15 | 8 | 77 | 0 | 385.5755 | 0 | 759.346 | 0 | 373.7706
2024-08-15 | 8 | 77 | 0 | 385.5755 | 0 | 759.346 | 0 | 373.7706
2024-08-15 | 8 | 75.02 | 0 | 385.5755 | 0 | 759.346 | 0 | 373.7706
2024-08-15 | 8 | 73.94 | 0 | 385.5755 | 0 | 759.346 | 0 | 373.7706
2024-08-16 | 8 | 73.94 | 0 | 385.5755 | 0 | 759.346 | 0 | 373.7706
2024-08-16 | 8 | 73.04 | 0 | 385.5755 | 0 | 759.346 | 0 | 373.7706
2024-08-16 | 8 | 71.06 | 0 | 385.5755 | 0 | 759.346 | 0 | 373.7706
2024-08-16 | 8 | 71.06 | 0 | 385.5755 | 0 | 759.346 | 0 | 373.7706
2024-08-16 | 8 | 71.06 | 0 | 385.5755 | 0 | 759.346 | 0 | 373.7706
2024-08-16 | 8 | 71.96 | 0 | 385.5755 | 0 | 759.346 | 0 | 373.7706
2024-08-16 | 8 | 71.96 | 0 | 385.5755 | 0 | 759.346 | 0 | 373.7706
2024-08-16 | 8 | 78.98 | 0 | 385.5755 | 0 | 759.346 | 0 | 373.7706
2024-08-16 | 8 | 84.02 | 0 | 385.5755 | 0 | 759.346 | 0 | 373.7706
2024-08-16 | 8 | 86 | 0 | 385.5755 | 0 | 759.346 | 0 | 373.7706
2024-08-16 | 8 | 89.06 | 0 | 385.5755 | 0 | 759.346 | 0 | 373.7706
2024-08-16 | 8 | 89.96 | 0 | 385.5755 | 0 | 759.346 | 0 | 373.7706
2024-08-16 | 8 | 89.96 | 0 | 385.5755 | 0 | 759.346 | 0 | 373.7706
2024-08-16 | 8 | 93.02 | 0 | 385.5755 | 0 | 759.346 | 0 | 373.7706
2024-08-16 | 8 | 91.94 | 0 | 385.5755 | 0 | 759.346 | 0 | 373.7706
2024-08-16 | 8 | 91.94 | 0 | 385.5755 | 0 | 759.346 | 0 | 373.7706
2024-08-16 | 8 | 87.08 | 0 | 385.5755 | 0 | 759.346 | 0 | 373.7706
2024-08-16 | 8 | 84.92 | 0 | 385.5755 | 0 | 759.346 | 0 | 373.7706
2024-08-16 | 8 | 84.92 | 0 | 385.5755 | 0 | 759.346 | 0 | 373.7706
2024-08-16 | 8 | 78.08 | 0 | 385.5755 | 0 | 759.346 | 0 | 373.7706
2024-08-16 | 8 | 78.98 | 0 | 385.5755 | 0 | 759.346 | 0 | 373.7706
2024-08-16 | 8 | 78.08 | 0 | 385.5755 | 0 | 759.346 | 0 | 373.7706
2024-08-16 | 8 | 77 | 0 | 385.5755 | 0 | 759.346 | 0 | 373.7706
2024-08-16 | 8 | 75.02 | 0 | 385.5755 | 0 | 759.346 | 0 | 373.7706
2024-08-17 | 8 | 75.02 | 0 | 385.5755 | 0 | 759.346 | 0 | 373.7706
2024-08-17 | 8 | 73.04 | 0 | 385.5755 | 0 | 759.346 | 0 | 373.7706
2024-08-17 | 8 | 71.96 | 0 | 385.5755 | 0 | 759.346 | 0 | 373.7706
2024-08-17 | 8 | 73.04 | 0 | 385.5755 | 0 | 759.346 | 0 | 373.7706
2024-08-17 | 8 | 73.04 | 0 | 385.5755 | 0 | 759.346 | 0 | 373.7706
2024-08-17 | 8 | 73.04 | 0 | 385.5755 | 0 | 759.346 | 0 | 373.7706
2024-08-17 | 8 | 73.94 | 0 | 385.5755 | 0 | 759.346 | 0 | 373.7706
2024-08-17 | 8 | 75.92 | 0 | 385.5755 | 0 | 759.346 | 0 | 373.7706
2024-08-17 | 8 | 78.98 | 0 | 385.5755 | 0 | 759.346 | 0 | 373.7706
2024-08-17 | 8 | 78.98 | 0 | 385.5755 | 0 | 759.346 | 0 | 373.7706
2024-08-17 | 8 | 80.06 | 0 | 385.5755 | 0 | 759.346 | 0 | 373.7706
2024-08-17 | 8 | 87.08 | 0 | 385.5755 | 0 | 759.346 | 0 | 373.7706
2024-08-17 | 8 | 87.08 | 0 | 385.5755 | 0 | 759.346 | 0 | 373.7706
2024-08-17 | 8 | 87.08 | 0 | 385.5755 | 0 | 759.346 | 0 | 373.7706
2024-08-17 | 8 | 87.98 | 0 | 385.5755 | 0 | 759.346 | 0 | 373.7706
2024-08-17 | 8 | 87.98 | 0 | 385.5755 | 0 | 759.346 | 0 | 373.7706
2024-08-17 | 8 | 87.08 | 0 | 385.5755 | 0 | 759.346 | 0 | 373.7706
2024-08-17 | 8 | 82.94 | 0 | 385.5755 | 0 | 759.346 | 0 | 373.7706
2024-08-17 | 8 | 82.94 | 0 | 385.5755 | 0 | 759.346 | 0 | 373.7706
2024-08-17 | 8 | 80.96 | 0 | 385.5755 | 0 | 759.346 | 0 | 373.7706
2024-08-17 | 8 | 80.06 | 0 | 385.5755 | 0 | 759.346 | 0 | 373.7706
2024-08-17 | 8 | 73.94 | 0 | 385.5755 | 0 | 759.346 | 0 | 373.7706
2024-08-17 | 8 | 73.94 | 0 | 385.5755 | 0 | 759.346 | 0 | 373.7706
2024-08-17 | 8 | 73.94 | 0 | 385.5755 | 0 | 759.346 | 0 | 373.7706
2024-08-18 | 8 | 73.94 | 0 | 385.5755 | 0 | 759.346 | 0 | 373.7706
2024-08-18 | 8 | 73.94 | 0 | 385.5755 | 0 | 759.346 | 0 | 373.7706
2024-08-18 | 8 | 73.94 | 0 | 385.5755 | 0 | 759.346 | 0 | 373.7706
2024-08-18 | 8 | 73.94 | 0 | 385.5755 | 0 | 759.346 | 0 | 373.7706
2024-08-18 | 8 | 75.02 | 0 | 385.5755 | 0 | 759.346 | 0 | 373.7706
2024-08-18 | 8 | 75.02 | 0 | 385.5755 | 0 | 759.346 | 0 | 373.7706
2024-08-18 | 8 | 75.02 | 0 | 385.5755 | 0 | 759.346 | 0 | 373.7706
2024-08-18 | 8 | 75.92 | 0 | 385.5755 | 0 | 759.346 | 0 | 373.7706
2024-08-18 | 8 | 78.08 | 0 | 385.5755 | 0 | 759.346 | 0 | 373.7706
2024-08-18 | 8 | 82.04 | 0 | 385.5755 | 0 | 759.346 | 0 | 373.7706
2024-08-18 | 8 | 82.94 | 0 | 385.5755 | 0 | 759.346 | 0 | 373.7706
2024-08-18 | 8 | 82.94 | 0 | 385.5755 | 0 | 759.346 | 0 | 373.7706
2024-08-18 | 8 | 82.94 | 0 | 385.5755 | 0 | 759.346 | 0 | 373.7706
2024-08-18 | 8 | 84.92 | 0 | 385.5755 | 0 | 759.346 | 0 | 373.7706
2024-08-18 | 8 | 84.02 | 0 | 385.5755 | 0 | 759.346 | 0 | 373.7706
2024-08-18 | 8 | 77 | 0 | 385.5755 | 0 | 759.346 | 0 | 373.7706
2024-08-18 | 8 | 82.04 | 0 | 385.5755 | 0 | 759.346 | 0 | 373.7706
2024-08-18 | 8 | 82.04 | 0 | 385.5755 | 0 | 759.346 | 0 | 373.7706
2024-08-18 | 8 | 82.04 | 0 | 385.5755 | 0 | 759.346 | 0 | 373.7706
2024-08-18 | 8 | 78.98 | 0 | 385.5755 | 0 | 759.346 | 0 | 373.7706
2024-08-18 | 8 | 75.02 | 0 | 385.5755 | 0 | 759.346 | 0 | 373.7706
2024-08-18 | 8 | 73.94 | 0 | 385.5755 | 0 | 759.346 | 0 | 373.7706
2024-08-18 | 8 | 75.02 | 0 | 385.5755 | 0 | 759.346 | 0 | 373.7706
2024-08-18 | 8 | 73.94 | 0 | 385.5755 | 0 | 759.346 | 0 | 373.7706
2024-08-19 | 8 | 73.94 | 0 | 385.5755 | 0 | 759.346 | 0 | 373.7706
2024-08-19 | 8 | 75.02 | 0 | 385.5755 | 0 | 759.346 | 0 | 373.7706
2024-08-19 | 8 | 75.2 | 0 | 385.5755 | 0 | 759.346 | 0 | 373.7706
2024-08-19 | 8 | 75.02 | 0 | 385.5755 | 0 | 759.346 | 0 | 373.7706
2024-08-19 | 8 | 75.02 | 0 | 385.5755 | 0 | 759.346 | 0 | 373.7706
2024-08-19 | 8 | 73.94 | 0 | 385.5755 | 0 | 759.346 | 0 | 373.7706
2024-08-19 | 8 | 73.94 | 0 | 385.5755 | 0 | 759.346 | 0 | 373.7706
2024-08-19 | 8 | 75.92 | 0 | 385.5755 | 0 | 759.346 | 0 | 373.7706
2024-08-19 | 8 | 78.08 | 0 | 385.5755 | 0 | 759.346 | 0 | 373.7706
2024-08-19 | 8 | 78.08 | 0 | 385.5755 | 0 | 759.346 | 0 | 373.7706
2024-08-19 | 8 | 84.02 | 0 | 385.5755 | 0 | 759.346 | 0 | 373.7706
2024-08-19 | 8 | 84.02 | 0 | 385.5755 | 0 | 759.346 | 0 | 373.7706
2024-08-19 | 8 | 84.02 | 0 | 385.5755 | 0 | 759.346 | 0 | 373.7706
2024-08-19 | 8 | 84.02 | 0 | 385.5755 | 0 | 759.346 | 0 | 373.7706
2024-08-19 | 8 | 82.94 | 0 | 385.5755 | 0 | 759.346 | 0 | 373.7706
2024-08-19 | 8 | 84.02 | 0 | 385.5755 | 0 | 759.346 | 0 | 373.7706
2024-08-19 | 8 | 84.02 | 0 | 385.5755 | 0 | 759.346 | 0 | 373.7706
2024-08-19 | 8 | 82.04 | 0 | 385.5755 | 0 | 759.346 | 0 | 373.7706
2024-08-19 | 8 | 82.04 | 0 | 385.5755 | 0 | 759.346 | 0 | 373.7706
2024-08-19 | 8 | 78.08 | 0 | 385.5755 | 0 | 759.346 | 0 | 373.7706
2024-08-19 | 8 | 78.08 | 0 | 385.5755 | 0 | 759.346 | 0 | 373.7706
2024-08-19 | 8 | 78.08 | 0 | 385.5755 | 0 | 759.346 | 0 | 373.7706
2024-08-19 | 8 | 77 | 0 | 385.5755 | 0 | 759.346 | 0 | 373.7706
2024-08-19 | 8 | 75.02 | 0 | 385.5755 | 0 | 759.346 | 0 | 373.7706
2024-08-20 | 8 | 75.02 | 0 | 385.5755 | 0 | 759.346 | 0 | 373.7706
2024-08-20 | 8 | 73.94 | 0 | 385.5755 | 0 | 759.346 | 0 | 373.7706
2024-08-20 | 8 | 73.94 | 0 | 385.5755 | 0 | 759.346 | 0 | 373.7706
2024-08-20 | 8 | 73.94 | 0 | 385.5755 | 0 | 759.346 | 0 | 373.7706
2024-08-20 | 8 | 73.94 | 0 | 385.5755 | 0 | 759.346 | 0 | 373.7706
2024-08-20 | 8 | 73.94 | 0 | 385.5755 | 0 | 759.346 | 0 | 373.7706
2024-08-20 | 8 | 73.94 | 0 | 385.5755 | 0 | 759.346 | 0 | 373.7706
2024-08-20 | 8 | 75.92 | 0 | 385.5755 | 0 | 759.346 | 0 | 373.7706
2024-08-20 | 8 | 75.92 | 0 | 385.5755 | 0 | 759.346 | 0 | 373.7706
2024-08-20 | 8 | 78.98 | 0 | 385.5755 | 0 | 759.346 | 0 | 373.7706
2024-08-20 | 8 | 78.08 | 0 | 385.5755 | 0 | 759.346 | 0 | 373.7706
2024-08-20 | 8 | 80.6 | 0 | 385.5755 | 0 | 759.346 | 0 | 373.7706
2024-08-20 | 8 | 80.96 | 0 | 385.5755 | 0 | 759.346 | 0 | 373.7706
2024-08-20 | 8 | 84.92 | 0 | 385.5755 | 0 | 759.346 | 0 | 373.7706
2024-08-20 | 8 | 84.92 | 0 | 385.5755 | 0 | 759.346 | 0 | 373.7706
2024-08-20 | 8 | 87.08 | 0 | 385.5755 | 0 | 759.346 | 0 | 373.7706
2024-08-20 | 8 | 82.94 | 0 | 385.5755 | 0 | 759.346 | 0 | 373.7706
2024-08-20 | 8 | 80.96 | 0 | 385.5755 | 0 | 759.346 | 0 | 373.7706
2024-08-20 | 8 | 80.96 | 0 | 385.5755 | 0 | 759.346 | 0 | 373.7706
2024-08-20 | 8 | 78.08 | 0 | 385.5755 | 0 | 759.346 | 0 | 373.7706
2024-08-20 | 8 | 75.92 | 0 | 385.5755 | 0 | 759.346 | 0 | 373.7706
2024-08-20 | 8 | 75.92 | 0 | 385.5755 | 0 | 759.346 | 0 | 373.7706
2024-08-20 | 8 | 75.02 | 0 | 385.5755 | 0 | 759.346 | 0 | 373.7706
2024-08-20 | 8 | 75.02 | 0 | 385.5755 | 0 | 759.346 | 0 | 373.7706
2024-08-21 | 8 | 75.02 | 0 | 385.5755 | 0 | 759.346 | 0 | 373.7706
2024-08-21 | 8 | 75.02 | 0 | 385.5755 | 0 | 759.346 | 0 | 373.7706
2024-08-21 | 8 | 73.94 | 0 | 385.5755 | 0 | 759.346 | 0 | 373.7706
2024-08-21 | 8 | 73.94 | 0 | 385.5755 | 0 | 759.346 | 0 | 373.7706
2024-08-21 | 8 | 73.94 | 0 | 385.5755 | 0 | 759.346 | 0 | 373.7706
2024-08-21 | 8 | 73.94 | 0 | 385.5755 | 0 | 759.346 | 0 | 373.7706
2024-08-21 | 8 | 73.94 | 0 | 385.5755 | 0 | 759.346 | 0 | 373.7706
2024-08-21 | 8 | 77 | 0 | 385.5755 | 0 | 759.346 | 0 | 373.7706
2024-08-21 | 8 | 75.92 | 0 | 385.5755 | 0 | 759.346 | 0 | 373.7706
2024-08-21 | 8 | 78.98 | 0 | 385.5755 | 0 | 759.346 | 0 | 373.7706
2024-08-21 | 8 | 78.98 | 0 | 385.5755 | 0 | 759.346 | 0 | 373.7706
2024-08-21 | 8 | 84.92 | 0 | 385.5755 | 0 | 759.346 | 0 | 373.7706
2024-08-21 | 8 | 84.92 | 0 | 385.5755 | 0 | 759.346 | 0 | 373.7706
2024-08-21 | 8 | 87.98 | 0 | 385.5755 | 0 | 759.346 | 0 | 373.7706
2024-08-21 | 8 | 87.08 | 0 | 385.5755 | 0 | 759.346 | 0 | 373.7706
2024-08-21 | 8 | 87.98 | 0 | 385.5755 | 0 | 759.346 | 0 | 373.7706
2024-08-21 | 8 | 82.94 | 0 | 385.5755 | 0 | 759.346 | 0 | 373.7706
2024-08-21 | 8 | 82.94 | 0 | 385.5755 | 0 | 759.346 | 0 | 373.7706
2024-08-21 | 8 | 82.94 | 0 | 385.5755 | 0 | 759.346 | 0 | 373.7706
2024-08-21 | 8 | 78.98 | 0 | 385.5755 | 0 | 759.346 | 0 | 373.7706
2024-08-21 | 8 | 77 | 0 | 385.5755 | 0 | 759.346 | 0 | 373.7706
2024-08-21 | 8 | 77 | 0 | 385.5755 | 0 | 759.346 | 0 | 373.7706
2024-08-21 | 8 | 75.02 | 0 | 385.5755 | 0 | 759.346 | 0 | 373.7706
2024-08-21 | 8 | 71.06 | 0 | 385.5755 | 0 | 759.346 | 0 | 373.7706
2024-08-22 | 8 | 71.06 | 0 | 385.5755 | 0 | 759.346 | 0 | 373.7706
2024-08-22 | 8 | 69.98 | 0 | 385.5755 | 0 | 759.346 | 0 | 373.7706
2024-08-22 | 8 | 71.06 | 0 | 385.5755 | 0 | 759.346 | 0 | 373.7706
2024-08-22 | 8 | 71.06 | 0 | 385.5755 | 0 | 759.346 | 0 | 373.7706
2024-08-22 | 8 | 69.08 | 0 | 385.5755 | 0 | 759.346 | 0 | 373.7706
2024-08-22 | 8 | 69.98 | 0 | 385.5755 | 0 | 759.346 | 0 | 373.7706
2024-08-22 | 8 | 69.98 | 0 | 385.5755 | 0 | 759.346 | 0 | 373.7706
2024-08-22 | 8 | 75.02 | 0 | 385.5755 | 0 | 759.346 | 0 | 373.7706
2024-08-22 | 8 | 77 | 0 | 385.5755 | 0 | 759.346 | 0 | 373.7706
2024-08-22 | 8 | 78.98 | 0 | 385.5755 | 0 | 759.346 | 0 | 373.7706
2024-08-22 | 8 | 82.04 | 0 | 385.5755 | 0 | 759.346 | 0 | 373.7706
2024-08-22 | 8 | 80.06 | 0 | 385.5755 | 0 | 759.346 | 0 | 373.7706
2024-08-22 | 8 | 80.06 | 0 | 385.5755 | 0 | 759.346 | 0 | 373.7706
2024-08-22 | 8 | 84.02 | 0 | 385.5755 | 0 | 759.346 | 0 | 373.7706
2024-08-22 | 8 | 82.94 | 0 | 385.5755 | 0 | 759.346 | 0 | 373.7706
2024-08-22 | 8 | 82.94 | 0 | 385.5755 | 0 | 759.346 | 0 | 373.7706
2024-08-22 | 8 | 82.04 | 0 | 385.5755 | 0 | 759.346 | 0 | 373.7706
2024-08-22 | 8 | 78.98 | 0 | 385.5755 | 0 | 759.346 | 0 | 373.7706
2024-08-22 | 8 | 78.98 | 0 | 385.5755 | 0 | 759.346 | 0 | 373.7706
2024-08-22 | 8 | 75.02 | 0 | 385.5755 | 0 | 759.346 | 0 | 373.7706
2024-08-22 | 8 | 71.96 | 0 | 385.5755 | 0 | 759.346 | 0 | 373.7706
2024-08-22 | 8 | 69.98 | 0 | 385.5755 | 0 | 759.346 | 0 | 373.7706
2024-08-22 | 8 | 71.06 | 0 | 385.5755 | 0 | 759.346 | 0 | 373.7706
2024-08-22 | 8 | 71.06 | 0 | 385.5755 | 0 | 759.346 | 0 | 373.7706
2024-08-23 | 8 | 71.06 | 0 | 385.5755 | 0 | 759.346 | 0 | 373.7706
2024-08-23 | 8 | 69.08 | 0 | 385.5755 | 0 | 759.346 | 0 | 373.7706
2024-08-23 | 8 | 68 | 0 | 385.5755 | 0 | 759.346 | 0 | 373.7706
2024-08-23 | 8 | 66.92 | 0 | 385.5755 | 0 | 759.346 | 0 | 373.7706
2024-08-23 | 8 | 66.02 | 0 | 385.5755 | 0 | 759.346 | 0 | 373.7706
2024-08-23 | 8 | 66.02 | 0 | 385.5755 | 0 | 759.346 | 0 | 373.7706
2024-08-23 | 8 | 66.02 | 0 | 385.5755 | 0 | 759.346 | 0 | 373.7706
2024-08-23 | 8 | 73.04 | 0 | 385.5755 | 0 | 759.346 | 0 | 373.7706
2024-08-23 | 8 | 77 | 0 | 385.5755 | 0 | 759.346 | 0 | 373.7706
2024-08-23 | 8 | 80.96 | 0 | 385.5755 | 0 | 759.346 | 0 | 373.7706
2024-08-23 | 8 | 80.96 | 0 | 385.5755 | 0 | 759.346 | 0 | 373.7706
2024-08-23 | 8 | 82.94 | 0 | 385.5755 | 0 | 759.346 | 0 | 373.7706
2024-08-23 | 8 | 82.94 | 0 | 385.5755 | 0 | 759.346 | 0 | 373.7706
2024-08-23 | 8 | 84.92 | 0 | 385.5755 | 0 | 759.346 | 0 | 373.7706
2024-08-23 | 8 | 84.02 | 0 | 385.5755 | 0 | 759.346 | 0 | 373.7706
2024-08-23 | 8 | 84.02 | 0 | 385.5755 | 0 | 759.346 | 0 | 373.7706
2024-08-23 | 8 | 82.04 | 0 | 385.5755 | 0 | 759.346 | 0 | 373.7706
2024-08-23 | 8 | 78.08 | 0 | 385.5755 | 0 | 759.346 | 0 | 373.7706
2024-08-23 | 8 | 78.08 | 0 | 385.5755 | 0 | 759.346 | 0 | 373.7706
2024-08-23 | 8 | 71.06 | 0 | 385.5755 | 0 | 759.346 | 0 | 373.7706
2024-08-23 | 8 | 68 | 0 | 385.5755 | 0 | 759.346 | 0 | 373.7706
2024-08-23 | 8 | 66.02 | 0 | 385.5755 | 0 | 759.346 | 0 | 373.7706
2024-08-23 | 8 | 66.02 | 0 | 385.5755 | 0 | 759.346 | 0 | 373.7706
2024-08-23 | 8 | 64.94 | 0 | 385.5755 | 0 | 759.346 | 0 | 373.7706
2024-08-24 | 8 | 64.94 | 0 | 385.5755 | 0 | 759.346 | 0 | 373.7706
2024-08-24 | 8 | 62.96 | 0 | 385.5755 | 0 | 759.346 | 0 | 373.7706
2024-08-24 | 8 | 62.96 | 0 | 385.5755 | 0 | 759.346 | 0 | 373.7706
2024-08-24 | 8 | 60.98 | 0 | 385.5755 | 0 | 759.346 | 0 | 373.7706
2024-08-24 | 8 | 60.08 | 0.0091559 | 385.5846 | 0.021589 | 759.3676 | 0.012433 | 373.783
2024-08-24 | 8 | 62.06 | 0.010559 | 385.5952 | 0.025219 | 759.3928 | 0.01466 | 373.7977
2024-08-24 | 8 | 62.06 | 0.0016517 | 385.5968 | 0.0039448 | 759.3968 | 0.0022931 | 373.7999
2024-08-24 | 8 | 73.94 | 0 | 385.5968 | 0 | 759.3968 | 0 | 373.7999
2024-08-24 | 8 | 77 | 0 | 385.5968 | 0 | 759.3968 | 0 | 373.7999
2024-08-24 | 8 | 78.08 | 0 | 385.5968 | 0 | 759.3968 | 0 | 373.7999
2024-08-24 | 8 | 80.96 | 0 | 385.5968 | 0 | 759.3968 | 0 | 373.7999
2024-08-24 | 8 | 82.04 | 0 | 385.5968 | 0 | 759.3968 | 0 | 373.7999
2024-08-24 | 8 | 82.04 | 0 | 385.5968 | 0 | 759.3968 | 0 | 373.7999
2024-08-24 | 8 | 82.04 | 0 | 385.5968 | 0 | 759.3968 | 0 | 373.7999
2024-08-24 | 8 | 80.96 | 0 | 385.5968 | 0 | 759.3968 | 0 | 373.7999
2024-08-24 | 8 | 82.94 | 0 | 385.5968 | 0 | 759.3968 | 0 | 373.7999
2024-08-24 | 8 | 80.06 | 0 | 385.5968 | 0 | 759.3968 | 0 | 373.7999
2024-08-24 | 8 | 78.98 | 0 | 385.5968 | 0 | 759.3968 | 0 | 373.7999
2024-08-24 | 8 | 78.98 | 0 | 385.5968 | 0 | 759.3968 | 0 | 373.7999
2024-08-24 | 8 | 75.02 | 0 | 385.5968 | 0 | 759.3968 | 0 | 373.7999
2024-08-24 | 8 | 69.98 | 0 | 385.5968 | 0 | 759.3968 | 0 | 373.7999
2024-08-24 | 8 | 68 | 0 | 385.5968 | 0 | 759.3968 | 0 | 373.7999
2024-08-24 | 8 | 69.08 | 0 | 385.5968 | 0 | 759.3968 | 0 | 373.7999
2024-08-24 | 8 | 66.92 | 0 | 385.5968 | 0 | 759.3968 | 0 | 373.7999
2024-08-25 | 8 | 66.92 | 0 | 385.5968 | 0 | 759.3968 | 0 | 373.7999
2024-08-25 | 8 | 68 | 0 | 385.5968 | 0 | 759.3968 | 0 | 373.7999
2024-08-25 | 8 | 66.02 | 0 | 385.5968 | 0 | 759.3968 | 0 | 373.7999
2024-08-25 | 8 | 66.92 | 0 | 385.5968 | 0 | 759.3968 | 0 | 373.7999
2024-08-25 | 8 | 66.92 | 0 | 385.5968 | 0 | 759.3968 | 0 | 373.7999
2024-08-25 | 8 | 68 | 0 | 385.5968 | 0 | 759.3968 | 0 | 373.7999
2024-08-25 | 8 | 68 | 0 | 385.5968 | 0 | 759.3968 | 0 | 373.7999
2024-08-25 | 8 | 71.96 | 0 | 385.5968 | 0 | 759.3968 | 0 | 373.7999
2024-08-25 | 8 | 73.94 | 0 | 385.5968 | 0 | 759.3968 | 0 | 373.7999
2024-08-25 | 8 | 78.98 | 0 | 385.5968 | 0 | 759.3968 | 0 | 373.7999
2024-08-25 | 8 | 82.94 | 0 | 385.5968 | 0 | 759.3968 | 0 | 373.7999
2024-08-25 | 8 | 84.92 | 0 | 385.5968 | 0 | 759.3968 | 0 | 373.7999
2024-08-25 | 8 | 84.92 | 0 | 385.5968 | 0 | 759.3968 | 0 | 373.7999
2024-08-25 | 8 | 84.92 | 0 | 385.5968 | 0 | 759.3968 | 0 | 373.7999
2024-08-25 | 8 | 87.98 | 0 | 385.5968 | 0 | 759.3968 | 0 | 373.7999
2024-08-25 | 8 | 84.92 | 0 | 385.5968 | 0 | 759.3968 | 0 | 373.7999
2024-08-25 | 8 | 86 | 0 | 385.5968 | 0 | 759.3968 | 0 | 373.7999
2024-08-25 | 8 | 82.94 | 0 | 385.5968 | 0 | 759.3968 | 0 | 373.7999
2024-08-25 | 8 | 82.04 | 0 | 385.5968 | 0 | 759.3968 | 0 | 373.7999
2024-08-25 | 8 | 75.02 | 0 | 385.5968 | 0 | 759.3968 | 0 | 373.7999
2024-08-25 | 8 | 73.04 | 0 | 385.5968 | 0 | 759.3968 | 0 | 373.7999
2024-08-25 | 8 | 71.96 | 0 | 385.5968 | 0 | 759.3968 | 0 | 373.7999
2024-08-25 | 8 | 71.96 | 0 | 385.5968 | 0 | 759.3968 | 0 | 373.7999
2024-08-25 | 8 | 71.06 | 0 | 385.5968 | 0 | 759.3968 | 0 | 373.7999
2024-08-26 | 8 | 71.06 | 0 | 385.5968 | 0 | 759.3968 | 0 | 373.7999
2024-08-26 | 8 | 68 | 0 | 385.5968 | 0 | 759.3968 | 0 | 373.7999
2024-08-26 | 8 | 68 | 0 | 385.5968 | 0 | 759.3968 | 0 | 373.7999
2024-08-26 | 8 | 66.92 | 0 | 385.5968 | 0 | 759.3968 | 0 | 373.7999
2024-08-26 | 8 | 66.02 | 0 | 385.5968 | 0 | 759.3968 | 0 | 373.7999
2024-08-26 | 8 | 66.92 | 0 | 385.5968 | 0 | 759.3968 | 0 | 373.7999
2024-08-26 | 8 | 66.92 | 0 | 385.5968 | 0 | 759.3968 | 0 | 373.7999
2024-08-26 | 8 | 75.92 | 0 | 385.5968 | 0 | 759.3968 | 0 | 373.7999
2024-08-26 | 8 | 80.06 | 0 | 385.5968 | 0 | 759.3968 | 0 | 373.7999
2024-08-26 | 8 | 84.02 | 0 | 385.5968 | 0 | 759.3968 | 0 | 373.7999
2024-08-26 | 8 | 87.08 | 0 | 385.5968 | 0 | 759.3968 | 0 | 373.7999
2024-08-26 | 8 | 87.98 | 0 | 385.5968 | 0 | 759.3968 | 0 | 373.7999
2024-08-26 | 8 | 87.98 | 0 | 385.5968 | 0 | 759.3968 | 0 | 373.7999
2024-08-26 | 8 | 89.96 | 0 | 385.5968 | 0 | 759.3968 | 0 | 373.7999
2024-08-26 | 8 | 91.04 | 0 | 385.5968 | 0 | 759.3968 | 0 | 373.7999
2024-08-26 | 8 | 89.06 | 0 | 385.5968 | 0 | 759.3968 | 0 | 373.7999
2024-08-26 | 8 | 87.98 | 0 | 385.5968 | 0 | 759.3968 | 0 | 373.7999
2024-08-26 | 8 | 84.92 | 0 | 385.5968 | 0 | 759.3968 | 0 | 373.7999
2024-08-26 | 8 | 84.92 | 0 | 385.5968 | 0 | 759.3968 | 0 | 373.7999
2024-08-26 | 8 | 77 | 0 | 385.5968 | 0 | 759.3968 | 0 | 373.7999
2024-08-26 | 8 | 75.02 | 0 | 385.5968 | 0 | 759.3968 | 0 | 373.7999
2024-08-26 | 8 | 73.94 | 0 | 385.5968 | 0 | 759.3968 | 0 | 373.7999
2024-08-26 | 8 | 73.04 | 0 | 385.5968 | 0 | 759.3968 | 0 | 373.7999
2024-08-26 | 8 | 71.06 | 0 | 385.5968 | 0 | 759.3968 | 0 | 373.7999
2024-08-27 | 8 | 71.06 | 0 | 385.5968 | 0 | 759.3968 | 0 | 373.7999
2024-08-27 | 8 | 69.98 | 0 | 385.5968 | 0 | 759.3968 | 0 | 373.7999
2024-08-27 | 8 | 69.08 | 0 | 385.5968 | 0 | 759.3968 | 0 | 373.7999
2024-08-27 | 8 | 68 | 0 | 385.5968 | 0 | 759.3968 | 0 | 373.7999
2024-08-27 | 8 | 68 | 0 | 385.5968 | 0 | 759.3968 | 0 | 373.7999
2024-08-27 | 8 | 69.08 | 0 | 385.5968 | 0 | 759.3968 | 0 | 373.7999
2024-08-27 | 8 | 69.08 | 0 | 385.5968 | 0 | 759.3968 | 0 | 373.7999
2024-08-27 | 8 | 77 | 0 | 385.5968 | 0 | 759.3968 | 0 | 373.7999
2024-08-27 | 8 | 82.04 | 0 | 385.5968 | 0 | 759.3968 | 0 | 373.7999
2024-08-27 | 8 | 87.08 | 0 | 385.5968 | 0 | 759.3968 | 0 | 373.7999
2024-08-27 | 8 | 87.08 | 0 | 385.5968 | 0 | 759.3968 | 0 | 373.7999
2024-08-27 | 8 | 89.96 | 0 | 385.5968 | 0 | 759.3968 | 0 | 373.7999
2024-08-27 | 8 | 89.96 | 0 | 385.5968 | 0 | 759.3968 | 0 | 373.7999
2024-08-27 | 8 | 91.04 | 0 | 385.5968 | 0 | 759.3968 | 0 | 373.7999
2024-08-27 | 8 | 89.96 | 0 | 385.5968 | 0 | 759.3968 | 0 | 373.7999
2024-08-27 | 8 | 93.02 | 0 | 385.5968 | 0 | 759.3968 | 0 | 373.7999
2024-08-27 | 8 | 89.96 | 0 | 385.5968 | 0 | 759.3968 | 0 | 373.7999
2024-08-27 | 8 | 86 | 0 | 385.5968 | 0 | 759.3968 | 0 | 373.7999
2024-08-27 | 8 | 86 | 0 | 385.5968 | 0 | 759.3968 | 0 | 373.7999
2024-08-27 | 8 | 78.08 | 0 | 385.5968 | 0 | 759.3968 | 0 | 373.7999
2024-08-27 | 8 | 75.92 | 0 | 385.5968 | 0 | 759.3968 | 0 | 373.7999
2024-08-27 | 8 | 75.02 | 0 | 385.5968 | 0 | 759.3968 | 0 | 373.7999
2024-08-27 | 8 | 73.04 | 0 | 385.5968 | 0 | 759.3968 | 0 | 373.7999
2024-08-27 | 8 | 73.04 | 0 | 385.5968 | 0 | 759.3968 | 0 | 373.7999
2024-08-28 | 8 | 73.04 | 0 | 385.5968 | 0 | 759.3968 | 0 | 373.7999
2024-08-28 | 8 | 71.96 | 0 | 385.5968 | 0 | 759.3968 | 0 | 373.7999
2024-08-28 | 8 | 71.06 | 0 | 385.5968 | 0 | 759.3968 | 0 | 373.7999
2024-08-28 | 8 | 71.06 | 0 | 385.5968 | 0 | 759.3968 | 0 | 373.7999
2024-08-28 | 8 | 69.98 | 0 | 385.5968 | 0 | 759.3968 | 0 | 373.7999
2024-08-28 | 8 | 71.06 | 0 | 385.5968 | 0 | 759.3968 | 0 | 373.7999
2024-08-28 | 8 | 71.06 | 0 | 385.5968 | 0 | 759.3968 | 0 | 373.7999
2024-08-28 | 8 | 78.98 | 0 | 385.5968 | 0 | 759.3968 | 0 | 373.7999
2024-08-28 | 8 | 84.02 | 0 | 385.5968 | 0 | 759.3968 | 0 | 373.7999
2024-08-28 | 8 | 87.98 | 0 | 385.5968 | 0 | 759.3968 | 0 | 373.7999
2024-08-28 | 8 | 89.96 | 0 | 385.5968 | 0 | 759.3968 | 0 | 373.7999
2024-08-28 | 8 | 89.96 | 0 | 385.5968 | 0 | 759.3968 | 0 | 373.7999
2024-08-28 | 8 | 89.96 | 0 | 385.5968 | 0 | 759.3968 | 0 | 373.7999
2024-08-28 | 8 | 93.02 | 0 | 385.5968 | 0 | 759.3968 | 0 | 373.7999
2024-08-28 | 8 | 91.94 | 0 | 385.5968 | 0 | 759.3968 | 0 | 373.7999
2024-08-28 | 8 | 89.06 | 0 | 385.5968 | 0 | 759.3968 | 0 | 373.7999
2024-08-28 | 8 | 89.96 | 0 | 385.5968 | 0 | 759.3968 | 0 | 373.7999
2024-08-28 | 8 | 87.98 | 0 | 385.5968 | 0 | 759.3968 | 0 | 373.7999
2024-08-28 | 8 | 84.92 | 0 | 385.5968 | 0 | 759.3968 | 0 | 373.7999
2024-08-28 | 8 | 78.08 | 0 | 385.5968 | 0 | 759.3968 | 0 | 373.7999
2024-08-28 | 8 | 77 | 0 | 385.5968 | 0 | 759.3968 | 0 | 373.7999
2024-08-28 | 8 | 75.02 | 0 | 385.5968 | 0 | 759.3968 | 0 | 373.7999
2024-08-28 | 8 | 75.92 | 0 | 385.5968 | 0 | 759.3968 | 0 | 373.7999
2024-08-28 | 8 | 73.04 | 0 | 385.5968 | 0 | 759.3968 | 0 | 373.7999
2024-08-29 | 8 | 73.04 | 0 | 385.5968 | 0 | 759.3968 | 0 | 373.7999
2024-08-29 | 8 | 73.04 | 0 | 385.5968 | 0 | 759.3968 | 0 | 373.7999
2024-08-29 | 8 | 71.96 | 0 | 385.5968 | 0 | 759.3968 | 0 | 373.7999
2024-08-29 | 8 | 71.06 | 0 | 385.5968 | 0 | 759.3968 | 0 | 373.7999
2024-08-29 | 8 | 71.96 | 0 | 385.5968 | 0 | 759.3968 | 0 | 373.7999
2024-08-29 | 8 | 73.04 | 0 | 385.5968 | 0 | 759.3968 | 0 | 373.7999
2024-08-29 | 8 | 73.04 | 0 | 385.5968 | 0 | 759.3968 | 0 | 373.7999
2024-08-29 | 8 | 78.08 | 0 | 385.5968 | 0 | 759.3968 | 0 | 373.7999
2024-08-29 | 8 | 84.02 | 0 | 385.5968 | 0 | 759.3968 | 0 | 373.7999
2024-08-29 | 8 | 87.98 | 0 | 385.5968 | 0 | 759.3968 | 0 | 373.7999
2024-08-29 | 8 | 89.06 | 0 | 385.5968 | 0 | 759.3968 | 0 | 373.7999
2024-08-29 | 8 | 89.96 | 0 | 385.5968 | 0 | 759.3968 | 0 | 373.7999
2024-08-29 | 8 | 89.96 | 0 | 385.5968 | 0 | 759.3968 | 0 | 373.7999
2024-08-29 | 8 | 78.98 | 0 | 385.5968 | 0 | 759.3968 | 0 | 373.7999
2024-08-29 | 8 | 78.98 | 0 | 385.5968 | 0 | 759.3968 | 0 | 373.7999
2024-08-29 | 8 | 75.92 | 0 | 385.5968 | 0 | 759.3968 | 0 | 373.7999
2024-08-29 | 8 | 75.92 | 0 | 385.5968 | 0 | 759.3968 | 0 | 373.7999
2024-08-29 | 8 | 78.08 | 0 | 385.5968 | 0 | 759.3968 | 0 | 373.7999
2024-08-29 | 8 | 77 | 0 | 385.5968 | 0 | 759.3968 | 0 | 373.7999
2024-08-29 | 8 | 75.02 | 0 | 385.5968 | 0 | 759.3968 | 0 | 373.7999
2024-08-29 | 8 | 75.02 | 0 | 385.5968 | 0 | 759.3968 | 0 | 373.7999
2024-08-29 | 8 | 73.94 | 0 | 385.5968 | 0 | 759.3968 | 0 | 373.7999
2024-08-29 | 8 | 73.94 | 0 | 385.5968 | 0 | 759.3968 | 0 | 373.7999
2024-08-29 | 8 | 73.94 | 0 | 385.5968 | 0 | 759.3968 | 0 | 373.7999
2024-08-30 | 8 | 73.94 | 0 | 385.5968 | 0 | 759.3968 | 0 | 373.7999
2024-08-30 | 8 | 71.06 | 0 | 385.5968 | 0 | 759.3968 | 0 | 373.7999
2024-08-30 | 8 | 69.08 | 0 | 385.5968 | 0 | 759.3968 | 0 | 373.7999
2024-08-30 | 8 | 69.08 | 0 | 385.5968 | 0 | 759.3968 | 0 | 373.7999
2024-08-30 | 8 | 68 | 0 | 385.5968 | 0 | 759.3968 | 0 | 373.7999
2024-08-30 | 8 | 68 | 0 | 385.5968 | 0 | 759.3968 | 0 | 373.7999
2024-08-30 | 8 | 69.08 | 0 | 385.5968 | 0 | 759.3968 | 0 | 373.7999
2024-08-30 | 8 | 69.98 | 0 | 385.5968 | 0 | 759.3968 | 0 | 373.7999
2024-08-30 | 8 | 73.94 | 0 | 385.5968 | 0 | 759.3968 | 0 | 373.7999
2024-08-30 | 8 | 84.92 | 0 | 385.5968 | 0 | 759.3968 | 0 | 373.7999
2024-08-30 | 8 | 87.98 | 0 | 385.5968 | 0 | 759.3968 | 0 | 373.7999
2024-08-30 | 8 | 89.96 | 0 | 385.5968 | 0 | 759.3968 | 0 | 373.7999
2024-08-30 | 8 | 89.96 | 0 | 385.5968 | 0 | 759.3968 | 0 | 373.7999
2024-08-30 | 8 | 91.94 | 0 | 385.5968 | 0 | 759.3968 | 0 | 373.7999
2024-08-30 | 8 | 91.94 | 0 | 385.5968 | 0 | 759.3968 | 0 | 373.7999
2024-08-30 | 8 | 91.04 | 0 | 385.5968 | 0 | 759.3968 | 0 | 373.7999
2024-08-30 | 8 | 87.98 | 0 | 385.5968 | 0 | 759.3968 | 0 | 373.7999
2024-08-30 | 8 | 82.94 | 0 | 385.5968 | 0 | 759.3968 | 0 | 373.7999
2024-08-30 | 8 | 82.94 | 0 | 385.5968 | 0 | 759.3968 | 0 | 373.7999
2024-08-30 | 8 | 75.92 | 0 | 385.5968 | 0 | 759.3968 | 0 | 373.7999
2024-08-30 | 8 | 78.08 | 0 | 385.5968 | 0 | 759.3968 | 0 | 373.7999
2024-08-30 | 8 | 75.02 | 0 | 385.5968 | 0 | 759.3968 | 0 | 373.7999
2024-08-30 | 8 | 75.02 | 0 | 385.5968 | 0 | 759.3968 | 0 | 373.7999
2024-08-30 | 8 | 73.94 | 0 | 385.5968 | 0 | 759.3968 | 0 | 373.7999
2024-08-31 | 8 | 73.94 | 0 | 385.5968 | 0 | 759.3968 | 0 | 373.7999
2024-08-31 | 8 | 73.04 | 0 | 385.5968 | 0 | 759.3968 | 0 | 373.7999
2024-08-31 | 8 | 71.96 | 0 | 385.5968 | 0 | 759.3968 | 0 | 373.7999
2024-08-31 | 8 | 71.06 | 0 | 385.5968 | 0 | 759.3968 | 0 | 373.7999
2024-08-31 | 8 | 71.96 | 0 | 385.5968 | 0 | 759.3968 | 0 | 373.7999
2024-08-31 | 8 | 71.06 | 0 | 385.5968 | 0 | 759.3968 | 0 | 373.7999
2024-08-31 | 8 | 71.06 | 0 | 385.5968 | 0 | 759.3968 | 0 | 373.7999
2024-08-31 | 8 | 75.92 | 0 | 385.5968 | 0 | 759.3968 | 0 | 373.7999
2024-08-31 | 8 | 78.98 | 0 | 385.5968 | 0 | 759.3968 | 0 | 373.7999
2024-08-31 | 8 | 80.96 | 0 | 385.5968 | 0 | 759.3968 | 0 | 373.7999
2024-08-31 | 8 | 84.92 | 0 | 385.5968 | 0 | 759.3968 | 0 | 373.7999
2024-08-31 | 8 | 86 | 0 | 385.5968 | 0 | 759.3968 | 0 | 373.7999
2024-08-31 | 8 | 86 | 0 | 385.5968 | 0 | 759.3968 | 0 | 373.7999
2024-08-31 | 8 | 89.06 | 0 | 385.5968 | 0 | 759.3968 | 0 | 373.7999
2024-08-31 | 8 | 87.98 | 0 | 385.5968 | 0 | 759.3968 | 0 | 373.7999
2024-08-31 | 8 | 89.06 | 0 | 385.5968 | 0 | 759.3968 | 0 | 373.7999
2024-08-31 | 8 | 87.08 | 0 | 385.5968 | 0 | 759.3968 | 0 | 373.7999
2024-08-31 | 8 | 82.04 | 0 | 385.5968 | 0 | 759.3968 | 0 | 373.7999
2024-08-31 | 8 | 77 | 0 | 385.5968 | 0 | 759.3968 | 0 | 373.7999
2024-08-31 | 8 | 75.2 | 0 | 385.5968 | 0 | 759.3968 | 0 | 373.7999
2024-08-31 | 8 | 74.48 | 0 | 385.5968 | 0 | 759.3968 | 0 | 373.7999
2024-08-31 | 8 | 73.94 | 0 | 385.5968 | 0 | 759.3968 | 0 | 373.7999
2024-08-31 | 8 | 73.76 | 0 | 385.5968 | 0 | 759.3968 | 0 | 373.7999
2024-08-31 | 8 | 73.4 | 0 | 385.5968 | 0 | 759.3968 | 0 | 373.7999
2024-09-01 | 9 | 73.94 | 0 | 385.5968 | 0 | 759.3968 | 0 | 373.7999
2024-09-01 | 9 | 73.94 | 0 | 385.5968 | 0 | 759.3968 | 0 | 373.7999
2024-09-01 | 9 | 74.3 | 0 | 385.5968 | 0 | 759.3968 | 0 | 373.7999
2024-09-01 | 9 | 74.48 | 0 | 385.5968 | 0 | 759.3968 | 0 | 373.7999
2024-09-01 | 9 | 75.2 | 0 | 385.5968 | 0 | 759.3968 | 0 | 373.7999
2024-09-01 | 9 | 76.64 | 0 | 385.5968 | 0 | 759.3968 | 0 | 373.7999
2024-09-01 | 9 | 75.02 | 0 | 385.5968 | 0 | 759.3968 | 0 | 373.7999
2024-09-01 | 9 | 77 | 0 | 385.5968 | 0 | 759.3968 | 0 | 373.7999
2024-09-01 | 9 | 78.98 | 0 | 385.5968 | 0 | 759.3968 | 0 | 373.7999
2024-09-01 | 9 | 80.96 | 0 | 385.5968 | 0 | 759.3968 | 0 | 373.7999
2024-09-01 | 9 | 82.94 | 0 | 385.5968 | 0 | 759.3968 | 0 | 373.7999
2024-09-01 | 9 | 87.08 | 0 | 385.5968 | 0 | 759.3968 | 0 | 373.7999
2024-09-01 | 9 | 87.08 | 0 | 385.5968 | 0 | 759.3968 | 0 | 373.7999
2024-09-01 | 9 | 87.08 | 0 | 385.5968 | 0 | 759.3968 | 0 | 373.7999
2024-09-01 | 9 | 91.04 | 0 | 385.5968 | 0 | 759.3968 | 0 | 373.7999
2024-09-01 | 9 | 87.98 | 0 | 385.5968 | 0 | 759.3968 | 0 | 373.7999
2024-09-01 | 9 | 86 | 0 | 385.5968 | 0 | 759.3968 | 0 | 373.7999
2024-09-01 | 9 | 82.94 | 0 | 385.5968 | 0 | 759.3968 | 0 | 373.7999
2024-09-01 | 9 | 82.94 | 0 | 385.5968 | 0 | 759.3968 | 0 | 373.7999
2024-09-01 | 9 | 77 | 0 | 385.5968 | 0 | 759.3968 | 0 | 373.7999
2024-09-01 | 9 | 75.92 | 0 | 385.5968 | 0 | 759.3968 | 0 | 373.7999
2024-09-01 | 9 | 75.02 | 0 | 385.5968 | 0 | 759.3968 | 0 | 373.7999
2024-09-01 | 9 | 75.02 | 0 | 385.5968 | 0 | 759.3968 | 0 | 373.7999
2024-09-01 | 9 | 73.94 | 0 | 385.5968 | 0 | 759.3968 | 0 | 373.7999
2024-09-02 | 9 | 73.94 | 0 | 385.5968 | 0 | 759.3968 | 0 | 373.7999
2024-09-02 | 9 | 73.04 | 0 | 385.5968 | 0 | 759.3968 | 0 | 373.7999
2024-09-02 | 9 | 73.04 | 0 | 385.5968 | 0 | 759.3968 | 0 | 373.7999
2024-09-02 | 9 | 71.96 | 0 | 385.5968 | 0 | 759.3968 | 0 | 373.7999
2024-09-02 | 9 | 71.96 | 0 | 385.5968 | 0 | 759.3968 | 0 | 373.7999
2024-09-02 | 9 | 73.04 | 0 | 385.5968 | 0 | 759.3968 | 0 | 373.7999
2024-09-02 | 9 | 73.04 | 0 | 385.5968 | 0 | 759.3968 | 0 | 373.7999
2024-09-02 | 9 | 78.08 | 0 | 385.5968 | 0 | 759.3968 | 0 | 373.7999
2024-09-02 | 9 | 80.06 | 0 | 385.5968 | 0 | 759.3968 | 0 | 373.7999
2024-09-02 | 9 | 80.96 | 0 | 385.5968 | 0 | 759.3968 | 0 | 373.7999
2024-09-02 | 9 | 82.94 | 0 | 385.5968 | 0 | 759.3968 | 0 | 373.7999
2024-09-02 | 9 | 87.08 | 0 | 385.5968 | 0 | 759.3968 | 0 | 373.7999
2024-09-02 | 9 | 87.08 | 0 | 385.5968 | 0 | 759.3968 | 0 | 373.7999
2024-09-02 | 9 | 89.06 | 0 | 385.5968 | 0 | 759.3968 | 0 | 373.7999
2024-09-02 | 9 | 91.04 | 0 | 385.5968 | 0 | 759.3968 | 0 | 373.7999
2024-09-02 | 9 | 87.98 | 0 | 385.5968 | 0 | 759.3968 | 0 | 373.7999
2024-09-02 | 9 | 87.08 | 0 | 385.5968 | 0 | 759.3968 | 0 | 373.7999
2024-09-02 | 9 | 80.96 | 0 | 385.5968 | 0 | 759.3968 | 0 | 373.7999
2024-09-02 | 9 | 80.96 | 0 | 385.5968 | 0 | 759.3968 | 0 | 373.7999
2024-09-02 | 9 | 77 | 0 | 385.5968 | 0 | 759.3968 | 0 | 373.7999
2024-09-02 | 9 | 77 | 0 | 385.5968 | 0 | 759.3968 | 0 | 373.7999
2024-09-02 | 9 | 75.92 | 0 | 385.5968 | 0 | 759.3968 | 0 | 373.7999
2024-09-02 | 9 | 75.92 | 0 | 385.5968 | 0 | 759.3968 | 0 | 373.7999
2024-09-02 | 9 | 75.02 | 0 | 385.5968 | 0 | 759.3968 | 0 | 373.7999
2024-09-03 | 9 | 75.02 | 0 | 385.5968 | 0 | 759.3968 | 0 | 373.7999
2024-09-03 | 9 | 73.94 | 0 | 385.5968 | 0 | 759.3968 | 0 | 373.7999
2024-09-03 | 9 | 73.94 | 0 | 385.5968 | 0 | 759.3968 | 0 | 373.7999
2024-09-03 | 9 | 73.4 | 0 | 385.5968 | 0 | 759.3968 | 0 | 373.7999
2024-09-03 | 9 | 73.94 | 0 | 385.5968 | 0 | 759.3968 | 0 | 373.7999
2024-09-03 | 9 | 73.94 | 0 | 385.5968 | 0 | 759.3968 | 0 | 373.7999
2024-09-03 | 9 | 75.02 | 0 | 385.5968 | 0 | 759.3968 | 0 | 373.7999
2024-09-03 | 9 | 78.08 | 0 | 385.5968 | 0 | 759.3968 | 0 | 373.7999
2024-09-03 | 9 | 82.94 | 0 | 385.5968 | 0 | 759.3968 | 0 | 373.7999
2024-09-03 | 9 | 84.02 | 0 | 385.5968 | 0 | 759.3968 | 0 | 373.7999
2024-09-03 | 9 | 84.92 | 0 | 385.5968 | 0 | 759.3968 | 0 | 373.7999
2024-09-03 | 9 | 89.06 | 0 | 385.5968 | 0 | 759.3968 | 0 | 373.7999
2024-09-03 | 9 | 89.06 | 0 | 385.5968 | 0 | 759.3968 | 0 | 373.7999
2024-09-03 | 9 | 91.04 | 0 | 385.5968 | 0 | 759.3968 | 0 | 373.7999
2024-09-03 | 9 | 89.96 | 0 | 385.5968 | 0 | 759.3968 | 0 | 373.7999
2024-09-03 | 9 | 89.96 | 0 | 385.5968 | 0 | 759.3968 | 0 | 373.7999
2024-09-03 | 9 | 89.06 | 0 | 385.5968 | 0 | 759.3968 | 0 | 373.7999
2024-09-03 | 9 | 84.92 | 0 | 385.5968 | 0 | 759.3968 | 0 | 373.7999
2024-09-03 | 9 | 84.92 | 0 | 385.5968 | 0 | 759.3968 | 0 | 373.7999
2024-09-03 | 9 | 77 | 0 | 385.5968 | 0 | 759.3968 | 0 | 373.7999
2024-09-03 | 9 | 75.92 | 0 | 385.5968 | 0 | 759.3968 | 0 | 373.7999
2024-09-03 | 9 | 75.92 | 0 | 385.5968 | 0 | 759.3968 | 0 | 373.7999
2024-09-03 | 9 | 75.92 | 0 | 385.5968 | 0 | 759.3968 | 0 | 373.7999
2024-09-03 | 9 | 73.94 | 0 | 385.5968 | 0 | 759.3968 | 0 | 373.7999
2024-09-04 | 9 | 73.94 | 0 | 385.5968 | 0 | 759.3968 | 0 | 373.7999
2024-09-04 | 9 | 73.04 | 0 | 385.5968 | 0 | 759.3968 | 0 | 373.7999
2024-09-04 | 9 | 71.96 | 0 | 385.5968 | 0 | 759.3968 | 0 | 373.7999
2024-09-04 | 9 | 71.96 | 0 | 385.5968 | 0 | 759.3968 | 0 | 373.7999
2024-09-04 | 9 | 71.96 | 0 | 385.5968 | 0 | 759.3968 | 0 | 373.7999
2024-09-04 | 9 | 71.06 | 0 | 385.5968 | 0 | 759.3968 | 0 | 373.7999
2024-09-04 | 9 | 71.06 | 0 | 385.5968 | 0 | 759.3968 | 0 | 373.7999
2024-09-04 | 9 | 80.06 | 0 | 385.5968 | 0 | 759.3968 | 0 | 373.7999
2024-09-04 | 9 | 84.92 | 0 | 385.5968 | 0 | 759.3968 | 0 | 373.7999
2024-09-04 | 9 | 87.98 | 0 | 385.5968 | 0 | 759.3968 | 0 | 373.7999
2024-09-04 | 9 | 89.96 | 0 | 385.5968 | 0 | 759.3968 | 0 | 373.7999
2024-09-04 | 9 | 91.04 | 0 | 385.5968 | 0 | 759.3968 | 0 | 373.7999
2024-09-04 | 9 | 91.04 | 0 | 385.5968 | 0 | 759.3968 | 0 | 373.7999
2024-09-04 | 9 | 91.94 | 0 | 385.5968 | 0 | 759.3968 | 0 | 373.7999
2024-09-04 | 9 | 91.94 | 0 | 385.5968 | 0 | 759.3968 | 0 | 373.7999
2024-09-04 | 9 | 91.94 | 0 | 385.5968 | 0 | 759.3968 | 0 | 373.7999
2024-09-04 | 9 | 89.96 | 0 | 385.5968 | 0 | 759.3968 | 0 | 373.7999
2024-09-04 | 9 | 84.92 | 0 | 385.5968 | 0 | 759.3968 | 0 | 373.7999
2024-09-04 | 9 | 84.92 | 0 | 385.5968 | 0 | 759.3968 | 0 | 373.7999
2024-09-04 | 9 | 78.08 | 0 | 385.5968 | 0 | 759.3968 | 0 | 373.7999
2024-09-04 | 9 | 75.92 | 0 | 385.5968 | 0 | 759.3968 | 0 | 373.7999
2024-09-04 | 9 | 75.02 | 0 | 385.5968 | 0 | 759.3968 | 0 | 373.7999
2024-09-04 | 9 | 73.04 | 0 | 385.5968 | 0 | 759.3968 | 0 | 373.7999
2024-09-04 | 9 | 73.04 | 0 | 385.5968 | 0 | 759.3968 | 0 | 373.7999
2024-09-05 | 9 | 73.04 | 0 | 385.5968 | 0 | 759.3968 | 0 | 373.7999
2024-09-05 | 9 | 71.96 | 0 | 385.5968 | 0 | 759.3968 | 0 | 373.7999
2024-09-05 | 9 | 71.06 | 0 | 385.5968 | 0 | 759.3968 | 0 | 373.7999
2024-09-05 | 9 | 71.06 | 0 | 385.5968 | 0 | 759.3968 | 0 | 373.7999
2024-09-05 | 9 | 71.96 | 0 | 385.5968 | 0 | 759.3968 | 0 | 373.7999
2024-09-05 | 9 | 71.96 | 0 | 385.5968 | 0 | 759.3968 | 0 | 373.7999
2024-09-05 | 9 | 71.96 | 0 | 385.5968 | 0 | 759.3968 | 0 | 373.7999
2024-09-05 | 9 | 82.04 | 0 | 385.5968 | 0 | 759.3968 | 0 | 373.7999
2024-09-05 | 9 | 86 | 0 | 385.5968 | 0 | 759.3968 | 0 | 373.7999
2024-09-05 | 9 | 87.98 | 0 | 385.5968 | 0 | 759.3968 | 0 | 373.7999
2024-09-05 | 9 | 89.96 | 0 | 385.5968 | 0 | 759.3968 | 0 | 373.7999
2024-09-05 | 9 | 89.06 | 0 | 385.5968 | 0 | 759.3968 | 0 | 373.7999
2024-09-05 | 9 | 89.06 | 0 | 385.5968 | 0 | 759.3968 | 0 | 373.7999
2024-09-05 | 9 | 93.02 | 0 | 385.5968 | 0 | 759.3968 | 0 | 373.7999
2024-09-05 | 9 | 91.04 | 0 | 385.5968 | 0 | 759.3968 | 0 | 373.7999
2024-09-05 | 9 | 93.02 | 0 | 385.5968 | 0 | 759.3968 | 0 | 373.7999
2024-09-05 | 9 | 91.04 | 0 | 385.5968 | 0 | 759.3968 | 0 | 373.7999
2024-09-05 | 9 | 86 | 0 | 385.5968 | 0 | 759.3968 | 0 | 373.7999
2024-09-05 | 9 | 86 | 0 | 385.5968 | 0 | 759.3968 | 0 | 373.7999
2024-09-05 | 9 | 82.94 | 0 | 385.5968 | 0 | 759.3968 | 0 | 373.7999
2024-09-05 | 9 | 80.06 | 0 | 385.5968 | 0 | 759.3968 | 0 | 373.7999
2024-09-05 | 9 | 78.08 | 0 | 385.5968 | 0 | 759.3968 | 0 | 373.7999
2024-09-05 | 9 | 75.92 | 0 | 385.5968 | 0 | 759.3968 | 0 | 373.7999
2024-09-05 | 9 | 75.02 | 0 | 385.5968 | 0 | 759.3968 | 0 | 373.7999
2024-09-06 | 9 | 75.02 | 0 | 385.5968 | 0 | 759.3968 | 0 | 373.7999
2024-09-06 | 9 | 69.98 | 0 | 385.5968 | 0 | 759.3968 | 0 | 373.7999
2024-09-06 | 9 | 68 | 0 | 385.5968 | 0 | 759.3968 | 0 | 373.7999
2024-09-06 | 9 | 66.92 | 0 | 385.5968 | 0 | 759.3968 | 0 | 373.7999
2024-09-06 | 9 | 66.02 | 0 | 385.5968 | 0 | 759.3968 | 0 | 373.7999
2024-09-06 | 9 | 66.92 | 0 | 385.5968 | 0 | 759.3968 | 0 | 373.7999
2024-09-06 | 9 | 66.92 | 0 | 385.5968 | 0 | 759.3968 | 0 | 373.7999
2024-09-06 | 9 | 75.92 | 0 | 385.5968 | 0 | 759.3968 | 0 | 373.7999
2024-09-06 | 9 | 80.06 | 0 | 385.5968 | 0 | 759.3968 | 0 | 373.7999
2024-09-06 | 9 | 82.94 | 0 | 385.5968 | 0 | 759.3968 | 0 | 373.7999
2024-09-06 | 9 | 84.92 | 0 | 385.5968 | 0 | 759.3968 | 0 | 373.7999
2024-09-06 | 9 | 86 | 0 | 385.5968 | 0 | 759.3968 | 0 | 373.7999
2024-09-06 | 9 | 86 | 0 | 385.5968 | 0 | 759.3968 | 0 | 373.7999
2024-09-06 | 9 | 87.98 | 0 | 385.5968 | 0 | 759.3968 | 0 | 373.7999
2024-09-06 | 9 | 87.98 | 0 | 385.5968 | 0 | 759.3968 | 0 | 373.7999
2024-09-06 | 9 | 86 | 0 | 385.5968 | 0 | 759.3968 | 0 | 373.7999
2024-09-06 | 9 | 82.94 | 0 | 385.5968 | 0 | 759.3968 | 0 | 373.7999
2024-09-06 | 9 | 78.98 | 0 | 385.5968 | 0 | 759.3968 | 0 | 373.7999
2024-09-06 | 9 | 78.98 | 0 | 385.5968 | 0 | 759.3968 | 0 | 373.7999
2024-09-06 | 9 | 69.98 | 0 | 385.5968 | 0 | 759.3968 | 0 | 373.7999
2024-09-06 | 9 | 68 | 0 | 385.5968 | 0 | 759.3968 | 0 | 373.7999
2024-09-06 | 9 | 66.92 | 0 | 385.5968 | 0 | 759.3968 | 0 | 373.7999
2024-09-06 | 9 | 64.94 | 0 | 385.5968 | 0 | 759.3968 | 0 | 373.7999
2024-09-06 | 9 | 64.94 | 0 | 385.5968 | 0 | 759.3968 | 0 | 373.7999
2024-09-07 | 9 | 64.94 | 0 | 385.5968 | 0 | 759.3968 | 0 | 373.7999
2024-09-07 | 9 | 62.96 | 0 | 385.5968 | 0 | 759.3968 | 0 | 373.7999
2024-09-07 | 9 | 62.06 | 0.0027537 | 385.5996 | 0.0065768 | 759.4034 | 0.0038231 | 373.8038
2024-09-07 | 9 | 60.98 | 0.014917 | 385.6145 | 0.03538 | 759.4387 | 0.020463 | 373.8242
2024-09-07 | 9 | 60.98 | 0.021452 | 385.636 | 0.050881 | 759.4896 | 0.029429 | 373.8537
2024-09-07 | 9 | 60.98 | 0.02284 | 385.6588 | 0.054172 | 759.5438 | 0.031332 | 373.885
2024-09-07 | 9 | 60.98 | 0.01055 | 385.6694 | 0.025022 | 759.5688 | 0.014472 | 373.8995
2024-09-07 | 9 | 71.06 | 0 | 385.6694 | 0 | 759.5688 | 0 | 373.8995
2024-09-07 | 9 | 77 | 0 | 385.6694 | 0 | 759.5688 | 0 | 373.8995
2024-09-07 | 9 | 80.06 | 0 | 385.6694 | 0 | 759.5688 | 0 | 373.8995
2024-09-07 | 9 | 82.94 | 0 | 385.6694 | 0 | 759.5688 | 0 | 373.8995
2024-09-07 | 9 | 84.92 | 0 | 385.6694 | 0 | 759.5688 | 0 | 373.8995
2024-09-07 | 9 | 84.92 | 0 | 385.6694 | 0 | 759.5688 | 0 | 373.8995
2024-09-07 | 9 | 87.08 | 0 | 385.6694 | 0 | 759.5688 | 0 | 373.8995
2024-09-07 | 9 | 87.08 | 0 | 385.6694 | 0 | 759.5688 | 0 | 373.8995
2024-09-07 | 9 | 87.08 | 0 | 385.6694 | 0 | 759.5688 | 0 | 373.8995
2024-09-07 | 9 | 84.92 | 0 | 385.6694 | 0 | 759.5688 | 0 | 373.8995
2024-09-07 | 9 | 78.08 | 0 | 385.6694 | 0 | 759.5688 | 0 | 373.8995
2024-09-07 | 9 | 78.08 | 0 | 385.6694 | 0 | 759.5688 | 0 | 373.8995
2024-09-07 | 9 | 69.98 | 0 | 385.6694 | 0 | 759.5688 | 0 | 373.8995
2024-09-07 | 9 | 69.08 | 0 | 385.6694 | 0 | 759.5688 | 0 | 373.8995
2024-09-07 | 9 | 66.92 | 0 | 385.6694 | 0 | 759.5688 | 0 | 373.8995
2024-09-07 | 9 | 66.02 | 0 | 385.6694 | 0 | 759.5688 | 0 | 373.8995
2024-09-07 | 9 | 62.96 | 0 | 385.6694 | 0 | 759.5688 | 0 | 373.8995
2024-09-08 | 9 | 62.96 | 0 | 385.6694 | 0 | 759.5688 | 0 | 373.8995
2024-09-08 | 9 | 62.06 | 0 | 385.6694 | 0 | 759.5688 | 0 | 373.8995
2024-09-08 | 9 | 60.98 | 0 | 385.6694 | 0 | 759.5688 | 0 | 373.8995
2024-09-08 | 9 | 60.98 | 0.013821 | 385.6832 | 0.032782 | 759.6016 | 0.01896 | 373.9184
2024-09-08 | 9 | 60.08 | 0.023904 | 385.7071 | 0.056364 | 759.658 | 0.03246 | 373.9509
2024-09-08 | 9 | 60.98 | 0.027019 | 385.7341 | 0.064085 | 759.722 | 0.037066 | 373.988
2024-09-08 | 9 | 60.98 | 0.012072 | 385.7462 | 0.028633 | 759.7507 | 0.016561 | 374.0045
2024-09-08 | 9 | 69.98 | 0 | 385.7462 | 0 | 759.7507 | 0 | 374.0045
2024-09-08 | 9 | 77 | 0 | 385.7462 | 0 | 759.7507 | 0 | 374.0045
2024-09-08 | 9 | 80.96 | 0 | 385.7462 | 0 | 759.7507 | 0 | 374.0045
2024-09-08 | 9 | 82.94 | 0 | 385.7462 | 0 | 759.7507 | 0 | 374.0045
2024-09-08 | 9 | 84.92 | 0 | 385.7462 | 0 | 759.7507 | 0 | 374.0045
2024-09-08 | 9 | 84.92 | 0 | 385.7462 | 0 | 759.7507 | 0 | 374.0045
2024-09-08 | 9 | 87.08 | 0 | 385.7462 | 0 | 759.7507 | 0 | 374.0045
2024-09-08 | 9 | 87.98 | 0 | 385.7462 | 0 | 759.7507 | 0 | 374.0045
2024-09-08 | 9 | 87.08 | 0 | 385.7462 | 0 | 759.7507 | 0 | 374.0045
2024-09-08 | 9 | 84.02 | 0 | 385.7462 | 0 | 759.7507 | 0 | 374.0045
2024-09-08 | 9 | 78.08 | 0 | 385.7462 | 0 | 759.7507 | 0 | 374.0045
2024-09-08 | 9 | 78.08 | 0 | 385.7462 | 0 | 759.7507 | 0 | 374.0045
2024-09-08 | 9 | 69.08 | 0 | 385.7462 | 0 | 759.7507 | 0 | 374.0045
2024-09-08 | 9 | 68 | 0 | 385.7462 | 0 | 759.7507 | 0 | 374.0045
2024-09-08 | 9 | 66.02 | 0 | 385.7462 | 0 | 759.7507 | 0 | 374.0045
2024-09-08 | 9 | 64.94 | 0 | 385.7462 | 0 | 759.7507 | 0 | 374.0045
2024-09-08 | 9 | 62.96 | 0 | 385.7462 | 0 | 759.7507 | 0 | 374.0045
2024-09-09 | 9 | 62.96 | 0 | 385.7462 | 0 | 759.7507 | 0 | 374.0045
2024-09-09 | 9 | 62.06 | 0 | 385.7462 | 0 | 759.7507 | 0 | 374.0045
2024-09-09 | 9 | 62.06 | 0 | 385.7462 | 0 | 759.7507 | 0 | 374.0045
2024-09-09 | 9 | 60.98 | 0.013808 | 385.76 | 0.032751 | 759.7834 | 0.018943 | 374.0235
2024-09-09 | 9 | 60.08 | 0.023733 | 385.7837 | 0.055962 | 759.8394 | 0.032229 | 374.0557
2024-09-09 | 9 | 60.98 | 0.022795 | 385.8065 | 0.054066 | 759.8935 | 0.031271 | 374.087
2024-09-09 | 9 | 60.98 | 0.0083933 | 385.8149 | 0.019907 | 759.9134 | 0.011514 | 374.0985
2024-09-09 | 9 | 73.4 | 0 | 385.8149 | 0 | 759.9134 | 0 | 374.0985
2024-09-09 | 9 | 77 | 0 | 385.8149 | 0 | 759.9134 | 0 | 374.0985
2024-09-09 | 9 | 80.96 | 0 | 385.8149 | 0 | 759.9134 | 0 | 374.0985
2024-09-09 | 9 | 84.02 | 0 | 385.8149 | 0 | 759.9134 | 0 | 374.0985
2024-09-09 | 9 | 86 | 0 | 385.8149 | 0 | 759.9134 | 0 | 374.0985
2024-09-09 | 9 | 86 | 0 | 385.8149 | 0 | 759.9134 | 0 | 374.0985
2024-09-09 | 9 | 89.06 | 0 | 385.8149 | 0 | 759.9134 | 0 | 374.0985
2024-09-09 | 9 | 87.98 | 0 | 385.8149 | 0 | 759.9134 | 0 | 374.0985
2024-09-09 | 9 | 89.06 | 0 | 385.8149 | 0 | 759.9134 | 0 | 374.0985
2024-09-09 | 9 | 86 | 0 | 385.8149 | 0 | 759.9134 | 0 | 374.0985
2024-09-09 | 9 | 80.06 | 0 | 385.8149 | 0 | 759.9134 | 0 | 374.0985
2024-09-09 | 9 | 80.06 | 0 | 385.8149 | 0 | 759.9134 | 0 | 374.0985
2024-09-09 | 9 | 71.96 | 0 | 385.8149 | 0 | 759.9134 | 0 | 374.0985
2024-09-09 | 9 | 71.06 | 0 | 385.8149 | 0 | 759.9134 | 0 | 374.0985
2024-09-09 | 9 | 66.92 | 0 | 385.8149 | 0 | 759.9134 | 0 | 374.0985
2024-09-09 | 9 | 66.92 | 0 | 385.8149 | 0 | 759.9134 | 0 | 374.0985
2024-09-09 | 9 | 66.92 | 0 | 385.8149 | 0 | 759.9134 | 0 | 374.0985
2024-09-10 | 9 | 66.92 | 0 | 385.8149 | 0 | 759.9134 | 0 | 374.0985
2024-09-10 | 9 | 62.96 | 0 | 385.8149 | 0 | 759.9134 | 0 | 374.0985
2024-09-10 | 9 | 62.96 | 0 | 385.8149 | 0 | 759.9134 | 0 | 374.0985
2024-09-10 | 9 | 62.06 | 0 | 385.8149 | 0 | 759.9134 | 0 | 374.0985
2024-09-10 | 9 | 62.06 | 0.0048305 | 385.8197 | 0.011537 | 759.9249 | 0.0067064 | 374.1052
2024-09-10 | 9 | 62.96 | 0.0083341 | 385.8281 | 0.020019 | 759.9449 | 0.011684 | 374.1169
2024-09-10 | 9 | 62.96 | 0.0025472 | 385.8306 | 0.0061183 | 759.951 | 0.0035712 | 374.1204
2024-09-10 | 9 | 73.04 | 0 | 385.8306 | 0 | 759.951 | 0 | 374.1204
2024-09-10 | 9 | 78.98 | 0 | 385.8306 | 0 | 759.951 | 0 | 374.1204
2024-09-10 | 9 | 82.04 | 0 | 385.8306 | 0 | 759.951 | 0 | 374.1204
2024-09-10 | 9 | 84.02 | 0 | 385.8306 | 0 | 759.951 | 0 | 374.1204
2024-09-10 | 9 | 86 | 0 | 385.8306 | 0 | 759.951 | 0 | 374.1204
2024-09-10 | 9 | 86 | 0 | 385.8306 | 0 | 759.951 | 0 | 374.1204
2024-09-10 | 9 | 87.98 | 0 | 385.8306 | 0 | 759.951 | 0 | 374.1204
2024-09-10 | 9 | 89.06 | 0 | 385.8306 | 0 | 759.951 | 0 | 374.1204
2024-09-10 | 9 | 87.98 | 0 | 385.8306 | 0 | 759.951 | 0 | 374.1204
2024-09-10 | 9 | 87.08 | 0 | 385.8306 | 0 | 759.951 | 0 | 374.1204
2024-09-10 | 9 | 82.94 | 0 | 385.8306 | 0 | 759.951 | 0 | 374.1204
2024-09-10 | 9 | 82.94 | 0 | 385.8306 | 0 | 759.951 | 0 | 374.1204
2024-09-10 | 9 | 77 | 0 | 385.8306 | 0 | 759.951 | 0 | 374.1204
2024-09-10 | 9 | 75.92 | 0 | 385.8306 | 0 | 759.951 | 0 | 374.1204
2024-09-10 | 9 | 75.92 | 0 | 385.8306 | 0 | 759.951 | 0 | 374.1204
2024-09-10 | 9 | 73.94 | 0 | 385.8306 | 0 | 759.951 | 0 | 374.1204
2024-09-10 | 9 | 73.04 | 0 | 385.8306 | 0 | 759.951 | 0 | 374.1204
2024-09-11 | 9 | 73.04 | 0 | 385.8306 | 0 | 759.951 | 0 | 374.1204
2024-09-11 | 9 | 71.96 | 0 | 385.8306 | 0 | 759.951 | 0 | 374.1204
2024-09-11 | 9 | 71.96 | 0 | 385.8306 | 0 | 759.951 | 0 | 374.1204
2024-09-11 | 9 | 71.06 | 0 | 385.8306 | 0 | 759.951 | 0 | 374.1204
2024-09-11 | 9 | 69.08 | 0 | 385.8306 | 0 | 759.951 | 0 | 374.1204
2024-09-11 | 9 | 69.08 | 0 | 385.8306 | 0 | 759.951 | 0 | 374.1204
2024-09-11 | 9 | 69.98 | 0 | 385.8306 | 0 | 759.951 | 0 | 374.1204
2024-09-11 | 9 | 75.92 | 0 | 385.8306 | 0 | 759.951 | 0 | 374.1204
2024-09-11 | 9 | 80.96 | 0 | 385.8306 | 0 | 759.951 | 0 | 374.1204
2024-09-11 | 9 | 82.04 | 0 | 385.8306 | 0 | 759.951 | 0 | 374.1204
2024-09-11 | 9 | 86 | 0 | 385.8306 | 0 | 759.951 | 0 | 374.1204
2024-09-11 | 9 | 87.08 | 0 | 385.8306 | 0 | 759.951 | 0 | 374.1204
2024-09-11 | 9 | 87.08 | 0 | 385.8306 | 0 | 759.951 | 0 | 374.1204
2024-09-11 | 9 | 87.98 | 0 | 385.8306 | 0 | 759.951 | 0 | 374.1204
2024-09-11 | 9 | 91.04 | 0 | 385.8306 | 0 | 759.951 | 0 | 374.1204
2024-09-11 | 9 | 89.06 | 0 | 385.8306 | 0 | 759.951 | 0 | 374.1204
2024-09-11 | 9 | 87.98 | 0 | 385.8306 | 0 | 759.951 | 0 | 374.1204
2024-09-11 | 9 | 82.94 | 0 | 385.8306 | 0 | 759.951 | 0 | 374.1204
2024-09-11 | 9 | 82.94 | 0 | 385.8306 | 0 | 759.951 | 0 | 374.1204
2024-09-11 | 9 | 77 | 0 | 385.8306 | 0 | 759.951 | 0 | 374.1204
2024-09-11 | 9 | 75.92 | 0 | 385.8306 | 0 | 759.951 | 0 | 374.1204
2024-09-11 | 9 | 73.94 | 0 | 385.8306 | 0 | 759.951 | 0 | 374.1204
2024-09-11 | 9 | 73.94 | 0 | 385.8306 | 0 | 759.951 | 0 | 374.1204
2024-09-11 | 9 | 73.04 | 0 | 385.8306 | 0 | 759.951 | 0 | 374.1204
2024-09-12 | 9 | 73.04 | 0 | 385.8306 | 0 | 759.951 | 0 | 374.1204
2024-09-12 | 9 | 71.96 | 0 | 385.8306 | 0 | 759.951 | 0 | 374.1204
2024-09-12 | 9 | 71.96 | 0 | 385.8306 | 0 | 759.951 | 0 | 374.1204
2024-09-12 | 9 | 71.06 | 0 | 385.8306 | 0 | 759.951 | 0 | 374.1204
2024-09-12 | 9 | 69.98 | 0 | 385.8306 | 0 | 759.951 | 0 | 374.1204
2024-09-12 | 9 | 71.96 | 0 | 385.8306 | 0 | 759.951 | 0 | 374.1204
2024-09-12 | 9 | 71.96 | 0 | 385.8306 | 0 | 759.951 | 0 | 374.1204
2024-09-12 | 9 | 80.96 | 0 | 385.8306 | 0 | 759.951 | 0 | 374.1204
2024-09-12 | 9 | 84.92 | 0 | 385.8306 | 0 | 759.951 | 0 | 374.1204
2024-09-12 | 9 | 84.92 | 0 | 385.8306 | 0 | 759.951 | 0 | 374.1204
2024-09-12 | 9 | 89.06 | 0 | 385.8306 | 0 | 759.951 | 0 | 374.1204
2024-09-12 | 9 | 87.08 | 0 | 385.8306 | 0 | 759.951 | 0 | 374.1204
2024-09-12 | 9 | 87.08 | 0 | 385.8306 | 0 | 759.951 | 0 | 374.1204
2024-09-12 | 9 | 91.04 | 0 | 385.8306 | 0 | 759.951 | 0 | 374.1204
2024-09-12 | 9 | 91.94 | 0 | 385.8306 | 0 | 759.951 | 0 | 374.1204
2024-09-12 | 9 | 91.04 | 0 | 385.8306 | 0 | 759.951 | 0 | 374.1204
2024-09-12 | 9 | 91.04 | 0 | 385.8306 | 0 | 759.951 | 0 | 374.1204
2024-09-12 | 9 | 86 | 0 | 385.8306 | 0 | 759.951 | 0 | 374.1204
2024-09-12 | 9 | 86 | 0 | 385.8306 | 0 | 759.951 | 0 | 374.1204
2024-09-12 | 9 | 80.96 | 0 | 385.8306 | 0 | 759.951 | 0 | 374.1204
2024-09-12 | 9 | 80.06 | 0 | 385.8306 | 0 | 759.951 | 0 | 374.1204
2024-09-12 | 9 | 78.08 | 0 | 385.8306 | 0 | 759.951 | 0 | 374.1204
2024-09-12 | 9 | 75.92 | 0 | 385.8306 | 0 | 759.951 | 0 | 374.1204
2024-09-12 | 9 | 75.92 | 0 | 385.8306 | 0 | 759.951 | 0 | 374.1204
2024-09-13 | 9 | 75.92 | 0 | 385.8306 | 0 | 759.951 | 0 | 374.1204
2024-09-13 | 9 | 75.02 | 0 | 385.8306 | 0 | 759.951 | 0 | 374.1204
2024-09-13 | 9 | 73.94 | 0 | 385.8306 | 0 | 759.951 | 0 | 374.1204
2024-09-13 | 9 | 73.94 | 0 | 385.8306 | 0 | 759.951 | 0 | 374.1204
2024-09-13 | 9 | 73.4 | 0 | 385.8306 | 0 | 759.951 | 0 | 374.1204
2024-09-13 | 9 | 75.02 | 0 | 385.8306 | 0 | 759.951 | 0 | 374.1204
2024-09-13 | 9 | 75.02 | 0 | 385.8306 | 0 | 759.951 | 0 | 374.1204
2024-09-13 | 9 | 78.98 | 0 | 385.8306 | 0 | 759.951 | 0 | 374.1204
2024-09-13 | 9 | 80.96 | 0 | 385.8306 | 0 | 759.951 | 0 | 374.1204
2024-09-13 | 9 | 82.94 | 0 | 385.8306 | 0 | 759.951 | 0 | 374.1204
2024-09-13 | 9 | 84.92 | 0 | 385.8306 | 0 | 759.951 | 0 | 374.1204
2024-09-13 | 9 | 86 | 0 | 385.8306 | 0 | 759.951 | 0 | 374.1204
2024-09-13 | 9 | 86 | 0 | 385.8306 | 0 | 759.951 | 0 | 374.1204
2024-09-13 | 9 | 89.96 | 0 | 385.8306 | 0 | 759.951 | 0 | 374.1204
2024-09-13 | 9 | 87.98 | 0 | 385.8306 | 0 | 759.951 | 0 | 374.1204
2024-09-13 | 9 | 86 | 0 | 385.8306 | 0 | 759.951 | 0 | 374.1204
2024-09-13 | 9 | 84.02 | 0 | 385.8306 | 0 | 759.951 | 0 | 374.1204
2024-09-13 | 9 | 78.98 | 0 | 385.8306 | 0 | 759.951 | 0 | 374.1204
2024-09-13 | 9 | 78.98 | 0 | 385.8306 | 0 | 759.951 | 0 | 374.1204
2024-09-13 | 9 | 77 | 0 | 385.8306 | 0 | 759.951 | 0 | 374.1204
2024-09-13 | 9 | 75.92 | 0 | 385.8306 | 0 | 759.951 | 0 | 374.1204
2024-09-13 | 9 | 75.02 | 0 | 385.8306 | 0 | 759.951 | 0 | 374.1204
2024-09-13 | 9 | 73.94 | 0 | 385.8306 | 0 | 759.951 | 0 | 374.1204
2024-09-13 | 9 | 73.94 | 0 | 385.8306 | 0 | 759.951 | 0 | 374.1204
2024-09-14 | 9 | 75.02 | 0 | 385.8306 | 0 | 759.951 | 0 | 374.1204
2024-09-14 | 9 | 75.02 | 0 | 385.8306 | 0 | 759.951 | 0 | 374.1204
2024-09-14 | 9 | 75.02 | 0 | 385.8306 | 0 | 759.951 | 0 | 374.1204
2024-09-14 | 9 | 75.92 | 0 | 385.8306 | 0 | 759.951 | 0 | 374.1204
2024-09-14 | 9 | 75.02 | 0 | 385.8306 | 0 | 759.951 | 0 | 374.1204
2024-09-14 | 9 | 73.94 | 0 | 385.8306 | 0 | 759.951 | 0 | 374.1204
2024-09-14 | 9 | 73.94 | 0 | 385.8306 | 0 | 759.951 | 0 | 374.1204
2024-09-14 | 9 | 78.98 | 0 | 385.8306 | 0 | 759.951 | 0 | 374.1204
2024-09-14 | 9 | 82.4 | 0 | 385.8306 | 0 | 759.951 | 0 | 374.1204
2024-09-14 | 9 | 80.06 | 0 | 385.8306 | 0 | 759.951 | 0 | 374.1204
2024-09-14 | 9 | 87.08 | 0 | 385.8306 | 0 | 759.951 | 0 | 374.1204
2024-09-14 | 9 | 87.98 | 0 | 385.8306 | 0 | 759.951 | 0 | 374.1204
2024-09-14 | 9 | 87.98 | 0 | 385.8306 | 0 | 759.951 | 0 | 374.1204
2024-09-14 | 9 | 89.06 | 0 | 385.8306 | 0 | 759.951 | 0 | 374.1204
2024-09-14 | 9 | 89.96 | 0 | 385.8306 | 0 | 759.951 | 0 | 374.1204
2024-09-14 | 9 | 89.06 | 0 | 385.8306 | 0 | 759.951 | 0 | 374.1204
2024-09-14 | 9 | 87.08 | 0 | 385.8306 | 0 | 759.951 | 0 | 374.1204
2024-09-14 | 9 | 82.04 | 0 | 385.8306 | 0 | 759.951 | 0 | 374.1204
2024-09-14 | 9 | 82.04 | 0 | 385.8306 | 0 | 759.951 | 0 | 374.1204
2024-09-14 | 9 | 75.92 | 0 | 385.8306 | 0 | 759.951 | 0 | 374.1204
2024-09-14 | 9 | 75.92 | 0 | 385.8306 | 0 | 759.951 | 0 | 374.1204
2024-09-14 | 9 | 73.94 | 0 | 385.8306 | 0 | 759.951 | 0 | 374.1204
2024-09-14 | 9 | 73.94 | 0 | 385.8306 | 0 | 759.951 | 0 | 374.1204
2024-09-14 | 9 | 73.04 | 0 | 385.8306 | 0 | 759.951 | 0 | 374.1204
2024-09-15 | 9 | 73.04 | 0 | 385.8306 | 0 | 759.951 | 0 | 374.1204
2024-09-15 | 9 | 71.06 | 0 | 385.8306 | 0 | 759.951 | 0 | 374.1204
2024-09-15 | 9 | 69.98 | 0 | 385.8306 | 0 | 759.951 | 0 | 374.1204
2024-09-15 | 9 | 69.98 | 0 | 385.8306 | 0 | 759.951 | 0 | 374.1204
2024-09-15 | 9 | 69.98 | 0 | 385.8306 | 0 | 759.951 | 0 | 374.1204
2024-09-15 | 9 | 71.06 | 0 | 385.8306 | 0 | 759.951 | 0 | 374.1204
2024-09-15 | 9 | 71.06 | 0 | 385.8306 | 0 | 759.951 | 0 | 374.1204
2024-09-15 | 9 | 73.94 | 0 | 385.8306 | 0 | 759.951 | 0 | 374.1204
2024-09-15 | 9 | 77 | 0 | 385.8306 | 0 | 759.951 | 0 | 374.1204
2024-09-15 | 9 | 84.92 | 0 | 385.8306 | 0 | 759.951 | 0 | 374.1204
2024-09-15 | 9 | 87.98 | 0 | 385.8306 | 0 | 759.951 | 0 | 374.1204
2024-09-15 | 9 | 89.96 | 0 | 385.8306 | 0 | 759.951 | 0 | 374.1204
2024-09-15 | 9 | 89.96 | 0 | 385.8306 | 0 | 759.951 | 0 | 374.1204
2024-09-15 | 9 | 91.94 | 0 | 385.8306 | 0 | 759.951 | 0 | 374.1204
2024-09-15 | 9 | 91.04 | 0 | 385.8306 | 0 | 759.951 | 0 | 374.1204
2024-09-15 | 9 | 89.06 | 0 | 385.8306 | 0 | 759.951 | 0 | 374.1204
2024-09-15 | 9 | 82.04 | 0 | 385.8306 | 0 | 759.951 | 0 | 374.1204
2024-09-15 | 9 | 78.08 | 0 | 385.8306 | 0 | 759.951 | 0 | 374.1204
2024-09-15 | 9 | 78.08 | 0 | 385.8306 | 0 | 759.951 | 0 | 374.1204
2024-09-15 | 9 | 77 | 0 | 385.8306 | 0 | 759.951 | 0 | 374.1204
2024-09-15 | 9 | 75.92 | 0 | 385.8306 | 0 | 759.951 | 0 | 374.1204
2024-09-15 | 9 | 75.92 | 0 | 385.8306 | 0 | 759.951 | 0 | 374.1204
2024-09-15 | 9 | 75.02 | 0 | 385.8306 | 0 | 759.951 | 0 | 374.1204
2024-09-15 | 9 | 75.02 | 0 | 385.8306 | 0 | 759.951 | 0 | 374.1204
2024-09-16 | 9 | 75.02 | 0 | 385.8306 | 0 | 759.951 | 0 | 374.1204
2024-09-16 | 9 | 75.02 | 0 | 385.8306 | 0 | 759.951 | 0 | 374.1204
2024-09-16 | 9 | 73.94 | 0 | 385.8306 | 0 | 759.951 | 0 | 374.1204
2024-09-16 | 9 | 73.94 | 0 | 385.8306 | 0 | 759.951 | 0 | 374.1204
2024-09-16 | 9 | 73.94 | 0 | 385.8306 | 0 | 759.951 | 0 | 374.1204
2024-09-16 | 9 | 75.02 | 0 | 385.8306 | 0 | 759.951 | 0 | 374.1204
2024-09-16 | 9 | 75.02 | 0 | 385.8306 | 0 | 759.951 | 0 | 374.1204
2024-09-16 | 9 | 75.92 | 0 | 385.8306 | 0 | 759.951 | 0 | 374.1204
2024-09-16 | 9 | 75.92 | 0 | 385.8306 | 0 | 759.951 | 0 | 374.1204
2024-09-16 | 9 | 77 | 0 | 385.8306 | 0 | 759.951 | 0 | 374.1204
2024-09-16 | 9 | 75.92 | 0 | 385.8306 | 0 | 759.951 | 0 | 374.1204
2024-09-16 | 9 | 78.08 | 0 | 385.8306 | 0 | 759.951 | 0 | 374.1204
2024-09-16 | 9 | 78.08 | 0 | 385.8306 | 0 | 759.951 | 0 | 374.1204
2024-09-16 | 9 | 75.02 | 0 | 385.8306 | 0 | 759.951 | 0 | 374.1204
2024-09-16 | 9 | 75.92 | 0 | 385.8306 | 0 | 759.951 | 0 | 374.1204
2024-09-16 | 9 | 75.02 | 0 | 385.8306 | 0 | 759.951 | 0 | 374.1204
2024-09-16 | 9 | 73.94 | 0 | 385.8306 | 0 | 759.951 | 0 | 374.1204
2024-09-16 | 9 | 71.96 | 0 | 385.8306 | 0 | 759.951 | 0 | 374.1204
2024-09-16 | 9 | 71.96 | 0 | 385.8306 | 0 | 759.951 | 0 | 374.1204
2024-09-16 | 9 | 69.98 | 0 | 385.8306 | 0 | 759.951 | 0 | 374.1204
2024-09-16 | 9 | 69.98 | 0 | 385.8306 | 0 | 759.951 | 0 | 374.1204
2024-09-16 | 9 | 69.08 | 0 | 385.8306 | 0 | 759.951 | 0 | 374.1204
2024-09-16 | 9 | 68 | 0 | 385.8306 | 0 | 759.951 | 0 | 374.1204
2024-09-16 | 9 | 68 | 0 | 385.8306 | 0 | 759.951 | 0 | 374.1204
2024-09-17 | 9 | 68 | 0 | 385.8306 | 0 | 759.951 | 0 | 374.1204
2024-09-17 | 9 | 69.08 | 0 | 385.8306 | 0 | 759.951 | 0 | 374.1204
2024-09-17 | 9 | 69.08 | 0 | 385.8306 | 0 | 759.951 | 0 | 374.1204
2024-09-17 | 9 | 69.08 | 0 | 385.8306 | 0 | 759.951 | 0 | 374.1204
2024-09-17 | 9 | 68 | 0 | 385.8306 | 0 | 759.951 | 0 | 374.1204
2024-09-17 | 9 | 69.08 | 0 | 385.8306 | 0 | 759.951 | 0 | 374.1204
2024-09-17 | 9 | 69.08 | 0 | 385.8306 | 0 | 759.951 | 0 | 374.1204
2024-09-17 | 9 | 69.98 | 0 | 385.8306 | 0 | 759.951 | 0 | 374.1204
2024-09-17 | 9 | 69.98 | 0 | 385.8306 | 0 | 759.951 | 0 | 374.1204
2024-09-17 | 9 | 71.06 | 0 | 385.8306 | 0 | 759.951 | 0 | 374.1204
2024-09-17 | 9 | 71.06 | 0 | 385.8306 | 0 | 759.951 | 0 | 374.1204
2024-09-17 | 9 | 71.06 | 0 | 385.8306 | 0 | 759.951 | 0 | 374.1204
2024-09-17 | 9 | 71.06 | 0 | 385.8306 | 0 | 759.951 | 0 | 374.1204
2024-09-17 | 9 | 69.98 | 0 | 385.8306 | 0 | 759.951 | 0 | 374.1204
2024-09-17 | 9 | 69.98 | 0 | 385.8306 | 0 | 759.951 | 0 | 374.1204
2024-09-17 | 9 | 69.98 | 0 | 385.8306 | 0 | 759.951 | 0 | 374.1204
2024-09-17 | 9 | 69.98 | 0 | 385.8306 | 0 | 759.951 | 0 | 374.1204
2024-09-17 | 9 | 69.98 | 0 | 385.8306 | 0 | 759.951 | 0 | 374.1204
2024-09-17 | 9 | 69.98 | 0 | 385.8306 | 0 | 759.951 | 0 | 374.1204
2024-09-17 | 9 | 69.98 | 0 | 385.8306 | 0 | 759.951 | 0 | 374.1204
2024-09-17 | 9 | 69.98 | 0 | 385.8306 | 0 | 759.951 | 0 | 374.1204
2024-09-17 | 9 | 69.08 | 0 | 385.8306 | 0 | 759.951 | 0 | 374.1204
2024-09-17 | 9 | 69.98 | 0 | 385.8306 | 0 | 759.951 | 0 | 374.1204
2024-09-17 | 9 | 69.98 | 0 | 385.8306 | 0 | 759.951 | 0 | 374.1204
2024-09-18 | 9 | 69.98 | 0 | 385.8306 | 0 | 759.951 | 0 | 374.1204
2024-09-18 | 9 | 69.08 | 0 | 385.8306 | 0 | 759.951 | 0 | 374.1204
2024-09-18 | 9 | 69.98 | 0 | 385.8306 | 0 | 759.951 | 0 | 374.1204
2024-09-18 | 9 | 69.98 | 0 | 385.8306 | 0 | 759.951 | 0 | 374.1204
2024-09-18 | 9 | 69.98 | 0 | 385.8306 | 0 | 759.951 | 0 | 374.1204
2024-09-18 | 9 | 69.98 | 0 | 385.8306 | 0 | 759.951 | 0 | 374.1204
2024-09-18 | 9 | 71.06 | 0 | 385.8306 | 0 | 759.951 | 0 | 374.1204
2024-09-18 | 9 | 71.96 | 0 | 385.8306 | 0 | 759.951 | 0 | 374.1204
2024-09-18 | 9 | 75.02 | 0 | 385.8306 | 0 | 759.951 | 0 | 374.1204
2024-09-18 | 9 | 77 | 0 | 385.8306 | 0 | 759.951 | 0 | 374.1204
2024-09-18 | 9 | 82.04 | 0 | 385.8306 | 0 | 759.951 | 0 | 374.1204
2024-09-18 | 9 | 84.02 | 0 | 385.8306 | 0 | 759.951 | 0 | 374.1204
2024-09-18 | 9 | 84.02 | 0 | 385.8306 | 0 | 759.951 | 0 | 374.1204
2024-09-18 | 9 | 82.94 | 0 | 385.8306 | 0 | 759.951 | 0 | 374.1204
2024-09-18 | 9 | 84.92 | 0 | 385.8306 | 0 | 759.951 | 0 | 374.1204
2024-09-18 | 9 | 84.02 | 0 | 385.8306 | 0 | 759.951 | 0 | 374.1204
2024-09-18 | 9 | 80.96 | 0 | 385.8306 | 0 | 759.951 | 0 | 374.1204
2024-09-18 | 9 | 77 | 0 | 385.8306 | 0 | 759.951 | 0 | 374.1204
2024-09-18 | 9 | 77 | 0 | 385.8306 | 0 | 759.951 | 0 | 374.1204
2024-09-18 | 9 | 73.04 | 0 | 385.8306 | 0 | 759.951 | 0 | 374.1204
2024-09-18 | 9 | 73.04 | 0 | 385.8306 | 0 | 759.951 | 0 | 374.1204
2024-09-18 | 9 | 73.04 | 0 | 385.8306 | 0 | 759.951 | 0 | 374.1204
2024-09-18 | 9 | 73.04 | 0 | 385.8306 | 0 | 759.951 | 0 | 374.1204
2024-09-18 | 9 | 71.96 | 0 | 385.8306 | 0 | 759.951 | 0 | 374.1204
2024-09-19 | 9 | 71.96 | 0 | 385.8306 | 0 | 759.951 | 0 | 374.1204
2024-09-19 | 9 | 71.06 | 0 | 385.8306 | 0 | 759.951 | 0 | 374.1204
2024-09-19 | 9 | 71.06 | 0 | 385.8306 | 0 | 759.951 | 0 | 374.1204
2024-09-19 | 9 | 69.98 | 0 | 385.8306 | 0 | 759.951 | 0 | 374.1204
2024-09-19 | 9 | 69.08 | 0 | 385.8306 | 0 | 759.951 | 0 | 374.1204
2024-09-19 | 9 | 69.08 | 0 | 385.8306 | 0 | 759.951 | 0 | 374.1204
2024-09-19 | 9 | 69.08 | 0 | 385.8306 | 0 | 759.951 | 0 | 374.1204
2024-09-19 | 9 | 73.94 | 0 | 385.8306 | 0 | 759.951 | 0 | 374.1204
2024-09-19 | 9 | 75.92 | 0 | 385.8306 | 0 | 759.951 | 0 | 374.1204
2024-09-19 | 9 | 80.06 | 0 | 385.8306 | 0 | 759.951 | 0 | 374.1204
2024-09-19 | 9 | 82.04 | 0 | 385.8306 | 0 | 759.951 | 0 | 374.1204
2024-09-19 | 9 | 82.94 | 0 | 385.8306 | 0 | 759.951 | 0 | 374.1204
2024-09-19 | 9 | 82.94 | 0 | 385.8306 | 0 | 759.951 | 0 | 374.1204
2024-09-19 | 9 | 80.96 | 0 | 385.8306 | 0 | 759.951 | 0 | 374.1204
2024-09-19 | 9 | 80.06 | 0 | 385.8306 | 0 | 759.951 | 0 | 374.1204
2024-09-19 | 9 | 78.08 | 0 | 385.8306 | 0 | 759.951 | 0 | 374.1204
2024-09-19 | 9 | 75.92 | 0 | 385.8306 | 0 | 759.951 | 0 | 374.1204
2024-09-19 | 9 | 73.94 | 0 | 385.8306 | 0 | 759.951 | 0 | 374.1204
2024-09-19 | 9 | 73.94 | 0 | 385.8306 | 0 | 759.951 | 0 | 374.1204
2024-09-19 | 9 | 69.98 | 0 | 385.8306 | 0 | 759.951 | 0 | 374.1204
2024-09-19 | 9 | 68 | 0 | 385.8306 | 0 | 759.951 | 0 | 374.1204
2024-09-19 | 9 | 66.92 | 0 | 385.8306 | 0 | 759.951 | 0 | 374.1204
2024-09-19 | 9 | 66.92 | 0 | 385.8306 | 0 | 759.951 | 0 | 374.1204
2024-09-19 | 9 | 66.02 | 0 | 385.8306 | 0 | 759.951 | 0 | 374.1204
2024-09-20 | 9 | 66.02 | 0 | 385.8306 | 0 | 759.951 | 0 | 374.1204
2024-09-20 | 9 | 66.02 | 0 | 385.8306 | 0 | 759.951 | 0 | 374.1204
2024-09-20 | 9 | 66.02 | 0 | 385.8306 | 0 | 759.951 | 0 | 374.1204
2024-09-20 | 9 | 64.94 | 0 | 385.8306 | 0 | 759.951 | 0 | 374.1204
2024-09-20 | 9 | 64.94 | 0 | 385.8306 | 0 | 759.951 | 0 | 374.1204
2024-09-20 | 9 | 64.94 | 0 | 385.8306 | 0 | 759.951 | 0 | 374.1204
2024-09-20 | 9 | 64.94 | 0 | 385.8306 | 0 | 759.951 | 0 | 374.1204
2024-09-20 | 9 | 66.02 | 0 | 385.8306 | 0 | 759.951 | 0 | 374.1204
2024-09-20 | 9 | 69.08 | 0 | 385.8306 | 0 | 759.951 | 0 | 374.1204
2024-09-20 | 9 | 71.06 | 0 | 385.8306 | 0 | 759.951 | 0 | 374.1204
2024-09-20 | 9 | 73.94 | 0 | 385.8306 | 0 | 759.951 | 0 | 374.1204
2024-09-20 | 9 | 73.94 | 0 | 385.8306 | 0 | 759.951 | 0 | 374.1204
2024-09-20 | 9 | 73.94 | 0 | 385.8306 | 0 | 759.951 | 0 | 374.1204
2024-09-20 | 9 | 73.04 | 0 | 385.8306 | 0 | 759.951 | 0 | 374.1204
2024-09-20 | 9 | 73.04 | 0 | 385.8306 | 0 | 759.951 | 0 | 374.1204
2024-09-20 | 9 | 71.96 | 0 | 385.8306 | 0 | 759.951 | 0 | 374.1204
2024-09-20 | 9 | 71.06 | 0 | 385.8306 | 0 | 759.951 | 0 | 374.1204
2024-09-20 | 9 | 69.08 | 0 | 385.8306 | 0 | 759.951 | 0 | 374.1204
2024-09-20 | 9 | 69.08 | 0 | 385.8306 | 0 | 759.951 | 0 | 374.1204
2024-09-20 | 9 | 68 | 0 | 385.8306 | 0 | 759.951 | 0 | 374.1204
2024-09-20 | 9 | 68 | 0 | 385.8306 | 0 | 759.951 | 0 | 374.1204
2024-09-20 | 9 | 66.02 | 0 | 385.8306 | 0 | 759.951 | 0 | 374.1204
2024-09-20 | 9 | 64.94 | 0 | 385.8306 | 0 | 759.951 | 0 | 374.1204
2024-09-20 | 9 | 62.96 | 0 | 385.8306 | 0 | 759.951 | 0 | 374.1204
2024-09-21 | 9 | 62.96 | 0 | 385.8306 | 0 | 759.951 | 0 | 374.1204
2024-09-21 | 9 | 62.06 | 0 | 385.8306 | 0 | 759.951 | 0 | 374.1204
2024-09-21 | 9 | 60.98 | 0.003763 | 385.8344 | 0.0089251 | 759.96 | 0.0051621 | 374.1256
2024-09-21 | 9 | 59 | 0.018112 | 385.8525 | 0.042402 | 760.0024 | 0.02429 | 374.1499
2024-09-21 | 9 | 57.02 | 0.032938 | 385.8854 | 0.07608 | 760.0785 | 0.043142 | 374.193
2024-09-21 | 9 | 59 | 0.030534 | 385.916 | 0.071484 | 760.1499 | 0.04095 | 374.234
2024-09-21 | 9 | 59 | 0.018901 | 385.9349 | 0.04425 | 760.1942 | 0.025349 | 374.2593
2024-09-21 | 9 | 62.96 | 0 | 385.9349 | 0 | 760.1942 | 0 | 374.2593
2024-09-21 | 9 | 66.02 | 0 | 385.9349 | 0 | 760.1942 | 0 | 374.2593
2024-09-21 | 9 | 69.98 | 0 | 385.9349 | 0 | 760.1942 | 0 | 374.2593
2024-09-21 | 9 | 73.04 | 0 | 385.9349 | 0 | 760.1942 | 0 | 374.2593
2024-09-21 | 9 | 75.02 | 0 | 385.9349 | 0 | 760.1942 | 0 | 374.2593
2024-09-21 | 9 | 75.02 | 0 | 385.9349 | 0 | 760.1942 | 0 | 374.2593
2024-09-21 | 9 | 75.92 | 0 | 385.9349 | 0 | 760.1942 | 0 | 374.2593
2024-09-21 | 9 | 75.92 | 0 | 385.9349 | 0 | 760.1942 | 0 | 374.2593
2024-09-21 | 9 | 75.02 | 0 | 385.9349 | 0 | 760.1942 | 0 | 374.2593
2024-09-21 | 9 | 71.96 | 0 | 385.9349 | 0 | 760.1942 | 0 | 374.2593
2024-09-21 | 9 | 66.92 | 0 | 385.9349 | 0 | 760.1942 | 0 | 374.2593
2024-09-21 | 9 | 66.92 | 0 | 385.9349 | 0 | 760.1942 | 0 | 374.2593
2024-09-21 | 9 | 62.96 | 0 | 385.9349 | 0 | 760.1942 | 0 | 374.2593
2024-09-21 | 9 | 60.08 | 0 | 385.9349 | 0 | 760.1942 | 0 | 374.2593
2024-09-21 | 9 | 57.92 | 0 | 385.9349 | 0 | 760.1942 | 0 | 374.2593
2024-09-21 | 9 | 55.94 | 0 | 385.9349 | 0 | 760.1942 | 0 | 374.2593
2024-09-21 | 9 | 57.92 | 0.011137 | 385.946 | 0.025885 | 760.2201 | 0.014747 | 374.2741
2024-09-22 | 9 | 57.92 | 0.028096 | 385.9741 | 0.0653 | 760.2854 | 0.037203 | 374.3113
2024-09-22 | 9 | 55.04 | 0.05407 | 386.0282 | 0.12316 | 760.4085 | 0.06909 | 374.3804
2024-09-22 | 9 | 55.94 | 0.072286 | 386.1004 | 0.16571 | 760.5742 | 0.093425 | 374.4738
2024-09-22 | 9 | 55.04 | 0.076572 | 386.177 | 0.17441 | 760.7487 | 0.097842 | 374.5716
2024-09-22 | 9 | 55.04 | 0.087146 | 386.2642 | 0.1985 | 760.9472 | 0.11135 | 374.683
2024-09-22 | 9 | 55.94 | 0.082412 | 386.3466 | 0.18892 | 761.1361 | 0.10651 | 374.7895
2024-09-22 | 9 | 55.94 | 0.062161 | 386.4087 | 0.1425 | 761.2786 | 0.080339 | 374.8698
2024-09-22 | 9 | 60.98 | 0.01047 | 386.4192 | 0.024833 | 761.3034 | 0.014363 | 374.8842
2024-09-22 | 9 | 64.04 | 0 | 386.4192 | 0 | 761.3034 | 0 | 374.8842
2024-09-22 | 9 | 68 | 0 | 386.4192 | 0 | 761.3034 | 0 | 374.8842
2024-09-22 | 9 | 69.98 | 0 | 386.4192 | 0 | 761.3034 | 0 | 374.8842
2024-09-22 | 9 | 71.06 | 0 | 386.4192 | 0 | 761.3034 | 0 | 374.8842
2024-09-22 | 9 | 71.06 | 0 | 386.4192 | 0 | 761.3034 | 0 | 374.8842
2024-09-22 | 9 | 73.94 | 0 | 386.4192 | 0 | 761.3034 | 0 | 374.8842
2024-09-22 | 9 | 73.94 | 0 | 386.4192 | 0 | 761.3034 | 0 | 374.8842
2024-09-22 | 9 | 73.94 | 0 | 386.4192 | 0 | 761.3034 | 0 | 374.8842
2024-09-22 | 9 | 71.06 | 0 | 386.4192 | 0 | 761.3034 | 0 | 374.8842
2024-09-22 | 9 | 64.94 | 0 | 386.4192 | 0 | 761.3034 | 0 | 374.8842
2024-09-22 | 9 | 64.94 | 0 | 386.4192 | 0 | 761.3034 | 0 | 374.8842
2024-09-22 | 9 | 62.06 | 0 | 386.4192 | 0 | 761.3034 | 0 | 374.8842
2024-09-22 | 9 | 60.98 | 0 | 386.4192 | 0 | 761.3034 | 0 | 374.8842
2024-09-22 | 9 | 55.04 | 0 | 386.4192 | 0 | 761.3034 | 0 | 374.8842
2024-09-22 | 9 | 51.08 | 0.011462 | 386.4307 | 0.025346 | 761.3288 | 0.013884 | 374.8981
2024-09-22 | 9 | 50 | 0.051844 | 386.4825 | 0.11367 | 761.4424 | 0.061823 | 374.9599
2024-09-23 | 9 | 50 | 0.077823 | 386.5603 | 0.17063 | 761.6131 | 0.092802 | 375.0527
2024-09-23 | 9 | 50 | 0.098318 | 386.6587 | 0.21556 | 761.8286 | 0.11724 | 375.17
2024-09-23 | 9 | 50 | 0.11139 | 386.77 | 0.24421 | 762.0728 | 0.13283 | 375.3028
2024-09-23 | 9 | 48.02 | 0.1278 | 386.8978 | 0.27572 | 762.3485 | 0.14791 | 375.4507
2024-09-23 | 9 | 46.94 | 0.14159 | 387.0394 | 0.30268 | 762.6512 | 0.16109 | 375.6118
2024-09-23 | 9 | 46.94 | 0.14427 | 387.1837 | 0.30841 | 762.9596 | 0.16414 | 375.7759
2024-09-23 | 9 | 46.94 | 0.12912 | 387.3128 | 0.27602 | 763.2357 | 0.1469 | 375.9228
2024-09-23 | 9 | 52.88 | 0.052901 | 387.3657 | 0.1186 | 763.3543 | 0.065699 | 375.9885
2024-09-23 | 9 | 56.66 | 0.004739 | 387.3705 | 0.010919 | 763.3652 | 0.0061798 | 375.9947
2024-09-23 | 9 | 66.02 | 0 | 387.3705 | 0 | 763.3652 | 0 | 375.9947
2024-09-23 | 9 | 68 | 0 | 387.3705 | 0 | 763.3652 | 0 | 375.9947
2024-09-23 | 9 | 71.06 | 0 | 387.3705 | 0 | 763.3652 | 0 | 375.9947
2024-09-23 | 9 | 71.06 | 0 | 387.3705 | 0 | 763.3652 | 0 | 375.9947
2024-09-23 | 9 | 71.96 | 0 | 387.3705 | 0 | 763.3652 | 0 | 375.9947
2024-09-23 | 9 | 75.02 | 0 | 387.3705 | 0 | 763.3652 | 0 | 375.9947
2024-09-23 | 9 | 73.04 | 0 | 387.3705 | 0 | 763.3652 | 0 | 375.9947
2024-09-23 | 9 | 71.06 | 0 | 387.3705 | 0 | 763.3652 | 0 | 375.9947
2024-09-23 | 9 | 66.92 | 0 | 387.3705 | 0 | 763.3652 | 0 | 375.9947
2024-09-23 | 9 | 66.92 | 0 | 387.3705 | 0 | 763.3652 | 0 | 375.9947
2024-09-23 | 9 | 62.96 | 0 | 387.3705 | 0 | 763.3652 | 0 | 375.9947
2024-09-23 | 9 | 62.96 | 0 | 387.3705 | 0 | 763.3652 | 0 | 375.9947
2024-09-23 | 9 | 62.06 | 0 | 387.3705 | 0 | 763.3652 | 0 | 375.9947
2024-09-23 | 9 | 60.98 | 0 | 387.3705 | 0 | 763.3652 | 0 | 375.9947
2024-09-23 | 9 | 60.98 | 0 | 387.3705 | 0 | 763.3652 | 0 | 375.9947
2024-09-24 | 9 | 60.98 | 0 | 387.3705 | 0 | 763.3652 | 0 | 375.9947
2024-09-24 | 9 | 57.92 | 0.013804 | 387.3843 | 0.032082 | 763.3973 | 0.018278 | 376.013
2024-09-24 | 9 | 57.92 | 0.030269 | 387.4145 | 0.07035 | 763.4676 | 0.040081 | 376.0531
2024-09-24 | 9 | 55.94 | 0.040583 | 387.4551 | 0.093034 | 763.5606 | 0.052451 | 376.1055
2024-09-24 | 9 | 55.04 | 0.049594 | 387.5047 | 0.11296 | 763.6736 | 0.063369 | 376.1689
2024-09-24 | 9 | 53.96 | 0.055525 | 387.5602 | 0.12548 | 763.7991 | 0.069959 | 376.2388
2024-09-24 | 9 | 53.96 | 0.049109 | 387.6093 | 0.11099 | 763.9101 | 0.061876 | 376.3007
2024-09-24 | 9 | 66.02 | 0.0031661 | 387.6125 | 0.0077501 | 763.9178 | 0.004584 | 376.3053
2024-09-24 | 9 | 71.96 | 0 | 387.6125 | 0 | 763.9178 | 0 | 376.3053
2024-09-24 | 9 | 75.92 | 0 | 387.6125 | 0 | 763.9178 | 0 | 376.3053
2024-09-24 | 9 | 73.94 | 0 | 387.6125 | 0 | 763.9178 | 0 | 376.3053
2024-09-24 | 9 | 78.08 | 0 | 387.6125 | 0 | 763.9178 | 0 | 376.3053
2024-09-24 | 9 | 78.08 | 0 | 387.6125 | 0 | 763.9178 | 0 | 376.3053
2024-09-24 | 9 | 75.02 | 0 | 387.6125 | 0 | 763.9178 | 0 | 376.3053
2024-09-24 | 9 | 71.96 | 0 | 387.6125 | 0 | 763.9178 | 0 | 376.3053
2024-09-24 | 9 | 73.04 | 0 | 387.6125 | 0 | 763.9178 | 0 | 376.3053
2024-09-24 | 9 | 71.06 | 0 | 387.6125 | 0 | 763.9178 | 0 | 376.3053
2024-09-24 | 9 | 69.08 | 0 | 387.6125 | 0 | 763.9178 | 0 | 376.3053
2024-09-24 | 9 | 69.08 | 0 | 387.6125 | 0 | 763.9178 | 0 | 376.3053
2024-09-24 | 9 | 64.94 | 0 | 387.6125 | 0 | 763.9178 | 0 | 376.3053
2024-09-24 | 9 | 64.94 | 0 | 387.6125 | 0 | 763.9178 | 0 | 376.3053
2024-09-24 | 9 | 64.04 | 0 | 387.6125 | 0 | 763.9178 | 0 | 376.3053
2024-09-24 | 9 | 62.96 | 0 | 387.6125 | 0 | 763.9178 | 0 | 376.3053
2024-09-24 | 9 | 62.06 | 0 | 387.6125 | 0 | 763.9178 | 0 | 376.3053
2024-09-25 | 9 | 62.06 | 0 | 387.6125 | 0 | 763.9178 | 0 | 376.3053
2024-09-25 | 9 | 60.08 | 0.0038799 | 387.6164 | 0.0091485 | 763.927 | 0.0052687 | 376.3106
2024-09-25 | 9 | 60.08 | 0.015905 | 387.6323 | 0.037504 | 763.9645 | 0.021599 | 376.3322
2024-09-25 | 9 | 60.08 | 0.020986 | 387.6533 | 0.049484 | 764.014 | 0.028498 | 376.3607
2024-09-25 | 9 | 60.98 | 0.020738 | 387.674 | 0.049188 | 764.0631 | 0.02845 | 376.3891
2024-09-25 | 9 | 60.98 | 0.018701 | 387.6927 | 0.044355 | 764.1075 | 0.025654 | 376.4148
2024-09-25 | 9 | 60.98 | 0.014165 | 387.7069 | 0.033597 | 764.1411 | 0.019432 | 376.4342
2024-09-25 | 9 | 62.06 | 0.01697 | 387.7239 | 0.04053 | 764.1816 | 0.02356 | 376.4578
2024-09-25 | 9 | 62.96 | 0.023116 | 387.747 | 0.055525 | 764.2371 | 0.032409 | 376.4902
2024-09-25 | 9 | 62.96 | 0.017757 | 387.7647 | 0.042653 | 764.2798 | 0.024896 | 376.5151
2024-09-25 | 9 | 66.2 | 0.0067542 | 387.7715 | 0.016551 | 764.2964 | 0.0097971 | 376.5249
2024-09-25 | 9 | 66.92 | 0 | 387.7715 | 0 | 764.2964 | 0 | 376.5249
2024-09-25 | 9 | 69.08 | 0 | 387.7715 | 0 | 764.2964 | 0 | 376.5249
2024-09-25 | 9 | 66.92 | 0 | 387.7715 | 0 | 764.2964 | 0 | 376.5249
2024-09-25 | 9 | 66.92 | 0 | 387.7715 | 0 | 764.2964 | 0 | 376.5249
2024-09-25 | 9 | 66.02 | 0 | 387.7715 | 0 | 764.2964 | 0 | 376.5249
2024-09-25 | 9 | 66.02 | 0 | 387.7715 | 0 | 764.2964 | 0 | 376.5249
2024-09-25 | 9 | 66.02 | 0 | 387.7715 | 0 | 764.2964 | 0 | 376.5249
2024-09-25 | 9 | 66.02 | 0 | 387.7715 | 0 | 764.2964 | 0 | 376.5249
2024-09-25 | 9 | 68 | 0 | 387.7715 | 0 | 764.2964 | 0 | 376.5249
2024-09-25 | 9 | 66.02 | 0 | 387.7715 | 0 | 764.2964 | 0 | 376.5249
2024-09-25 | 9 | 66.02 | 0 | 387.7715 | 0 | 764.2964 | 0 | 376.5249
2024-09-25 | 9 | 64.94 | 0 | 387.7715 | 0 | 764.2964 | 0 | 376.5249
2024-09-25 | 9 | 64.94 | 0 | 387.7715 | 0 | 764.2964 | 0 | 376.5249
2024-09-26 | 9 | 64.94 | 0 | 387.7715 | 0 | 764.2964 | 0 | 376.5249
2024-09-26 | 9 | 66.02 | 0 | 387.7715 | 0 | 764.2964 | 0 | 376.5249
2024-09-26 | 9 | 66.02 | 0 | 387.7715 | 0 | 764.2964 | 0 | 376.5249
2024-09-26 | 9 | 66.02 | 0 | 387.7715 | 0 | 764.2964 | 0 | 376.5249
2024-09-26 | 9 | 66.02 | 0 | 387.7715 | 0 | 764.2964 | 0 | 376.5249
2024-09-26 | 9 | 66.02 | 0 | 387.7715 | 0 | 764.2964 | 0 | 376.5249
2024-09-26 | 9 | 66.92 | 0 | 387.7715 | 0 | 764.2964 | 0 | 376.5249
2024-09-26 | 9 | 69.08 | 0 | 387.7715 | 0 | 764.2964 | 0 | 376.5249
2024-09-26 | 9 | 69.08 | 0 | 387.7715 | 0 | 764.2964 | 0 | 376.5249
2024-09-26 | 9 | 71.06 | 0 | 387.7715 | 0 | 764.2964 | 0 | 376.5249
2024-09-26 | 9 | 73.04 | 0 | 387.7715 | 0 | 764.2964 | 0 | 376.5249
2024-09-26 | 9 | 73.94 | 0 | 387.7715 | 0 | 764.2964 | 0 | 376.5249
2024-09-26 | 9 | 73.94 | 0 | 387.7715 | 0 | 764.2964 | 0 | 376.5249
2024-09-26 | 9 | 75.92 | 0 | 387.7715 | 0 | 764.2964 | 0 | 376.5249
2024-09-26 | 9 | 75.92 | 0 | 387.7715 | 0 | 764.2964 | 0 | 376.5249
2024-09-26 | 9 | 75.02 | 0 | 387.7715 | 0 | 764.2964 | 0 | 376.5249
2024-09-26 | 9 | 73.94 | 0 | 387.7715 | 0 | 764.2964 | 0 | 376.5249
2024-09-26 | 9 | 73.04 | 0 | 387.7715 | 0 | 764.2964 | 0 | 376.5249
2024-09-26 | 9 | 73.04 | 0 | 387.7715 | 0 | 764.2964 | 0 | 376.5249
2024-09-26 | 9 | 71.96 | 0 | 387.7715 | 0 | 764.2964 | 0 | 376.5249
2024-09-26 | 9 | 69.98 | 0 | 387.7715 | 0 | 764.2964 | 0 | 376.5249
2024-09-26 | 9 | 69.08 | 0 | 387.7715 | 0 | 764.2964 | 0 | 376.5249
2024-09-26 | 9 | 69.08 | 0 | 387.7715 | 0 | 764.2964 | 0 | 376.5249
2024-09-26 | 9 | 69.08 | 0 | 387.7715 | 0 | 764.2964 | 0 | 376.5249
2024-09-27 | 9 | 68 | 0 | 387.7715 | 0 | 764.2964 | 0 | 376.5249
2024-09-27 | 9 | 66.92 | 0 | 387.7715 | 0 | 764.2964 | 0 | 376.5249
2024-09-27 | 9 | 66.02 | 0 | 387.7715 | 0 | 764.2964 | 0 | 376.5249
2024-09-27 | 9 | 64.94 | 0 | 387.7715 | 0 | 764.2964 | 0 | 376.5249
2024-09-27 | 9 | 66.92 | 0 | 387.7715 | 0 | 764.2964 | 0 | 376.5249
2024-09-27 | 9 | 66.92 | 0 | 387.7715 | 0 | 764.2964 | 0 | 376.5249
2024-09-27 | 9 | 66.02 | 0 | 387.7715 | 0 | 764.2964 | 0 | 376.5249
2024-09-27 | 9 | 68 | 0 | 387.7715 | 0 | 764.2964 | 0 | 376.5249
2024-09-27 | 9 | 69.08 | 0 | 387.7715 | 0 | 764.2964 | 0 | 376.5249
2024-09-27 | 9 | 71.96 | 0 | 387.7715 | 0 | 764.2964 | 0 | 376.5249
2024-09-27 | 9 | 73.94 | 0 | 387.7715 | 0 | 764.2964 | 0 | 376.5249
2024-09-27 | 9 | 75.92 | 0 | 387.7715 | 0 | 764.2964 | 0 | 376.5249
2024-09-27 | 9 | 75.92 | 0 | 387.7715 | 0 | 764.2964 | 0 | 376.5249
2024-09-27 | 9 | 77 | 0 | 387.7715 | 0 | 764.2964 | 0 | 376.5249
2024-09-27 | 9 | 77 | 0 | 387.7715 | 0 | 764.2964 | 0 | 376.5249
2024-09-27 | 9 | 77 | 0 | 387.7715 | 0 | 764.2964 | 0 | 376.5249
2024-09-27 | 9 | 75.92 | 0 | 387.7715 | 0 | 764.2964 | 0 | 376.5249
2024-09-27 | 9 | 69.98 | 0 | 387.7715 | 0 | 764.2964 | 0 | 376.5249
2024-09-27 | 9 | 69.98 | 0 | 387.7715 | 0 | 764.2964 | 0 | 376.5249
2024-09-27 | 9 | 66.02 | 0 | 387.7715 | 0 | 764.2964 | 0 | 376.5249
2024-09-27 | 9 | 66.92 | 0 | 387.7715 | 0 | 764.2964 | 0 | 376.5249
2024-09-27 | 9 | 66.92 | 0 | 387.7715 | 0 | 764.2964 | 0 | 376.5249
2024-09-27 | 9 | 66.92 | 0 | 387.7715 | 0 | 764.2964 | 0 | 376.5249
2024-09-27 | 9 | 66.02 | 0 | 387.7715 | 0 | 764.2964 | 0 | 376.5249
2024-09-28 | 9 | 66.02 | 0 | 387.7715 | 0 | 764.2964 | 0 | 376.5249
2024-09-28 | 9 | 66.92 | 0 | 387.7715 | 0 | 764.2964 | 0 | 376.5249
2024-09-28 | 9 | 66.02 | 0 | 387.7715 | 0 | 764.2964 | 0 | 376.5249
2024-09-28 | 9 | 66.02 | 0 | 387.7715 | 0 | 764.2964 | 0 | 376.5249
2024-09-28 | 9 | 66.02 | 0 | 387.7715 | 0 | 764.2964 | 0 | 376.5249
2024-09-28 | 9 | 66.92 | 0 | 387.7715 | 0 | 764.2964 | 0 | 376.5249
2024-09-28 | 9 | 66.92 | 0 | 387.7715 | 0 | 764.2964 | 0 | 376.5249
2024-09-28 | 9 | 69.98 | 0 | 387.7715 | 0 | 764.2964 | 0 | 376.5249
2024-09-28 | 9 | 73.04 | 0 | 387.7715 | 0 | 764.2964 | 0 | 376.5249
2024-09-28 | 9 | 78.98 | 0 | 387.7715 | 0 | 764.2964 | 0 | 376.5249
2024-09-28 | 9 | 78.98 | 0 | 387.7715 | 0 | 764.2964 | 0 | 376.5249
2024-09-28 | 9 | 84.02 | 0 | 387.7715 | 0 | 764.2964 | 0 | 376.5249
2024-09-28 | 9 | 84.02 | 0 | 387.7715 | 0 | 764.2964 | 0 | 376.5249
2024-09-28 | 9 | 84.02 | 0 | 387.7715 | 0 | 764.2964 | 0 | 376.5249
2024-09-28 | 9 | 86 | 0 | 387.7715 | 0 | 764.2964 | 0 | 376.5249
2024-09-28 | 9 | 84.02 | 0 | 387.7715 | 0 | 764.2964 | 0 | 376.5249
2024-09-28 | 9 | 80.96 | 0 | 387.7715 | 0 | 764.2964 | 0 | 376.5249
2024-09-28 | 9 | 73.94 | 0 | 387.7715 | 0 | 764.2964 | 0 | 376.5249
2024-09-28 | 9 | 73.94 | 0 | 387.7715 | 0 | 764.2964 | 0 | 376.5249
2024-09-28 | 9 | 75.02 | 0 | 387.7715 | 0 | 764.2964 | 0 | 376.5249
2024-09-28 | 9 | 73.94 | 0 | 387.7715 | 0 | 764.2964 | 0 | 376.5249
2024-09-28 | 9 | 73.94 | 0 | 387.7715 | 0 | 764.2964 | 0 | 376.5249
2024-09-28 | 9 | 73.04 | 0 | 387.7715 | 0 | 764.2964 | 0 | 376.5249
2024-09-28 | 9 | 71.6 | 0 | 387.7715 | 0 | 764.2964 | 0 | 376.5249
2024-09-29 | 9 | 71.96 | 0 | 387.7715 | 0 | 764.2964 | 0 | 376.5249
2024-09-29 | 9 | 71.96 | 0 | 387.7715 | 0 | 764.2964 | 0 | 376.5249
2024-09-29 | 9 | 71.06 | 0 | 387.7715 | 0 | 764.2964 | 0 | 376.5249
2024-09-29 | 9 | 71.06 | 0 | 387.7715 | 0 | 764.2964 | 0 | 376.5249
2024-09-29 | 9 | 71.06 | 0 | 387.7715 | 0 | 764.2964 | 0 | 376.5249
2024-09-29 | 9 | 69.98 | 0 | 387.7715 | 0 | 764.2964 | 0 | 376.5249
2024-09-29 | 9 | 69.98 | 0 | 387.7715 | 0 | 764.2964 | 0 | 376.5249
2024-09-29 | 9 | 71.96 | 0 | 387.7715 | 0 | 764.2964 | 0 | 376.5249
2024-09-29 | 9 | 73.94 | 0 | 387.7715 | 0 | 764.2964 | 0 | 376.5249
2024-09-29 | 9 | 77 | 0 | 387.7715 | 0 | 764.2964 | 0 | 376.5249
2024-09-29 | 9 | 80.96 | 0 | 387.7715 | 0 | 764.2964 | 0 | 376.5249
2024-09-29 | 9 | 82.04 | 0 | 387.7715 | 0 | 764.2964 | 0 | 376.5249
2024-09-29 | 9 | 82.04 | 0 | 387.7715 | 0 | 764.2964 | 0 | 376.5249
2024-09-29 | 9 | 84.02 | 0 | 387.7715 | 0 | 764.2964 | 0 | 376.5249
2024-09-29 | 9 | 84.02 | 0 | 387.7715 | 0 | 764.2964 | 0 | 376.5249
2024-09-29 | 9 | 82.04 | 0 | 387.7715 | 0 | 764.2964 | 0 | 376.5249
2024-09-29 | 9 | 80.06 | 0 | 387.7715 | 0 | 764.2964 | 0 | 376.5249
2024-09-29 | 9 | 73.04 | 0 | 387.7715 | 0 | 764.2964 | 0 | 376.5249
2024-09-29 | 9 | 69.08 | 0 | 387.7715 | 0 | 764.2964 | 0 | 376.5249
2024-09-29 | 9 | 68 | 0 | 387.7715 | 0 | 764.2964 | 0 | 376.5249
2024-09-29 | 9 | 66.02 | 0 | 387.7715 | 0 | 764.2964 | 0 | 376.5249
2024-09-29 | 9 | 62.96 | 0 | 387.7715 | 0 | 764.2964 | 0 | 376.5249
2024-09-29 | 9 | 60.98 | 0 | 387.7715 | 0 | 764.2964 | 0 | 376.5249
2024-09-29 | 9 | 60.08 | 0 | 387.7715 | 0 | 764.2964 | 0 | 376.5249
2024-09-30 | 9 | 60.08 | 0.010966 | 387.7825 | 0.025858 | 764.3222 | 0.014892 | 376.5398
2024-09-30 | 9 | 60.08 | 0.022753 | 387.8052 | 0.05365 | 764.3759 | 0.030897 | 376.5707
2024-09-30 | 9 | 60.08 | 0.030884 | 387.8361 | 0.072823 | 764.4487 | 0.041939 | 376.6126
2024-09-30 | 9 | 60.08 | 0.035416 | 387.8715 | 0.08351 | 764.5322 | 0.048094 | 376.6607
2024-09-30 | 9 | 59 | 0.036108 | 387.9076 | 0.084533 | 764.6167 | 0.048425 | 376.7091
2024-09-30 | 9 | 59 | 0.03868 | 387.9463 | 0.090555 | 764.7073 | 0.051875 | 376.761
2024-09-30 | 9 | 59 | 0.039588 | 387.9859 | 0.092682 | 764.8 | 0.053093 | 376.8141
2024-09-30 | 9 | 60.08 | 0.018509 | 388.0044 | 0.043642 | 764.8436 | 0.025134 | 376.8392
2024-09-30 | 9 | 60.98 | 0.01344 | 388.0178 | 0.031877 | 764.8755 | 0.018437 | 376.8577
2024-09-30 | 9 | 60.98 | 0.014922 | 388.0328 | 0.035392 | 764.9109 | 0.02047 | 376.8781
2024-09-30 | 9 | 62.06 | 0.0066135 | 388.0394 | 0.015795 | 764.9267 | 0.0091818 | 376.8873
2024-09-30 | 9 | 62.06 | 0 | 388.0394 | 0 | 764.9267 | 0 | 376.8873
2024-09-30 | 9 | 62.06 | 0 | 388.0394 | 0 | 764.9267 | 0 | 376.8873
2024-09-30 | 9 | 64.04 | 0 | 388.0394 | 0 | 764.9267 | 0 | 376.8873
2024-09-30 | 9 | 66.02 | 0 | 388.0394 | 0 | 764.9267 | 0 | 376.8873
2024-09-30 | 9 | 66.02 | 0 | 388.0394 | 0 | 764.9267 | 0 | 376.8873
2024-09-30 | 9 | 64.94 | 0 | 388.0394 | 0 | 764.9267 | 0 | 376.8873
2024-09-30 | 9 | 60.08 | 0 | 388.0394 | 0 | 764.9267 | 0 | 376.8873
2024-09-30 | 9 | 55.58 | 0 | 388.0394 | 0 | 764.9267 | 0 | 376.8873
2024-09-30 | 9 | 53.6 | 0 | 388.0394 | 0 | 764.9267 | 0 | 376.8873
2024-09-30 | 9 | 52.52 | 0 | 388.0394 | 0 | 764.9267 | 0 | 376.8873
2024-09-30 | 9 | 53.6 | 0.020864 | 388.0602 | 0.047028 | 764.9737 | 0.026163 | 376.9135
2024-09-30 | 9 | 54.14 | 0.038935 | 388.0992 | 0.088108 | 765.0618 | 0.049173 | 376.9626
2024-09-30 | 9 | 55.4 | 0.05487 | 388.154 | 0.1253 | 765.1871 | 0.070434 | 377.0331
2024-10-01 | 10 | 56.66 | 0.066371 | 388.2204 | 0.15292 | 765.34 | 0.086551 | 377.1196
2024-10-01 | 10 | 55.76 | 0.075934 | 388.2963 | 0.17385 | 765.5139 | 0.097918 | 377.2175
2024-10-01 | 10 | 55.22 | 0.083472 | 388.3798 | 0.19038 | 765.7043 | 0.1069 | 377.3244
2024-10-01 | 10 | 54.5 | 0.089489 | 388.4693 | 0.20304 | 765.9073 | 0.11355 | 377.438
2024-10-01 | 10 | 56.48 | 0.085895 | 388.5552 | 0.19766 | 766.105 | 0.11176 | 377.5498
2024-10-01 | 10 | 59.72 | 0.073526 | 388.6287 | 0.17296 | 766.2779 | 0.099434 | 377.6492
2024-10-01 | 10 | 53.96 | 0.064698 | 388.6934 | 0.14622 | 766.4241 | 0.081518 | 377.7307
2024-10-01 | 10 | 64.04 | 0.010595 | 388.704 | 0.025622 | 766.4498 | 0.015027 | 377.7457
2024-10-01 | 10 | 66.92 | 0 | 388.704 | 0 | 766.4498 | 0 | 377.7457
2024-10-01 | 10 | 69.08 | 0 | 388.704 | 0 | 766.4498 | 0 | 377.7457
2024-10-01 | 10 | 71.06 | 0 | 388.704 | 0 | 766.4498 | 0 | 377.7457
2024-10-01 | 10 | 73.04 | 0 | 388.704 | 0 | 766.4498 | 0 | 377.7457
2024-10-01 | 10 | 73.04 | 0 | 388.704 | 0 | 766.4498 | 0 | 377.7457
2024-10-01 | 10 | 73.94 | 0 | 388.704 | 0 | 766.4498 | 0 | 377.7457
2024-10-01 | 10 | 73.04 | 0 | 388.704 | 0 | 766.4498 | 0 | 377.7457
2024-10-01 | 10 | 71.96 | 0 | 388.704 | 0 | 766.4498 | 0 | 377.7457
2024-10-01 | 10 | 69.08 | 0 | 388.704 | 0 | 766.4498 | 0 | 377.7457
2024-10-01 | 10 | 66.02 | 0 | 388.704 | 0 | 766.4498 | 0 | 377.7457
2024-10-01 | 10 | 66.02 | 0 | 388.704 | 0 | 766.4498 | 0 | 377.7457
2024-10-01 | 10 | 62.96 | 0 | 388.704 | 0 | 766.4498 | 0 | 377.7457
2024-10-01 | 10 | 60.08 | 0 | 388.704 | 0 | 766.4498 | 0 | 377.7457
2024-10-01 | 10 | 60.08 | 0 | 388.704 | 0 | 766.4498 | 0 | 377.7457
2024-10-01 | 10 | 59 | 0 | 388.704 | 0 | 766.4498 | 0 | 377.7457
2024-10-01 | 10 | 60.08 | 0.0027414 | 388.7068 | 0.006464 | 766.4562 | 0.0037227 | 377.7495
2024-10-02 | 10 | 60.08 | 0.015682 | 388.7224 | 0.036977 | 766.4932 | 0.021295 | 377.7708
2024-10-02 | 10 | 62.06 | 0.025837 | 388.7483 | 0.061707 | 766.5549 | 0.03587 | 377.8066
2024-10-02 | 10 | 62.06 | 0.031861 | 388.7801 | 0.076094 | 766.631 | 0.044234 | 377.8509
2024-10-02 | 10 | 62.06 | 0.032603 | 388.8127 | 0.077868 | 766.7089 | 0.045265 | 377.8961
2024-10-02 | 10 | 62.96 | 0.029536 | 388.8423 | 0.070946 | 766.7798 | 0.04141 | 377.9375
2024-10-02 | 10 | 62.06 | 0.026169 | 388.8684 | 0.062502 | 766.8423 | 0.036332 | 377.9739
2024-10-02 | 10 | 62.06 | 0.016836 | 388.8853 | 0.04021 | 766.8825 | 0.023374 | 377.9972
2024-10-02 | 10 | 66.02 | 0 | 388.8853 | 0 | 766.8825 | 0 | 377.9972
2024-10-02 | 10 | 68 | 0 | 388.8853 | 0 | 766.8825 | 0 | 377.9972
2024-10-02 | 10 | 69.08 | 0 | 388.8853 | 0 | 766.8825 | 0 | 377.9972
2024-10-02 | 10 | 73.94 | 0 | 388.8853 | 0 | 766.8825 | 0 | 377.9972
2024-10-02 | 10 | 73.04 | 0 | 388.8853 | 0 | 766.8825 | 0 | 377.9972
2024-10-02 | 10 | 73.04 | 0 | 388.8853 | 0 | 766.8825 | 0 | 377.9972
2024-10-02 | 10 | 75.92 | 0 | 388.8853 | 0 | 766.8825 | 0 | 377.9972
2024-10-02 | 10 | 77 | 0 | 388.8853 | 0 | 766.8825 | 0 | 377.9972
2024-10-02 | 10 | 75.92 | 0 | 388.8853 | 0 | 766.8825 | 0 | 377.9972
2024-10-02 | 10 | 75.02 | 0 | 388.8853 | 0 | 766.8825 | 0 | 377.9972
2024-10-02 | 10 | 71.06 | 0 | 388.8853 | 0 | 766.8825 | 0 | 377.9972
2024-10-02 | 10 | 71.06 | 0 | 388.8853 | 0 | 766.8825 | 0 | 377.9972
2024-10-02 | 10 | 68 | 0 | 388.8853 | 0 | 766.8825 | 0 | 377.9972
2024-10-02 | 10 | 66.92 | 0 | 388.8853 | 0 | 766.8825 | 0 | 377.9972
2024-10-02 | 10 | 64.94 | 0 | 388.8853 | 0 | 766.8825 | 0 | 377.9972
2024-10-02 | 10 | 62.06 | 0 | 388.8853 | 0 | 766.8825 | 0 | 377.9972
2024-10-02 | 10 | 60.98 | 0 | 388.8853 | 0 | 766.8825 | 0 | 377.9972
2024-10-03 | 10 | 60.98 | 0 | 388.8853 | 0 | 766.8825 | 0 | 377.9972
2024-10-03 | 10 | 57.92 | 0.017528 | 388.9028 | 0.040736 | 766.9233 | 0.023209 | 378.0205
2024-10-03 | 10 | 57.02 | 0.03615 | 388.939 | 0.0835 | 767.0068 | 0.04735 | 378.0678
2024-10-03 | 10 | 57.02 | 0.04744 | 388.9864 | 0.10958 | 767.1163 | 0.062137 | 378.1299
2024-10-03 | 10 | 55.94 | 0.055866 | 389.0423 | 0.12807 | 767.2444 | 0.072203 | 378.2021
2024-10-03 | 10 | 55.04 | 0.061058 | 389.1033 | 0.13908 | 767.3835 | 0.078018 | 378.2802
2024-10-03 | 10 | 55.04 | 0.055668 | 389.159 | 0.1268 | 767.5103 | 0.071131 | 378.3513
2024-10-03 | 10 | 69.08 | 0.004019 | 389.163 | 0.01002 | 767.5203 | 0.0060007 | 378.3573
2024-10-03 | 10 | 73.94 | 0 | 389.163 | 0 | 767.5203 | 0 | 378.3573
2024-10-03 | 10 | 77 | 0 | 389.163 | 0 | 767.5203 | 0 | 378.3573
2024-10-03 | 10 | 77 | 0 | 389.163 | 0 | 767.5203 | 0 | 378.3573
2024-10-03 | 10 | 77 | 0 | 389.163 | 0 | 767.5203 | 0 | 378.3573
2024-10-03 | 10 | 77 | 0 | 389.163 | 0 | 767.5203 | 0 | 378.3573
2024-10-03 | 10 | 80.06 | 0 | 389.163 | 0 | 767.5203 | 0 | 378.3573
2024-10-03 | 10 | 80.06 | 0 | 389.163 | 0 | 767.5203 | 0 | 378.3573
2024-10-03 | 10 | 78.98 | 0 | 389.163 | 0 | 767.5203 | 0 | 378.3573
2024-10-03 | 10 | 75.92 | 0 | 389.163 | 0 | 767.5203 | 0 | 378.3573
2024-10-03 | 10 | 71.06 | 0 | 389.163 | 0 | 767.5203 | 0 | 378.3573
2024-10-03 | 10 | 71.06 | 0 | 389.163 | 0 | 767.5203 | 0 | 378.3573
2024-10-03 | 10 | 66.92 | 0 | 389.163 | 0 | 767.5203 | 0 | 378.3573
2024-10-03 | 10 | 62.06 | 0 | 389.163 | 0 | 767.5203 | 0 | 378.3573
2024-10-03 | 10 | 60.08 | 0 | 389.163 | 0 | 767.5203 | 0 | 378.3573
2024-10-03 | 10 | 62.96 | 0 | 389.163 | 0 | 767.5203 | 0 | 378.3573
2024-10-03 | 10 | 59 | 0 | 389.163 | 0 | 767.5203 | 0 | 378.3573
2024-10-04 | 10 | 59 | 0.016327 | 389.1793 | 0.038223 | 767.5585 | 0.021896 | 378.3792
2024-10-04 | 10 | 55.94 | 0.0386 | 389.2179 | 0.088489 | 767.647 | 0.049888 | 378.4291
2024-10-04 | 10 | 55.94 | 0.055661 | 389.2736 | 0.1276 | 767.7746 | 0.071938 | 378.501
2024-10-04 | 10 | 55.04 | 0.067257 | 389.3409 | 0.1532 | 767.9278 | 0.08594 | 378.587
2024-10-04 | 10 | 53.96 | 0.076727 | 389.4176 | 0.1734 | 768.1012 | 0.096674 | 378.6836
2024-10-04 | 10 | 53.96 | 0.079343 | 389.4969 | 0.17931 | 768.2805 | 0.09997 | 378.7836
2024-10-04 | 10 | 53.96 | 0.071373 | 389.5683 | 0.1613 | 768.4418 | 0.089928 | 378.8735
2024-10-04 | 10 | 59.54 | 0.014763 | 389.5831 | 0.034686 | 768.4765 | 0.019923 | 378.8934
2024-10-04 | 10 | 71.06 | 0 | 389.5831 | 0 | 768.4765 | 0 | 378.8934
2024-10-04 | 10 | 75.92 | 0 | 389.5831 | 0 | 768.4765 | 0 | 378.8934
2024-10-04 | 10 | 78.08 | 0 | 389.5831 | 0 | 768.4765 | 0 | 378.8934
2024-10-04 | 10 | 78.98 | 0 | 389.5831 | 0 | 768.4765 | 0 | 378.8934
2024-10-04 | 10 | 78.98 | 0 | 389.5831 | 0 | 768.4765 | 0 | 378.8934
2024-10-04 | 10 | 80.96 | 0 | 389.5831 | 0 | 768.4765 | 0 | 378.8934
2024-10-04 | 10 | 82.04 | 0 | 389.5831 | 0 | 768.4765 | 0 | 378.8934
2024-10-04 | 10 | 80.06 | 0 | 389.5831 | 0 | 768.4765 | 0 | 378.8934
2024-10-04 | 10 | 78.08 | 0 | 389.5831 | 0 | 768.4765 | 0 | 378.8934
2024-10-04 | 10 | 69.98 | 0 | 389.5831 | 0 | 768.4765 | 0 | 378.8934
2024-10-04 | 10 | 69.98 | 0 | 389.5831 | 0 | 768.4765 | 0 | 378.8934
2024-10-04 | 10 | 62.96 | 0 | 389.5831 | 0 | 768.4765 | 0 | 378.8934
2024-10-04 | 10 | 60.98 | 0 | 389.5831 | 0 | 768.4765 | 0 | 378.8934
2024-10-04 | 10 | 59 | 0 | 389.5831 | 0 | 768.4765 | 0 | 378.8934
2024-10-04 | 10 | 57.92 | 0 | 389.5831 | 0 | 768.4765 | 0 | 378.8934
2024-10-04 | 10 | 57.02 | 0.0031239 | 389.5862 | 0.0072156 | 768.4837 | 0.0040917 | 378.8975
2024-10-05 | 10 | 57.02 | 0.025733 | 389.6119 | 0.059439 | 768.5432 | 0.033706 | 378.9312
2024-10-05 | 10 | 55.04 | 0.048382 | 389.6603 | 0.1102 | 768.6534 | 0.061821 | 378.9931
2024-10-05 | 10 | 53.06 | 0.071719 | 389.732 | 0.16101 | 768.8144 | 0.089286 | 379.0824
2024-10-05 | 10 | 51.98 | 0.093271 | 389.8253 | 0.20768 | 769.0221 | 0.11441 | 379.1968
2024-10-05 | 10 | 51.98 | 0.099715 | 389.925 | 0.22203 | 769.2441 | 0.12232 | 379.3191
2024-10-05 | 10 | 51.08 | 0.10255 | 390.0276 | 0.22676 | 769.4709 | 0.12421 | 379.4433
2024-10-05 | 10 | 51.08 | 0.099929 | 390.1275 | 0.22097 | 769.6918 | 0.12104 | 379.5643
2024-10-05 | 10 | 57.38 | 0.028665 | 390.1562 | 0.066375 | 769.7582 | 0.03771 | 379.602
2024-10-05 | 10 | 69.98 | 0 | 390.1562 | 0 | 769.7582 | 0 | 379.602
2024-10-05 | 10 | 75.02 | 0 | 390.1562 | 0 | 769.7582 | 0 | 379.602
2024-10-05 | 10 | 78.08 | 0 | 390.1562 | 0 | 769.7582 | 0 | 379.602
2024-10-05 | 10 | 80.06 | 0 | 390.1562 | 0 | 769.7582 | 0 | 379.602
2024-10-05 | 10 | 80.06 | 0 | 390.1562 | 0 | 769.7582 | 0 | 379.602
2024-10-05 | 10 | 84.02 | 0 | 390.1562 | 0 | 769.7582 | 0 | 379.602
2024-10-05 | 10 | 84.02 | 0 | 390.1562 | 0 | 769.7582 | 0 | 379.602
2024-10-05 | 10 | 82.04 | 0 | 390.1562 | 0 | 769.7582 | 0 | 379.602
2024-10-05 | 10 | 78.98 | 0 | 390.1562 | 0 | 769.7582 | 0 | 379.602
2024-10-05 | 10 | 71.06 | 0 | 390.1562 | 0 | 769.7582 | 0 | 379.602
2024-10-05 | 10 | 71.06 | 0 | 390.1562 | 0 | 769.7582 | 0 | 379.602
2024-10-05 | 10 | 64.04 | 0 | 390.1562 | 0 | 769.7582 | 0 | 379.602
2024-10-05 | 10 | 62.06 | 0 | 390.1562 | 0 | 769.7582 | 0 | 379.602
2024-10-05 | 10 | 60.98 | 0 | 390.1562 | 0 | 769.7582 | 0 | 379.602
2024-10-05 | 10 | 57.92 | 0 | 390.1562 | 0 | 769.7582 | 0 | 379.602
2024-10-05 | 10 | 57.92 | 0 | 390.1562 | 0 | 769.7582 | 0 | 379.602
2024-10-06 | 10 | 57.92 | 0.015425 | 390.1716 | 0.035849 | 769.794 | 0.020424 | 379.6225
2024-10-06 | 10 | 57.02 | 0.037094 | 390.2087 | 0.085679 | 769.8797 | 0.048586 | 379.6711
2024-10-06 | 10 | 55.94 | 0.052851 | 390.2615 | 0.12116 | 770.0009 | 0.068306 | 379.7394
2024-10-06 | 10 | 55.04 | 0.066495 | 390.328 | 0.15146 | 770.1523 | 0.084965 | 379.8243
2024-10-06 | 10 | 55.04 | 0.07092 | 390.3989 | 0.16154 | 770.3139 | 0.09062 | 379.9149
2024-10-06 | 10 | 55.04 | 0.069696 | 390.4686 | 0.15875 | 770.4726 | 0.089056 | 380.004
2024-10-06 | 10 | 55.04 | 0.065062 | 390.5337 | 0.1482 | 770.6208 | 0.083134 | 380.0871
2024-10-06 | 10 | 64.94 | 0.0070987 | 390.5408 | 0.017262 | 770.6381 | 0.010164 | 380.0973
2024-10-06 | 10 | 73.04 | 0 | 390.5408 | 0 | 770.6381 | 0 | 380.0973
2024-10-06 | 10 | 75.92 | 0 | 390.5408 | 0 | 770.6381 | 0 | 380.0973
2024-10-06 | 10 | 78.98 | 0 | 390.5408 | 0 | 770.6381 | 0 | 380.0973
2024-10-06 | 10 | 82.94 | 0 | 390.5408 | 0 | 770.6381 | 0 | 380.0973
2024-10-06 | 10 | 82.94 | 0 | 390.5408 | 0 | 770.6381 | 0 | 380.0973
2024-10-06 | 10 | 84.02 | 0 | 390.5408 | 0 | 770.6381 | 0 | 380.0973
2024-10-06 | 10 | 84.02 | 0 | 390.5408 | 0 | 770.6381 | 0 | 380.0973
2024-10-06 | 10 | 82.94 | 0 | 390.5408 | 0 | 770.6381 | 0 | 380.0973
2024-10-06 | 10 | 80.06 | 0 | 390.5408 | 0 | 770.6381 | 0 | 380.0973
2024-10-06 | 10 | 73.04 | 0 | 390.5408 | 0 | 770.6381 | 0 | 380.0973
2024-10-06 | 10 | 73.04 | 0 | 390.5408 | 0 | 770.6381 | 0 | 380.0973
2024-10-06 | 10 | 69.98 | 0 | 390.5408 | 0 | 770.6381 | 0 | 380.0973
2024-10-06 | 10 | 69.08 | 0 | 390.5408 | 0 | 770.6381 | 0 | 380.0973
2024-10-06 | 10 | 66.92 | 0 | 390.5408 | 0 | 770.6381 | 0 | 380.0973
2024-10-06 | 10 | 69.08 | 0 | 390.5408 | 0 | 770.6381 | 0 | 380.0973
2024-10-06 | 10 | 66.92 | 0 | 390.5408 | 0 | 770.6381 | 0 | 380.0973
2024-10-07 | 10 | 66.92 | 0 | 390.5408 | 0 | 770.6381 | 0 | 380.0973
2024-10-07 | 10 | 68 | 0 | 390.5408 | 0 | 770.6381 | 0 | 380.0973
2024-10-07 | 10 | 69.08 | 0 | 390.5408 | 0 | 770.6381 | 0 | 380.0973
2024-10-07 | 10 | 69.98 | 0 | 390.5408 | 0 | 770.6381 | 0 | 380.0973
2024-10-07 | 10 | 71.96 | 0 | 390.5408 | 0 | 770.6381 | 0 | 380.0973
2024-10-07 | 10 | 73.04 | 0 | 390.5408 | 0 | 770.6381 | 0 | 380.0973
2024-10-07 | 10 | 73.04 | 0 | 390.5408 | 0 | 770.6381 | 0 | 380.0973
2024-10-07 | 10 | 75.02 | 0 | 390.5408 | 0 | 770.6381 | 0 | 380.0973
2024-10-07 | 10 | 75.02 | 0 | 390.5408 | 0 | 770.6381 | 0 | 380.0973
2024-10-07 | 10 | 77 | 0 | 390.5408 | 0 | 770.6381 | 0 | 380.0973
2024-10-07 | 10 | 82.04 | 0 | 390.5408 | 0 | 770.6381 | 0 | 380.0973
2024-10-07 | 10 | 82.04 | 0 | 390.5408 | 0 | 770.6381 | 0 | 380.0973
2024-10-07 | 10 | 82.94 | 0 | 390.5408 | 0 | 770.6381 | 0 | 380.0973
2024-10-07 | 10 | 86 | 0 | 390.5408 | 0 | 770.6381 | 0 | 380.0973
2024-10-07 | 10 | 82.94 | 0 | 390.5408 | 0 | 770.6381 | 0 | 380.0973
2024-10-07 | 10 | 82.04 | 0 | 390.5408 | 0 | 770.6381 | 0 | 380.0973
2024-10-07 | 10 | 80.06 | 0 | 390.5408 | 0 | 770.6381 | 0 | 380.0973
2024-10-07 | 10 | 78.08 | 0 | 390.5408 | 0 | 770.6381 | 0 | 380.0973
2024-10-07 | 10 | 78.08 | 0 | 390.5408 | 0 | 770.6381 | 0 | 380.0973
2024-10-07 | 10 | 77 | 0 | 390.5408 | 0 | 770.6381 | 0 | 380.0973
2024-10-07 | 10 | 77 | 0 | 390.5408 | 0 | 770.6381 | 0 | 380.0973
2024-10-07 | 10 | 77 | 0 | 390.5408 | 0 | 770.6381 | 0 | 380.0973
2024-10-07 | 10 | 75.02 | 0 | 390.5408 | 0 | 770.6381 | 0 | 380.0973
2024-10-07 | 10 | 73.94 | 0 | 390.5408 | 0 | 770.6381 | 0 | 380.0973
2024-10-08 | 10 | 73.94 | 0 | 390.5408 | 0 | 770.6381 | 0 | 380.0973
2024-10-08 | 10 | 73.4 | 0 | 390.5408 | 0 | 770.6381 | 0 | 380.0973
2024-10-08 | 10 | 73.94 | 0 | 390.5408 | 0 | 770.6381 | 0 | 380.0973
2024-10-08 | 10 | 73.94 | 0 | 390.5408 | 0 | 770.6381 | 0 | 380.0973
2024-10-08 | 10 | 75.02 | 0 | 390.5408 | 0 | 770.6381 | 0 | 380.0973
2024-10-08 | 10 | 75.02 | 0 | 390.5408 | 0 | 770.6381 | 0 | 380.0973
2024-10-08 | 10 | 75.02 | 0 | 390.5408 | 0 | 770.6381 | 0 | 380.0973
2024-10-08 | 10 | 75.02 | 0 | 390.5408 | 0 | 770.6381 | 0 | 380.0973
2024-10-08 | 10 | 75.02 | 0 | 390.5408 | 0 | 770.6381 | 0 | 380.0973
2024-10-08 | 10 | 75.92 | 0 | 390.5408 | 0 | 770.6381 | 0 | 380.0973
2024-10-08 | 10 | 75.02 | 0 | 390.5408 | 0 | 770.6381 | 0 | 380.0973
2024-10-08 | 10 | 75.02 | 0 | 390.5408 | 0 | 770.6381 | 0 | 380.0973
2024-10-08 | 10 | 75.02 | 0 | 390.5408 | 0 | 770.6381 | 0 | 380.0973
2024-10-08 | 10 | 71.96 | 0 | 390.5408 | 0 | 770.6381 | 0 | 380.0973
2024-10-08 | 10 | 73.04 | 0 | 390.5408 | 0 | 770.6381 | 0 | 380.0973
2024-10-08 | 10 | 73.94 | 0 | 390.5408 | 0 | 770.6381 | 0 | 380.0973
2024-10-08 | 10 | 75.92 | 0 | 390.5408 | 0 | 770.6381 | 0 | 380.0973
2024-10-08 | 10 | 75.02 | 0 | 390.5408 | 0 | 770.6381 | 0 | 380.0973
2024-10-08 | 10 | 75.02 | 0 | 390.5408 | 0 | 770.6381 | 0 | 380.0973
2024-10-08 | 10 | 75.02 | 0 | 390.5408 | 0 | 770.6381 | 0 | 380.0973
2024-10-08 | 10 | 75.02 | 0 | 390.5408 | 0 | 770.6381 | 0 | 380.0973
2024-10-08 | 10 | 75.02 | 0 | 390.5408 | 0 | 770.6381 | 0 | 380.0973
2024-10-08 | 10 | 75.02 | 0 | 390.5408 | 0 | 770.6381 | 0 | 380.0973
2024-10-08 | 10 | 75.02 | 0 | 390.5408 | 0 | 770.6381 | 0 | 380.0973
2024-10-09 | 10 | 75.02 | 0 | 390.5408 | 0 | 770.6381 | 0 | 380.0973
2024-10-09 | 10 | 75.02 | 0 | 390.5408 | 0 | 770.6381 | 0 | 380.0973
2024-10-09 | 10 | 75.02 | 0 | 390.5408 | 0 | 770.6381 | 0 | 380.0973
2024-10-09 | 10 | 75.02 | 0 | 390.5408 | 0 | 770.6381 | 0 | 380.0973
2024-10-09 | 10 | 75.02 | 0 | 390.5408 | 0 | 770.6381 | 0 | 380.0973
2024-10-09 | 10 | 75.02 | 0 | 390.5408 | 0 | 770.6381 | 0 | 380.0973
2024-10-09 | 10 | 73.94 | 0 | 390.5408 | 0 | 770.6381 | 0 | 380.0973
2024-10-09 | 10 | 75.92 | 0 | 390.5408 | 0 | 770.6381 | 0 | 380.0973
2024-10-09 | 10 | 75.92 | 0 | 390.5408 | 0 | 770.6381 | 0 | 380.0973
2024-10-09 | 10 | 77 | 0 | 390.5408 | 0 | 770.6381 | 0 | 380.0973
2024-10-09 | 10 | 80.06 | 0 | 390.5408 | 0 | 770.6381 | 0 | 380.0973
2024-10-09 | 10 | 82.04 | 0 | 390.5408 | 0 | 770.6381 | 0 | 380.0973
2024-10-09 | 10 | 82.04 | 0 | 390.5408 | 0 | 770.6381 | 0 | 380.0973
2024-10-09 | 10 | 84.02 | 0 | 390.5408 | 0 | 770.6381 | 0 | 380.0973
2024-10-09 | 10 | 82.94 | 0 | 390.5408 | 0 | 770.6381 | 0 | 380.0973
2024-10-09 | 10 | 82.04 | 0 | 390.5408 | 0 | 770.6381 | 0 | 380.0973
2024-10-09 | 10 | 80.06 | 0 | 390.5408 | 0 | 770.6381 | 0 | 380.0973
2024-10-09 | 10 | 78.8 | 0 | 390.5408 | 0 | 770.6381 | 0 | 380.0973
2024-10-09 | 10 | 78.98 | 0 | 390.5408 | 0 | 770.6381 | 0 | 380.0973
2024-10-09 | 10 | 75.92 | 0 | 390.5408 | 0 | 770.6381 | 0 | 380.0973
2024-10-09 | 10 | 75.92 | 0 | 390.5408 | 0 | 770.6381 | 0 | 380.0973
2024-10-09 | 10 | 75.92 | 0 | 390.5408 | 0 | 770.6381 | 0 | 380.0973
2024-10-09 | 10 | 75.92 | 0 | 390.5408 | 0 | 770.6381 | 0 | 380.0973
2024-10-09 | 10 | 75.02 | 0 | 390.5408 | 0 | 770.6381 | 0 | 380.0973
2024-10-10 | 10 | 75.02 | 0 | 390.5408 | 0 | 770.6381 | 0 | 380.0973
2024-10-10 | 10 | 73.94 | 0 | 390.5408 | 0 | 770.6381 | 0 | 380.0973
2024-10-10 | 10 | 75.02 | 0 | 390.5408 | 0 | 770.6381 | 0 | 380.0973
2024-10-10 | 10 | 73.94 | 0 | 390.5408 | 0 | 770.6381 | 0 | 380.0973
2024-10-10 | 10 | 73.94 | 0 | 390.5408 | 0 | 770.6381 | 0 | 380.0973
2024-10-10 | 10 | 73.04 | 0 | 390.5408 | 0 | 770.6381 | 0 | 380.0973
2024-10-10 | 10 | 73.94 | 0 | 390.5408 | 0 | 770.6381 | 0 | 380.0973
2024-10-10 | 10 | 75.02 | 0 | 390.5408 | 0 | 770.6381 | 0 | 380.0973
2024-10-10 | 10 | 78.8 | 0 | 390.5408 | 0 | 770.6381 | 0 | 380.0973
2024-10-10 | 10 | 78.08 | 0 | 390.5408 | 0 | 770.6381 | 0 | 380.0973
2024-10-10 | 10 | 80.06 | 0 | 390.5408 | 0 | 770.6381 | 0 | 380.0973
2024-10-10 | 10 | 84.92 | 0 | 390.5408 | 0 | 770.6381 | 0 | 380.0973
2024-10-10 | 10 | 84.92 | 0 | 390.5408 | 0 | 770.6381 | 0 | 380.0973
2024-10-10 | 10 | 87.08 | 0 | 390.5408 | 0 | 770.6381 | 0 | 380.0973
2024-10-10 | 10 | 87.08 | 0 | 390.5408 | 0 | 770.6381 | 0 | 380.0973
2024-10-10 | 10 | 86 | 0 | 390.5408 | 0 | 770.6381 | 0 | 380.0973
2024-10-10 | 10 | 80.96 | 0 | 390.5408 | 0 | 770.6381 | 0 | 380.0973
2024-10-10 | 10 | 75.92 | 0 | 390.5408 | 0 | 770.6381 | 0 | 380.0973
2024-10-10 | 10 | 75.92 | 0 | 390.5408 | 0 | 770.6381 | 0 | 380.0973
2024-10-10 | 10 | 73.04 | 0 | 390.5408 | 0 | 770.6381 | 0 | 380.0973
2024-10-10 | 10 | 73.04 | 0 | 390.5408 | 0 | 770.6381 | 0 | 380.0973
2024-10-10 | 10 | 71.96 | 0 | 390.5408 | 0 | 770.6381 | 0 | 380.0973
2024-10-10 | 10 | 71.06 | 0 | 390.5408 | 0 | 770.6381 | 0 | 380.0973
2024-10-10 | 10 | 71.96 | 0 | 390.5408 | 0 | 770.6381 | 0 | 380.0973
2024-10-11 | 10 | 71.96 | 0 | 390.5408 | 0 | 770.6381 | 0 | 380.0973
2024-10-11 | 10 | 73.04 | 0 | 390.5408 | 0 | 770.6381 | 0 | 380.0973
2024-10-11 | 10 | 71.96 | 0 | 390.5408 | 0 | 770.6381 | 0 | 380.0973
2024-10-11 | 10 | 71.96 | 0 | 390.5408 | 0 | 770.6381 | 0 | 380.0973
2024-10-11 | 10 | 71.06 | 0 | 390.5408 | 0 | 770.6381 | 0 | 380.0973
2024-10-11 | 10 | 69.08 | 0 | 390.5408 | 0 | 770.6381 | 0 | 380.0973
2024-10-11 | 10 | 69.08 | 0 | 390.5408 | 0 | 770.6381 | 0 | 380.0973
2024-10-11 | 10 | 73.94 | 0 | 390.5408 | 0 | 770.6381 | 0 | 380.0973
2024-10-11 | 10 | 78.08 | 0 | 390.5408 | 0 | 770.6381 | 0 | 380.0973
2024-10-11 | 10 | 78.98 | 0 | 390.5408 | 0 | 770.6381 | 0 | 380.0973
2024-10-11 | 10 | 82.04 | 0 | 390.5408 | 0 | 770.6381 | 0 | 380.0973
2024-10-11 | 10 | 82.04 | 0 | 390.5408 | 0 | 770.6381 | 0 | 380.0973
2024-10-11 | 10 | 82.94 | 0 | 390.5408 | 0 | 770.6381 | 0 | 380.0973
2024-10-11 | 10 | 87.08 | 0 | 390.5408 | 0 | 770.6381 | 0 | 380.0973
2024-10-11 | 10 | 87.08 | 0 | 390.5408 | 0 | 770.6381 | 0 | 380.0973
2024-10-11 | 10 | 86 | 0 | 390.5408 | 0 | 770.6381 | 0 | 380.0973
2024-10-11 | 10 | 82.04 | 0 | 390.5408 | 0 | 770.6381 | 0 | 380.0973
2024-10-11 | 10 | 75.92 | 0 | 390.5408 | 0 | 770.6381 | 0 | 380.0973
2024-10-11 | 10 | 75.92 | 0 | 390.5408 | 0 | 770.6381 | 0 | 380.0973
2024-10-11 | 10 | 71.96 | 0 | 390.5408 | 0 | 770.6381 | 0 | 380.0973
2024-10-11 | 10 | 71.06 | 0 | 390.5408 | 0 | 770.6381 | 0 | 380.0973
2024-10-11 | 10 | 71.06 | 0 | 390.5408 | 0 | 770.6381 | 0 | 380.0973
2024-10-11 | 10 | 69.98 | 0 | 390.5408 | 0 | 770.6381 | 0 | 380.0973
2024-10-11 | 10 | 68 | 0 | 390.5408 | 0 | 770.6381 | 0 | 380.0973
2024-10-12 | 10 | 68 | 0 | 390.5408 | 0 | 770.6381 | 0 | 380.0973
2024-10-12 | 10 | 66.02 | 0 | 390.5408 | 0 | 770.6381 | 0 | 380.0973
2024-10-12 | 10 | 66.02 | 0 | 390.5408 | 0 | 770.6381 | 0 | 380.0973
2024-10-12 | 10 | 62.96 | 0 | 390.5408 | 0 | 770.6381 | 0 | 380.0973
2024-10-12 | 10 | 66.02 | 0 | 390.5408 | 0 | 770.6381 | 0 | 380.0973
2024-10-12 | 10 | 62.96 | 0.0056629 | 390.5465 | 0.013602 | 770.6517 | 0.0079394 | 380.1052
2024-10-12 | 10 | 62.96 | 0.0068833 | 390.5533 | 0.016534 | 770.6682 | 0.0096503 | 380.1149
2024-10-12 | 10 | 68 | 0 | 390.5533 | 0 | 770.6682 | 0 | 380.1149
2024-10-12 | 10 | 69.98 | 0 | 390.5533 | 0 | 770.6682 | 0 | 380.1149
2024-10-12 | 10 | 73.94 | 0 | 390.5533 | 0 | 770.6682 | 0 | 380.1149
2024-10-12 | 10 | 77 | 0 | 390.5533 | 0 | 770.6682 | 0 | 380.1149
2024-10-12 | 10 | 80.06 | 0 | 390.5533 | 0 | 770.6682 | 0 | 380.1149
2024-10-12 | 10 | 80.06 | 0 | 390.5533 | 0 | 770.6682 | 0 | 380.1149
2024-10-12 | 10 | 84.02 | 0 | 390.5533 | 0 | 770.6682 | 0 | 380.1149
2024-10-12 | 10 | 84.92 | 0 | 390.5533 | 0 | 770.6682 | 0 | 380.1149
2024-10-12 | 10 | 84.02 | 0 | 390.5533 | 0 | 770.6682 | 0 | 380.1149
2024-10-12 | 10 | 78.08 | 0 | 390.5533 | 0 | 770.6682 | 0 | 380.1149
2024-10-12 | 10 | 71.06 | 0 | 390.5533 | 0 | 770.6682 | 0 | 380.1149
2024-10-12 | 10 | 71.06 | 0 | 390.5533 | 0 | 770.6682 | 0 | 380.1149
2024-10-12 | 10 | 66.02 | 0 | 390.5533 | 0 | 770.6682 | 0 | 380.1149
2024-10-12 | 10 | 64.04 | 0 | 390.5533 | 0 | 770.6682 | 0 | 380.1149
2024-10-12 | 10 | 62.96 | 0 | 390.5533 | 0 | 770.6682 | 0 | 380.1149
2024-10-12 | 10 | 60.98 | 0 | 390.5533 | 0 | 770.6682 | 0 | 380.1149
2024-10-12 | 10 | 60.98 | 0 | 390.5533 | 0 | 770.6682 | 0 | 380.1149
2024-10-13 | 10 | 60.98 | 0 | 390.5533 | 0 | 770.6682 | 0 | 380.1149
2024-10-13 | 10 | 57.92 | 0.021046 | 390.5744 | 0.048913 | 770.7171 | 0.027867 | 380.1428
2024-10-13 | 10 | 59 | 0.036843 | 390.6112 | 0.086255 | 770.8034 | 0.049412 | 380.1922
2024-10-13 | 10 | 57.92 | 0.04603 | 390.6573 | 0.10698 | 770.9104 | 0.060949 | 380.2531
2024-10-13 | 10 | 60.98 | 0.043985 | 390.7012 | 0.10433 | 771.0147 | 0.06034 | 380.3135
2024-10-13 | 10 | 60.98 | 0.037165 | 390.7384 | 0.08815 | 771.1029 | 0.050984 | 380.3644
2024-10-13 | 10 | 62.06 | 0.026966 | 390.7654 | 0.064405 | 771.1673 | 0.037439 | 380.4019
2024-10-13 | 10 | 66.02 | 0.00065639 | 390.766 | 0.0016067 | 771.1689 | 0.00095034 | 380.4028
2024-10-13 | 10 | 73.04 | 0 | 390.766 | 0 | 771.1689 | 0 | 380.4028
2024-10-13 | 10 | 75.92 | 0 | 390.766 | 0 | 771.1689 | 0 | 380.4028
2024-10-13 | 10 | 80.06 | 0 | 390.766 | 0 | 771.1689 | 0 | 380.4028
2024-10-13 | 10 | 82.04 | 0 | 390.766 | 0 | 771.1689 | 0 | 380.4028
2024-10-13 | 10 | 84.02 | 0 | 390.766 | 0 | 771.1689 | 0 | 380.4028
2024-10-13 | 10 | 84.02 | 0 | 390.766 | 0 | 771.1689 | 0 | 380.4028
2024-10-13 | 10 | 82.94 | 0 | 390.766 | 0 | 771.1689 | 0 | 380.4028
2024-10-13 | 10 | 80.96 | 0 | 390.766 | 0 | 771.1689 | 0 | 380.4028
2024-10-13 | 10 | 78.08 | 0 | 390.766 | 0 | 771.1689 | 0 | 380.4028
2024-10-13 | 10 | 75.92 | 0 | 390.766 | 0 | 771.1689 | 0 | 380.4028
2024-10-13 | 10 | 75.92 | 0 | 390.766 | 0 | 771.1689 | 0 | 380.4028
2024-10-13 | 10 | 73.04 | 0 | 390.766 | 0 | 771.1689 | 0 | 380.4028
2024-10-13 | 10 | 73.4 | 0 | 390.766 | 0 | 771.1689 | 0 | 380.4028
2024-10-13 | 10 | 71.96 | 0 | 390.766 | 0 | 771.1689 | 0 | 380.4028
2024-10-13 | 10 | 71.96 | 0 | 390.766 | 0 | 771.1689 | 0 | 380.4028
2024-10-13 | 10 | 69.98 | 0 | 390.766 | 0 | 771.1689 | 0 | 380.4028
2024-10-14 | 10 | 69.08 | 0 | 390.766 | 0 | 771.1689 | 0 | 380.4028
2024-10-14 | 10 | 71.06 | 0 | 390.766 | 0 | 771.1689 | 0 | 380.4028
2024-10-14 | 10 | 69.98 | 0 | 390.766 | 0 | 771.1689 | 0 | 380.4028
2024-10-14 | 10 | 69.98 | 0 | 390.766 | 0 | 771.1689 | 0 | 380.4028
2024-10-14 | 10 | 69.98 | 0 | 390.766 | 0 | 771.1689 | 0 | 380.4028
2024-10-14 | 10 | 69.98 | 0 | 390.766 | 0 | 771.1689 | 0 | 380.4028
2024-10-14 | 10 | 69.98 | 0 | 390.766 | 0 | 771.1689 | 0 | 380.4028
2024-10-14 | 10 | 71.06 | 0 | 390.766 | 0 | 771.1689 | 0 | 380.4028
2024-10-14 | 10 | 71.96 | 0 | 390.766 | 0 | 771.1689 | 0 | 380.4028
2024-10-14 | 10 | 73.94 | 0 | 390.766 | 0 | 771.1689 | 0 | 380.4028
2024-10-14 | 10 | 73.94 | 0 | 390.766 | 0 | 771.1689 | 0 | 380.4028
2024-10-14 | 10 | 73.04 | 0 | 390.766 | 0 | 771.1689 | 0 | 380.4028
2024-10-14 | 10 | 73.04 | 0 | 390.766 | 0 | 771.1689 | 0 | 380.4028
2024-10-14 | 10 | 73.94 | 0 | 390.766 | 0 | 771.1689 | 0 | 380.4028
2024-10-14 | 10 | 73.04 | 0 | 390.766 | 0 | 771.1689 | 0 | 380.4028
2024-10-14 | 10 | 73.04 | 0 | 390.766 | 0 | 771.1689 | 0 | 380.4028
2024-10-14 | 10 | 73.04 | 0 | 390.766 | 0 | 771.1689 | 0 | 380.4028
2024-10-14 | 10 | 69.98 | 0 | 390.766 | 0 | 771.1689 | 0 | 380.4028
2024-10-14 | 10 | 69.98 | 0 | 390.766 | 0 | 771.1689 | 0 | 380.4028
2024-10-14 | 10 | 68 | 0 | 390.766 | 0 | 771.1689 | 0 | 380.4028
2024-10-14 | 10 | 66.92 | 0 | 390.766 | 0 | 771.1689 | 0 | 380.4028
2024-10-14 | 10 | 66.02 | 0 | 390.766 | 0 | 771.1689 | 0 | 380.4028
2024-10-14 | 10 | 64.94 | 0 | 390.766 | 0 | 771.1689 | 0 | 380.4028
2024-10-14 | 10 | 62.96 | 0 | 390.766 | 0 | 771.1689 | 0 | 380.4028
2024-10-15 | 10 | 62.96 | 0 | 390.766 | 0 | 771.1689 | 0 | 380.4028
2024-10-15 | 10 | 62.06 | 0 | 390.766 | 0 | 771.1689 | 0 | 380.4028
2024-10-15 | 10 | 62.96 | 0.0039117 | 390.7699 | 0.0093959 | 771.1783 | 0.0054842 | 380.4083
2024-10-15 | 10 | 64.04 | 0.0096758 | 390.7796 | 0.023399 | 771.2017 | 0.013723 | 380.422
2024-10-15 | 10 | 62.96 | 0.014224 | 390.7938 | 0.034166 | 771.2358 | 0.019942 | 380.442
2024-10-15 | 10 | 64.04 | 0.012159 | 390.806 | 0.029403 | 771.2652 | 0.017244 | 380.4592
2024-10-15 | 10 | 64.94 | 0.0053884 | 390.8114 | 0.013103 | 771.2783 | 0.0077148 | 380.4669
2024-10-15 | 10 | 66.92 | 0 | 390.8114 | 0 | 771.2783 | 0 | 380.4669
2024-10-15 | 10 | 68 | 0 | 390.8114 | 0 | 771.2783 | 0 | 380.4669
2024-10-15 | 10 | 69.98 | 0 | 390.8114 | 0 | 771.2783 | 0 | 380.4669
2024-10-15 | 10 | 73.94 | 0 | 390.8114 | 0 | 771.2783 | 0 | 380.4669
2024-10-15 | 10 | 77 | 0 | 390.8114 | 0 | 771.2783 | 0 | 380.4669
2024-10-15 | 10 | 77 | 0 | 390.8114 | 0 | 771.2783 | 0 | 380.4669
2024-10-15 | 10 | 75.02 | 0 | 390.8114 | 0 | 771.2783 | 0 | 380.4669
2024-10-15 | 10 | 78.8 | 0 | 390.8114 | 0 | 771.2783 | 0 | 380.4669
2024-10-15 | 10 | 78.08 | 0 | 390.8114 | 0 | 771.2783 | 0 | 380.4669
2024-10-15 | 10 | 75.92 | 0 | 390.8114 | 0 | 771.2783 | 0 | 380.4669
2024-10-15 | 10 | 73.04 | 0 | 390.8114 | 0 | 771.2783 | 0 | 380.4669
2024-10-15 | 10 | 73.04 | 0 | 390.8114 | 0 | 771.2783 | 0 | 380.4669
2024-10-15 | 10 | 71.96 | 0 | 390.8114 | 0 | 771.2783 | 0 | 380.4669
2024-10-15 | 10 | 71.06 | 0 | 390.8114 | 0 | 771.2783 | 0 | 380.4669
2024-10-15 | 10 | 69.98 | 0 | 390.8114 | 0 | 771.2783 | 0 | 380.4669
2024-10-15 | 10 | 69.08 | 0 | 390.8114 | 0 | 771.2783 | 0 | 380.4669
2024-10-15 | 10 | 66.92 | 0 | 390.8114 | 0 | 771.2783 | 0 | 380.4669
2024-10-16 | 10 | 66.02 | 0 | 390.8114 | 0 | 771.2783 | 0 | 380.4669
2024-10-16 | 10 | 62.96 | 0 | 390.8114 | 0 | 771.2783 | 0 | 380.4669
2024-10-16 | 10 | 60.08 | 0.01813 | 390.8295 | 0.042749 | 771.3211 | 0.024619 | 380.4916
2024-10-16 | 10 | 57.2 | 0.053051 | 390.8826 | 0.12269 | 771.4438 | 0.069639 | 380.5612
2024-10-16 | 10 | 55.94 | 0.062472 | 390.945 | 0.14321 | 771.587 | 0.08074 | 380.6419
2024-10-16 | 10 | 53.96 | 0.098418 | 391.0435 | 0.22242 | 771.8094 | 0.124 | 380.7659
2024-10-16 | 10 | 53.96 | 0.12709 | 391.1706 | 0.28722 | 772.0966 | 0.16013 | 380.9261
2024-10-16 | 10 | 55.94 | 0.10969 | 391.2802 | 0.25146 | 772.3481 | 0.14177 | 381.0678
2024-10-16 | 10 | 57.02 | 0.086077 | 391.3663 | 0.19882 | 772.5469 | 0.11274 | 381.1806
2024-10-16 | 10 | 57.92 | 0.053189 | 391.4195 | 0.12362 | 772.6705 | 0.070429 | 381.251
2024-10-16 | 10 | 62.06 | 0.023864 | 391.4434 | 0.056997 | 772.7275 | 0.033132 | 381.2842
2024-10-16 | 10 | 64.94 | 0.0065353 | 391.4499 | 0.015892 | 772.7434 | 0.0093569 | 381.2935
2024-10-16 | 10 | 64.94 | 0.0032208 | 391.4531 | 0.0078323 | 772.7513 | 0.0046114 | 381.2981
2024-10-16 | 10 | 66.92 | 0 | 391.4531 | 0 | 772.7513 | 0 | 381.2981
2024-10-16 | 10 | 66.92 | 0 | 391.4531 | 0 | 772.7513 | 0 | 381.2981
2024-10-16 | 10 | 66.02 | 0 | 391.4531 | 0 | 772.7513 | 0 | 381.2981
2024-10-16 | 10 | 62.06 | 0 | 391.4531 | 0 | 772.7513 | 0 | 381.2981
2024-10-16 | 10 | 59 | 0.01831 | 391.4714 | 0.042865 | 772.7941 | 0.024555 | 381.3227
2024-10-16 | 10 | 59 | 0.032286 | 391.5037 | 0.075585 | 772.8697 | 0.043299 | 381.366
2024-10-16 | 10 | 55.94 | 0.04879 | 391.5525 | 0.11185 | 772.9815 | 0.063057 | 381.429
2024-10-16 | 10 | 53.96 | 0.071577 | 391.6241 | 0.16176 | 773.1433 | 0.090185 | 381.5192
2024-10-16 | 10 | 55.04 | 0.075992 | 391.7001 | 0.17309 | 773.3164 | 0.097101 | 381.6163
2024-10-16 | 10 | 51.98 | 0.087975 | 391.7881 | 0.19589 | 773.5123 | 0.10792 | 381.7242
2024-10-16 | 10 | 51.08 | 0.10734 | 391.8954 | 0.23736 | 773.7497 | 0.13002 | 381.8543
2024-10-17 | 10 | 51.08 | 0.12321 | 392.0186 | 0.27244 | 774.0221 | 0.14924 | 382.0035
2024-10-17 | 10 | 46.94 | 0.14168 | 392.1603 | 0.30288 | 774.325 | 0.1612 | 382.1647
2024-10-17 | 10 | 46.04 | 0.16403 | 392.3243 | 0.34794 | 774.6729 | 0.18391 | 382.3486
2024-10-17 | 10 | 44.96 | 0.18999 | 392.5143 | 0.39918 | 775.0721 | 0.20919 | 382.5578
2024-10-17 | 10 | 44.06 | 0.20596 | 392.7203 | 0.42923 | 775.5013 | 0.22327 | 382.7811
2024-10-17 | 10 | 42.98 | 0.21108 | 392.9314 | 0.43553 | 775.9369 | 0.22445 | 383.0055
2024-10-17 | 10 | 42.98 | 0.20748 | 393.1388 | 0.4281 | 776.365 | 0.22062 | 383.2261
2024-10-17 | 10 | 46.94 | 0.1345 | 393.2733 | 0.28753 | 776.6525 | 0.15303 | 383.3792
2024-10-17 | 10 | 52.34 | 0.054051 | 393.3274 | 0.12069 | 776.7732 | 0.066634 | 383.4458
2024-10-17 | 10 | 62.96 | 0 | 393.3274 | 0 | 776.7732 | 0 | 383.4458
2024-10-17 | 10 | 64.94 | 0 | 393.3274 | 0 | 776.7732 | 0 | 383.4458
2024-10-17 | 10 | 66.02 | 0 | 393.3274 | 0 | 776.7732 | 0 | 383.4458
2024-10-17 | 10 | 66.02 | 0 | 393.3274 | 0 | 776.7732 | 0 | 383.4458
2024-10-17 | 10 | 69.08 | 0 | 393.3274 | 0 | 776.7732 | 0 | 383.4458
2024-10-17 | 10 | 69.98 | 0 | 393.3274 | 0 | 776.7732 | 0 | 383.4458
2024-10-17 | 10 | 69.08 | 0 | 393.3274 | 0 | 776.7732 | 0 | 383.4458
2024-10-17 | 10 | 64.94 | 0 | 393.3274 | 0 | 776.7732 | 0 | 383.4458
2024-10-17 | 10 | 55.94 | 0 | 393.3274 | 0 | 776.7732 | 0 | 383.4458
2024-10-17 | 10 | 55.94 | 0 | 393.3274 | 0 | 776.7732 | 0 | 383.4458
2024-10-17 | 10 | 51.08 | 0 | 393.3274 | 0 | 776.7732 | 0 | 383.4458
2024-10-17 | 10 | 50 | 0.0026924 | 393.3301 | 0.0059031 | 776.7791 | 0.0032107 | 383.449
2024-10-17 | 10 | 48.92 | 0.041502 | 393.3716 | 0.090202 | 776.8693 | 0.0487 | 383.4977
2024-10-17 | 10 | 48.02 | 0.074966 | 393.4465 | 0.16173 | 777.031 | 0.08676 | 383.5845
2024-10-17 | 10 | 46.94 | 0.11409 | 393.5606 | 0.24389 | 777.2749 | 0.1298 | 383.7143
2024-10-18 | 10 | 46.94 | 0.14417 | 393.7048 | 0.30821 | 777.5831 | 0.16403 | 383.8783
2024-10-18 | 10 | 44.96 | 0.16534 | 393.8701 | 0.3474 | 777.9305 | 0.18206 | 384.0604
2024-10-18 | 10 | 44.06 | 0.18315 | 394.0533 | 0.38168 | 778.3122 | 0.19854 | 384.2589
2024-10-18 | 10 | 44.06 | 0.19397 | 394.2473 | 0.40423 | 778.7164 | 0.21027 | 384.4692
2024-10-18 | 10 | 42.08 | 0.20936 | 394.4566 | 0.42832 | 779.1447 | 0.21896 | 384.6881
2024-10-18 | 10 | 41 | 0.22171 | 394.6783 | 0.44889 | 779.5936 | 0.22717 | 384.9153
2024-10-18 | 10 | 41 | 0.22047 | 394.8988 | 0.44638 | 780.04 | 0.2259 | 385.1412
2024-10-18 | 10 | 46.22 | 0.12585 | 395.0247 | 0.26738 | 780.3074 | 0.14153 | 385.2827
2024-10-18 | 10 | 57.92 | 0.024255 | 395.0489 | 0.056371 | 780.3638 | 0.032116 | 385.3148
2024-10-18 | 10 | 62.96 | 0 | 395.0489 | 0 | 780.3638 | 0 | 385.3148
2024-10-18 | 10 | 66.02 | 0 | 395.0489 | 0 | 780.3638 | 0 | 385.3148
2024-10-18 | 10 | 68 | 0 | 395.0489 | 0 | 780.3638 | 0 | 385.3148
2024-10-18 | 10 | 68 | 0 | 395.0489 | 0 | 780.3638 | 0 | 385.3148
2024-10-18 | 10 | 71.06 | 0 | 395.0489 | 0 | 780.3638 | 0 | 385.3148
2024-10-18 | 10 | 71.96 | 0 | 395.0489 | 0 | 780.3638 | 0 | 385.3148
2024-10-18 | 10 | 71.06 | 0 | 395.0489 | 0 | 780.3638 | 0 | 385.3148
2024-10-18 | 10 | 64.04 | 0 | 395.0489 | 0 | 780.3638 | 0 | 385.3148
2024-10-18 | 10 | 57.92 | 0 | 395.0489 | 0 | 780.3638 | 0 | 385.3148
2024-10-18 | 10 | 57.92 | 0 | 395.0489 | 0 | 780.3638 | 0 | 385.3148
2024-10-18 | 10 | 58.82 | 0 | 395.0489 | 0 | 780.3638 | 0 | 385.3148
2024-10-18 | 10 | 56.12 | 0 | 395.0489 | 0 | 780.3638 | 0 | 385.3148
2024-10-18 | 10 | 48.92 | 0.014528 | 395.0634 | 0.031575 | 780.3953 | 0.017047 | 385.3319
2024-10-18 | 10 | 46.94 | 0.069616 | 395.1331 | 0.14882 | 780.5442 | 0.079206 | 385.4111
2024-10-18 | 10 | 44.96 | 0.11576 | 395.2488 | 0.24321 | 780.7874 | 0.12745 | 385.5386
2024-10-19 | 10 | 44.96 | 0.15025 | 395.3991 | 0.31568 | 781.103 | 0.16543 | 385.704
2024-10-19 | 10 | 44.06 | 0.17492 | 395.574 | 0.36454 | 781.4676 | 0.18962 | 385.8936
2024-10-19 | 10 | 42.98 | 0.19621 | 395.7702 | 0.40485 | 781.8724 | 0.20864 | 386.1022
2024-10-19 | 10 | 42.98 | 0.20895 | 395.9791 | 0.43114 | 782.3036 | 0.22219 | 386.3244
2024-10-19 | 10 | 42.08 | 0.21853 | 396.1977 | 0.44708 | 782.7507 | 0.22855 | 386.553
2024-10-19 | 10 | 44.6 | 0.20559 | 396.4033 | 0.43056 | 783.1812 | 0.22497 | 386.778
2024-10-19 | 10 | 44.24 | 0.19379 | 396.597 | 0.40453 | 783.5857 | 0.21074 | 386.9887
2024-10-19 | 10 | 46.22 | 0.11725 | 396.7143 | 0.2491 | 783.8348 | 0.13185 | 387.1206
2024-10-19 | 10 | 57.92 | 0.023917 | 396.7382 | 0.055587 | 783.8904 | 0.03167 | 387.1522
2024-10-19 | 10 | 62.96 | 0 | 396.7382 | 0 | 783.8904 | 0 | 387.1522
2024-10-19 | 10 | 66.92 | 0 | 396.7382 | 0 | 783.8904 | 0 | 387.1522
2024-10-19 | 10 | 69.08 | 0 | 396.7382 | 0 | 783.8904 | 0 | 387.1522
2024-10-19 | 10 | 69.08 | 0 | 396.7382 | 0 | 783.8904 | 0 | 387.1522
2024-10-19 | 10 | 75.02 | 0 | 396.7382 | 0 | 783.8904 | 0 | 387.1522
2024-10-19 | 10 | 73.94 | 0 | 396.7382 | 0 | 783.8904 | 0 | 387.1522
2024-10-19 | 10 | 73.04 | 0 | 396.7382 | 0 | 783.8904 | 0 | 387.1522
2024-10-19 | 10 | 66.02 | 0 | 396.7382 | 0 | 783.8904 | 0 | 387.1522
2024-10-19 | 10 | 57.92 | 0 | 396.7382 | 0 | 783.8904 | 0 | 387.1522
2024-10-19 | 10 | 57.92 | 0 | 396.7382 | 0 | 783.8904 | 0 | 387.1522
2024-10-19 | 10 | 53.06 | 0 | 396.7382 | 0 | 783.8904 | 0 | 387.1522
2024-10-19 | 10 | 57.56 | 0 | 396.7382 | 0 | 783.8904 | 0 | 387.1522
2024-10-19 | 10 | 48.92 | 0.011895 | 396.7501 | 0.025852 | 783.9163 | 0.013958 | 387.1662
2024-10-19 | 10 | 46.94 | 0.076744 | 396.8268 | 0.16406 | 784.0803 | 0.087315 | 387.2535
2024-10-19 | 10 | 46.94 | 0.11114 | 396.938 | 0.2376 | 784.3179 | 0.12645 | 387.38
2024-10-20 | 10 | 46.94 | 0.13353 | 397.0715 | 0.28544 | 784.6034 | 0.15192 | 387.5319
2024-10-20 | 10 | 44.06 | 0.16596 | 397.2375 | 0.34587 | 784.9493 | 0.17991 | 387.7118
2024-10-20 | 10 | 44.06 | 0.18557 | 397.423 | 0.38673 | 785.336 | 0.20116 | 387.9129
2024-10-20 | 10 | 47.3 | 0.17761 | 397.6007 | 0.38086 | 785.7168 | 0.20324 | 388.1162
2024-10-20 | 10 | 45.86 | 0.18585 | 397.7865 | 0.3936 | 786.1104 | 0.20775 | 388.3239
2024-10-20 | 10 | 45.5 | 0.19889 | 397.9854 | 0.41988 | 786.5303 | 0.221 | 388.5449
2024-10-20 | 10 | 44.06 | 0.18668 | 398.1721 | 0.38906 | 786.9194 | 0.20238 | 388.7473
2024-10-20 | 10 | 45.14 | 0.11963 | 398.2917 | 0.25176 | 787.1711 | 0.13213 | 388.8794
2024-10-20 | 10 | 51.98 | 0.03815 | 398.3299 | 0.084947 | 787.2561 | 0.046797 | 388.9262
2024-10-20 | 10 | 62.96 | 0 | 398.3299 | 0 | 787.2561 | 0 | 388.9262
2024-10-20 | 10 | 69.08 | 0 | 398.3299 | 0 | 787.2561 | 0 | 388.9262
2024-10-20 | 10 | 71.96 | 0 | 398.3299 | 0 | 787.2561 | 0 | 388.9262
2024-10-20 | 10 | 71.96 | 0 | 398.3299 | 0 | 787.2561 | 0 | 388.9262
2024-10-20 | 10 | 78.08 | 0 | 398.3299 | 0 | 787.2561 | 0 | 388.9262
2024-10-20 | 10 | 77 | 0 | 398.3299 | 0 | 787.2561 | 0 | 388.9262
2024-10-20 | 10 | 75.92 | 0 | 398.3299 | 0 | 787.2561 | 0 | 388.9262
2024-10-20 | 10 | 68 | 0 | 398.3299 | 0 | 787.2561 | 0 | 388.9262
2024-10-20 | 10 | 60.08 | 0 | 398.3299 | 0 | 787.2561 | 0 | 388.9262
2024-10-20 | 10 | 60.08 | 0 | 398.3299 | 0 | 787.2561 | 0 | 388.9262
2024-10-20 | 10 | 62.6 | 0 | 398.3299 | 0 | 787.2561 | 0 | 388.9262
2024-10-20 | 10 | 53.06 | 0 | 398.3299 | 0 | 787.2561 | 0 | 388.9262
2024-10-20 | 10 | 51.08 | 0.0031152 | 398.333 | 0.0068885 | 787.263 | 0.0037733 | 388.93
2024-10-20 | 10 | 51.08 | 0.039977 | 398.373 | 0.088399 | 787.3514 | 0.048422 | 388.9784
2024-10-20 | 10 | 48.92 | 0.075498 | 398.4484 | 0.16409 | 787.5155 | 0.088591 | 389.067
2024-10-21 | 10 | 48.92 | 0.10965 | 398.5581 | 0.23831 | 787.7538 | 0.12866 | 389.1957
2024-10-21 | 10 | 48.02 | 0.12525 | 398.6833 | 0.27021 | 788.024 | 0.14496 | 389.3406
2024-10-21 | 10 | 48.92 | 0.13075 | 398.8141 | 0.28417 | 788.3082 | 0.15342 | 389.4941
2024-10-21 | 10 | 48.02 | 0.13794 | 398.952 | 0.29759 | 788.6057 | 0.15965 | 389.6537
2024-10-21 | 10 | 48.92 | 0.13706 | 399.0891 | 0.29788 | 788.9036 | 0.16083 | 389.8145
2024-10-21 | 10 | 48.02 | 0.1353 | 399.2244 | 0.29189 | 789.1955 | 0.15659 | 389.9711
2024-10-21 | 10 | 48.02 | 0.13055 | 399.3549 | 0.28164 | 789.4772 | 0.15109 | 390.1222
2024-10-21 | 10 | 51.44 | 0.075173 | 399.4301 | 0.16669 | 789.6439 | 0.091518 | 390.2137
2024-10-21 | 10 | 62.06 | 0.015649 | 399.4458 | 0.037376 | 789.6812 | 0.021727 | 390.2355
2024-10-21 | 10 | 69.08 | 0 | 399.4458 | 0 | 789.6812 | 0 | 390.2355
2024-10-21 | 10 | 73.94 | 0 | 399.4458 | 0 | 789.6812 | 0 | 390.2355
2024-10-21 | 10 | 75.92 | 0 | 399.4458 | 0 | 789.6812 | 0 | 390.2355
2024-10-21 | 10 | 75.92 | 0 | 399.4458 | 0 | 789.6812 | 0 | 390.2355
2024-10-21 | 10 | 77 | 0 | 399.4458 | 0 | 789.6812 | 0 | 390.2355
2024-10-21 | 10 | 75.92 | 0 | 399.4458 | 0 | 789.6812 | 0 | 390.2355
2024-10-21 | 10 | 73.04 | 0 | 399.4458 | 0 | 789.6812 | 0 | 390.2355
2024-10-21 | 10 | 69.08 | 0 | 399.4458 | 0 | 789.6812 | 0 | 390.2355
2024-10-21 | 10 | 66.02 | 0 | 399.4458 | 0 | 789.6812 | 0 | 390.2355
2024-10-21 | 10 | 66.02 | 0 | 399.4458 | 0 | 789.6812 | 0 | 390.2355
2024-10-21 | 10 | 64.04 | 0 | 399.4458 | 0 | 789.6812 | 0 | 390.2355
2024-10-21 | 10 | 65.66 | 0 | 399.4458 | 0 | 789.6812 | 0 | 390.2355
2024-10-21 | 10 | 55.94 | 0 | 399.4458 | 0 | 789.6812 | 0 | 390.2355
2024-10-21 | 10 | 55.04 | 0 | 399.4458 | 0 | 789.6812 | 0 | 390.2355
2024-10-21 | 10 | 53.96 | 0.028419 | 399.4742 | 0.064227 | 789.7455 | 0.035808 | 390.2713
2024-10-22 | 10 | 53.96 | 0.050475 | 399.5247 | 0.11407 | 789.8595 | 0.063597 | 390.3349
2024-10-22 | 10 | 53.96 | 0.066959 | 399.5916 | 0.15132 | 790.0109 | 0.084366 | 390.4192
2024-10-22 | 10 | 53.06 | 0.078845 | 399.6705 | 0.177 | 790.1879 | 0.098158 | 390.5174
2024-10-22 | 10 | 53.06 | 0.085703 | 399.7562 | 0.1924 | 790.3803 | 0.1067 | 390.6241
2024-10-22 | 10 | 51.98 | 0.091366 | 399.8475 | 0.20344 | 790.5837 | 0.11208 | 390.7362
2024-10-22 | 10 | 51.08 | 0.095629 | 399.9432 | 0.21146 | 790.7952 | 0.11583 | 390.852
2024-10-22 | 10 | 51.08 | 0.094126 | 400.0373 | 0.20813 | 791.0033 | 0.11401 | 390.966
2024-10-22 | 10 | 64.04 | 0.024127 | 400.0614 | 0.058347 | 791.0616 | 0.034219 | 391.0002
2024-10-22 | 10 | 69.08 | 0 | 400.0614 | 0 | 791.0616 | 0 | 391.0002
2024-10-22 | 10 | 73.04 | 0 | 400.0614 | 0 | 791.0616 | 0 | 391.0002
2024-10-22 | 10 | 73.04 | 0 | 400.0614 | 0 | 791.0616 | 0 | 391.0002
2024-10-22 | 10 | 78.08 | 0 | 400.0614 | 0 | 791.0616 | 0 | 391.0002
2024-10-22 | 10 | 78.08 | 0 | 400.0614 | 0 | 791.0616 | 0 | 391.0002
2024-10-22 | 10 | 78.08 | 0 | 400.0614 | 0 | 791.0616 | 0 | 391.0002
2024-10-22 | 10 | 77 | 0 | 400.0614 | 0 | 791.0616 | 0 | 391.0002
2024-10-22 | 10 | 75.92 | 0 | 400.0614 | 0 | 791.0616 | 0 | 391.0002
2024-10-22 | 10 | 73.94 | 0 | 400.0614 | 0 | 791.0616 | 0 | 391.0002
2024-10-22 | 10 | 73.04 | 0 | 400.0614 | 0 | 791.0616 | 0 | 391.0002
2024-10-22 | 10 | 73.04 | 0 | 400.0614 | 0 | 791.0616 | 0 | 391.0002
2024-10-22 | 10 | 71.96 | 0 | 400.0614 | 0 | 791.0616 | 0 | 391.0002
2024-10-22 | 10 | 71.96 | 0 | 400.0614 | 0 | 791.0616 | 0 | 391.0002
2024-10-22 | 10 | 71.06 | 0 | 400.0614 | 0 | 791.0616 | 0 | 391.0002
2024-10-22 | 10 | 71.06 | 0 | 400.0614 | 0 | 791.0616 | 0 | 391.0002
2024-10-22 | 10 | 69.98 | 0 | 400.0614 | 0 | 791.0616 | 0 | 391.0002
2024-10-23 | 10 | 69.98 | 0 | 400.0614 | 0 | 791.0616 | 0 | 391.0002
2024-10-23 | 10 | 68 | 0 | 400.0614 | 0 | 791.0616 | 0 | 391.0002
2024-10-23 | 10 | 69.08 | 0 | 400.0614 | 0 | 791.0616 | 0 | 391.0002
2024-10-23 | 10 | 69.08 | 0 | 400.0614 | 0 | 791.0616 | 0 | 391.0002
2024-10-23 | 10 | 69.08 | 0 | 400.0614 | 0 | 791.0616 | 0 | 391.0002
2024-10-23 | 10 | 69.08 | 0 | 400.0614 | 0 | 791.0616 | 0 | 391.0002
2024-10-23 | 10 | 69.08 | 0 | 400.0614 | 0 | 791.0616 | 0 | 391.0002
2024-10-23 | 10 | 64.04 | 0 | 400.0614 | 0 | 791.0616 | 0 | 391.0002
2024-10-23 | 10 | 64.04 | 0 | 400.0614 | 0 | 791.0616 | 0 | 391.0002
2024-10-23 | 10 | 64.94 | 0 | 400.0614 | 0 | 791.0616 | 0 | 391.0002
2024-10-23 | 10 | 71.96 | 0 | 400.0614 | 0 | 791.0616 | 0 | 391.0002
2024-10-23 | 10 | 71.06 | 0 | 400.0614 | 0 | 791.0616 | 0 | 391.0002
2024-10-23 | 10 | 71.06 | 0 | 400.0614 | 0 | 791.0616 | 0 | 391.0002
2024-10-23 | 10 | 71.06 | 0 | 400.0614 | 0 | 791.0616 | 0 | 391.0002
2024-10-23 | 10 | 68 | 0 | 400.0614 | 0 | 791.0616 | 0 | 391.0002
2024-10-23 | 10 | 66.02 | 0 | 400.0614 | 0 | 791.0616 | 0 | 391.0002
2024-10-23 | 10 | 64.04 | 0 | 400.0614 | 0 | 791.0616 | 0 | 391.0002
2024-10-23 | 10 | 60.98 | 0 | 400.0614 | 0 | 791.0616 | 0 | 391.0002
2024-10-23 | 10 | 60.98 | 0 | 400.0614 | 0 | 791.0616 | 0 | 391.0002
2024-10-23 | 10 | 57.02 | 0.0066569 | 400.0681 | 0.015376 | 791.077 | 0.0087193 | 391.0089
2024-10-23 | 10 | 53.96 | 0.021207 | 400.0893 | 0.047928 | 791.1249 | 0.026721 | 391.0357
2024-10-23 | 10 | 53.96 | 0.035531 | 400.1248 | 0.080299 | 791.2052 | 0.044768 | 391.0804
2024-10-23 | 10 | 51.08 | 0.063026 | 400.1878 | 0.13937 | 791.3446 | 0.07634 | 391.1568
2024-10-23 | 10 | 48.92 | 0.095192 | 400.283 | 0.20689 | 791.5515 | 0.1117 | 391.2685
2024-10-24 | 10 | 48.92 | 0.11607 | 400.3991 | 0.25228 | 791.8038 | 0.1362 | 391.4047
2024-10-24 | 10 | 51.98 | 0.11874 | 400.5178 | 0.26439 | 792.0682 | 0.14565 | 391.5503
2024-10-24 | 10 | 51.98 | 0.12576 | 400.6436 | 0.28004 | 792.3482 | 0.15427 | 391.7046
2024-10-24 | 10 | 50 | 0.13696 | 400.7806 | 0.30028 | 792.6485 | 0.16332 | 391.8679
2024-10-24 | 10 | 50 | 0.13869 | 400.9193 | 0.30408 | 792.9526 | 0.16539 | 392.0333
2024-10-24 | 10 | 48.92 | 0.14353 | 401.0628 | 0.31194 | 793.2645 | 0.16842 | 392.2017
2024-10-24 | 10 | 48.92 | 0.14354 | 401.2063 | 0.31197 | 793.5765 | 0.16843 | 392.3702
2024-10-24 | 10 | 50.72 | 0.087882 | 401.2942 | 0.19378 | 793.7703 | 0.1059 | 392.4761
2024-10-24 | 10 | 54.32 | 0.031749 | 401.326 | 0.07194 | 793.8422 | 0.040192 | 392.5162
2024-10-24 | 10 | 62.96 | 0 | 401.326 | 0 | 793.8422 | 0 | 392.5162
2024-10-24 | 10 | 64.04 | 0 | 401.326 | 0 | 793.8422 | 0 | 392.5162
2024-10-24 | 10 | 64.04 | 0 | 401.326 | 0 | 793.8422 | 0 | 392.5162
2024-10-24 | 10 | 64.04 | 0 | 401.326 | 0 | 793.8422 | 0 | 392.5162
2024-10-24 | 10 | 64.04 | 0 | 401.326 | 0 | 793.8422 | 0 | 392.5162
2024-10-24 | 10 | 64.04 | 0 | 401.326 | 0 | 793.8422 | 0 | 392.5162
2024-10-24 | 10 | 62.96 | 0 | 401.326 | 0 | 793.8422 | 0 | 392.5162
2024-10-24 | 10 | 57.92 | 0 | 401.326 | 0 | 793.8422 | 0 | 392.5162
2024-10-24 | 10 | 57.02 | 0 | 401.326 | 0 | 793.8422 | 0 | 392.5162
2024-10-24 | 10 | 57.02 | 0 | 401.326 | 0 | 793.8422 | 0 | 392.5162
2024-10-24 | 10 | 55.94 | 0 | 401.326 | 0 | 793.8422 | 0 | 392.5162
2024-10-24 | 10 | 55.04 | 0.0054452 | 401.3314 | 0.012403 | 793.8546 | 0.0069577 | 392.5232
2024-10-24 | 10 | 51.08 | 0.039205 | 401.3706 | 0.086691 | 793.9413 | 0.047486 | 392.5707
2024-10-24 | 10 | 46.04 | 0.083168 | 401.4538 | 0.17641 | 794.1177 | 0.093247 | 392.6639
2024-10-24 | 10 | 44.06 | 0.1392 | 401.593 | 0.2901 | 794.4078 | 0.1509 | 392.8148
2024-10-25 | 10 | 44.06 | 0.17611 | 401.7691 | 0.36702 | 794.7748 | 0.19091 | 393.0058
2024-10-25 | 10 | 46.94 | 0.17716 | 401.9462 | 0.37872 | 795.1536 | 0.20156 | 393.2073
2024-10-25 | 10 | 46.04 | 0.18752 | 402.1338 | 0.39776 | 795.5513 | 0.21024 | 393.4176
2024-10-25 | 10 | 43.52 | 0.19972 | 402.3335 | 0.41417 | 795.9655 | 0.21445 | 393.632
2024-10-25 | 10 | 39.92 | 0.22602 | 402.5595 | 0.45273 | 796.4182 | 0.22672 | 393.8587
2024-10-25 | 10 | 41.72 | 0.23108 | 402.7906 | 0.47113 | 796.8893 | 0.24005 | 394.0988
2024-10-25 | 10 | 39.02 | 0.24767 | 403.0382 | 0.4916 | 797.3809 | 0.24393 | 394.3427
2024-10-25 | 10 | 42.8 | 0.16204 | 403.2003 | 0.33379 | 797.7147 | 0.17174 | 394.5144
2024-10-25 | 10 | 46.58 | 0.080206 | 403.2805 | 0.17093 | 797.8857 | 0.090725 | 394.6052
2024-10-25 | 10 | 57.02 | 0.016206 | 403.2967 | 0.037432 | 797.9231 | 0.021227 | 394.6264
2024-10-25 | 10 | 57.92 | 0 | 403.2967 | 0 | 797.9231 | 0 | 394.6264
2024-10-25 | 10 | 60.08 | 0 | 403.2967 | 0 | 797.9231 | 0 | 394.6264
2024-10-25 | 10 | 60.08 | 0 | 403.2967 | 0 | 797.9231 | 0 | 394.6264
2024-10-25 | 10 | 60.08 | 0 | 403.2967 | 0 | 797.9231 | 0 | 394.6264
2024-10-25 | 10 | 60.08 | 0 | 403.2967 | 0 | 797.9231 | 0 | 394.6264
2024-10-25 | 10 | 57.92 | 0 | 403.2967 | 0 | 797.9231 | 0 | 394.6264
2024-10-25 | 10 | 53.96 | 0 | 403.2967 | 0 | 797.9231 | 0 | 394.6264
2024-10-25 | 10 | 50 | 0 | 403.2967 | 0 | 797.9231 | 0 | 394.6264
2024-10-25 | 10 | 50 | 0 | 403.2967 | 0 | 797.9231 | 0 | 394.6264
2024-10-25 | 10 | 50 | 0.019665 | 403.3164 | 0.043115 | 797.9662 | 0.02345 | 394.6498
2024-10-25 | 10 | 48.56 | 0.053273 | 403.3696 | 0.11544 | 798.0816 | 0.06217 | 394.712
2024-10-25 | 10 | 44.24 | 0.099954 | 403.4696 | 0.20865 | 798.2903 | 0.1087 | 394.8207
2024-10-25 | 10 | 43.88 | 0.14271 | 403.6123 | 0.29693 | 798.5872 | 0.15422 | 394.9749
2024-10-25 | 10 | 42.26 | 0.17581 | 403.7881 | 0.3603 | 798.9475 | 0.18449 | 395.1594
2024-10-26 | 10 | 42.08 | 0.20303 | 403.9911 | 0.41538 | 799.3629 | 0.21235 | 395.3718
2024-10-26 | 10 | 41.9 | 0.21876 | 404.2099 | 0.44679 | 799.8097 | 0.22803 | 395.5998
2024-10-26 | 10 | 41.9 | 0.22716 | 404.4371 | 0.46394 | 800.2736 | 0.23678 | 395.8366
2024-10-26 | 10 | 42.26 | 0.22871 | 404.6658 | 0.46872 | 800.7424 | 0.24001 | 396.0766
2024-10-26 | 10 | 40.28 | 0.23926 | 404.905 | 0.48097 | 801.2233 | 0.24172 | 396.3183
2024-10-26 | 10 | 39.74 | 0.24623 | 405.1513 | 0.49233 | 801.7157 | 0.2461 | 396.5644
2024-10-26 | 10 | 39.74 | 0.24211 | 405.3934 | 0.48409 | 802.1997 | 0.24198 | 396.8064
2024-10-26 | 10 | 40.64 | 0.16909 | 405.5625 | 0.34113 | 802.5409 | 0.17204 | 396.9784
2024-10-26 | 10 | 47.12 | 0.086834 | 405.6493 | 0.18592 | 802.7268 | 0.099081 | 397.0775
2024-10-26 | 10 | 57.02 | 0.011495 | 405.6608 | 0.026551 | 802.7533 | 0.015056 | 397.0926
2024-10-26 | 10 | 60.08 | 0 | 405.6608 | 0 | 802.7533 | 0 | 397.0926
2024-10-26 | 10 | 64.94 | 0 | 405.6608 | 0 | 802.7533 | 0 | 397.0926
2024-10-26 | 10 | 64.94 | 0 | 405.6608 | 0 | 802.7533 | 0 | 397.0926
2024-10-26 | 10 | 69.08 | 0 | 405.6608 | 0 | 802.7533 | 0 | 397.0926
2024-10-26 | 10 | 69.98 | 0 | 405.6608 | 0 | 802.7533 | 0 | 397.0926
2024-10-26 | 10 | 69.08 | 0 | 405.6608 | 0 | 802.7533 | 0 | 397.0926
2024-10-26 | 10 | 62.06 | 0 | 405.6608 | 0 | 802.7533 | 0 | 397.0926
2024-10-26 | 10 | 63.5 | 0 | 405.6608 | 0 | 802.7533 | 0 | 397.0926
2024-10-26 | 10 | 55.04 | 0 | 405.6608 | 0 | 802.7533 | 0 | 397.0926
2024-10-26 | 10 | 59 | 0 | 405.6608 | 0 | 802.7533 | 0 | 397.0926
2024-10-26 | 10 | 57.38 | 0 | 405.6608 | 0 | 802.7533 | 0 | 397.0926
2024-10-26 | 10 | 53.42 | 0.0028045 | 405.6636 | 0.0063128 | 802.7597 | 0.0035083 | 397.0961
2024-10-26 | 10 | 51.98 | 0.03939 | 405.703 | 0.087709 | 802.8474 | 0.048319 | 397.1444
2024-10-26 | 10 | 51.26 | 0.070898 | 405.7739 | 0.15699 | 803.0044 | 0.086094 | 397.2305
2024-10-27 | 10 | 50.54 | 0.098572 | 405.8724 | 0.21705 | 803.2214 | 0.11847 | 397.349
2024-10-27 | 10 | 50.36 | 0.11597 | 405.9884 | 0.255 | 803.4764 | 0.13903 | 397.488
2024-10-27 | 10 | 49.64 | 0.12903 | 406.1175 | 0.28208 | 803.7585 | 0.15305 | 397.641
2024-10-27 | 10 | 48.92 | 0.13989 | 406.2573 | 0.30403 | 804.0625 | 0.16415 | 397.8052
2024-10-27 | 10 | 46.04 | 0.15776 | 406.4151 | 0.33464 | 804.3972 | 0.17688 | 397.9821
2024-10-27 | 10 | 45.86 | 0.16474 | 406.5798 | 0.3489 | 804.7461 | 0.18416 | 398.1662
2024-10-27 | 10 | 45.86 | 0.16073 | 406.7406 | 0.34041 | 805.0865 | 0.17968 | 398.3459
2024-10-27 | 10 | 46.4 | 0.10301 | 406.8436 | 0.21919 | 805.3057 | 0.11618 | 398.4621
2024-10-27 | 10 | 57.02 | 0.026244 | 406.8698 | 0.060618 | 805.3663 | 0.034374 | 398.4964
2024-10-27 | 10 | 62.96 | 0 | 406.8698 | 0 | 805.3663 | 0 | 398.4964
2024-10-27 | 10 | 68 | 0 | 406.8698 | 0 | 805.3663 | 0 | 398.4964
2024-10-27 | 10 | 71.06 | 0 | 406.8698 | 0 | 805.3663 | 0 | 398.4964
2024-10-27 | 10 | 71.06 | 0 | 406.8698 | 0 | 805.3663 | 0 | 398.4964
2024-10-27 | 10 | 71.96 | 0 | 406.8698 | 0 | 805.3663 | 0 | 398.4964
2024-10-27 | 10 | 73.04 | 0 | 406.8698 | 0 | 805.3663 | 0 | 398.4964
2024-10-27 | 10 | 71.06 | 0 | 406.8698 | 0 | 805.3663 | 0 | 398.4964
2024-10-27 | 10 | 68 | 0 | 406.8698 | 0 | 805.3663 | 0 | 398.4964
2024-10-27 | 10 | 66.02 | 0 | 406.8698 | 0 | 805.3663 | 0 | 398.4964
2024-10-27 | 10 | 66.02 | 0 | 406.8698 | 0 | 805.3663 | 0 | 398.4964
2024-10-27 | 10 | 64.04 | 0 | 406.8698 | 0 | 805.3663 | 0 | 398.4964
2024-10-27 | 10 | 64.94 | 0 | 406.8698 | 0 | 805.3663 | 0 | 398.4964
2024-10-27 | 10 | 60.08 | 0 | 406.8698 | 0 | 805.3663 | 0 | 398.4964
2024-10-27 | 10 | 62.06 | 0.001692 | 406.8715 | 0.0040411 | 805.3703 | 0.0023491 | 398.4988
2024-10-27 | 10 | 64.94 | 0.019875 | 406.8914 | 0.048331 | 805.4186 | 0.028456 | 398.5273
2024-10-28 | 10 | 64.94 | 0.028581 | 406.92 | 0.069503 | 805.4882 | 0.040921 | 398.5682
2024-10-28 | 10 | 64.94 | 0.031305 | 406.9513 | 0.076125 | 805.5643 | 0.04482 | 398.613
2024-10-28 | 10 | 62.96 | 0.029297 | 406.9806 | 0.070372 | 805.6346 | 0.041075 | 398.6541
2024-10-28 | 10 | 60.08 | 0.03877 | 407.0193 | 0.091416 | 805.7261 | 0.052647 | 398.7067
2024-10-28 | 10 | 55.94 | 0.064378 | 407.0837 | 0.14758 | 805.8736 | 0.083204 | 398.7899
2024-10-28 | 10 | 55.94 | 0.061376 | 407.1451 | 0.1407 | 806.0143 | 0.079324 | 398.8692
2024-10-28 | 10 | 55.94 | 0.057143 | 407.2022 | 0.131 | 806.1453 | 0.073854 | 398.9431
2024-10-28 | 10 | 55.94 | 0.058231 | 407.2605 | 0.13349 | 806.2788 | 0.07526 | 399.0184
2024-10-28 | 10 | 57.02 | 0.060453 | 407.3209 | 0.13964 | 806.4185 | 0.079182 | 399.0975
2024-10-28 | 10 | 51.98 | 0.066715 | 407.3876 | 0.14855 | 806.567 | 0.081837 | 399.1794
2024-10-28 | 10 | 51.98 | 0.098151 | 407.4858 | 0.21855 | 806.7856 | 0.1204 | 399.2998
2024-10-28 | 10 | 51.98 | 0.11015 | 407.5959 | 0.24526 | 807.0308 | 0.13511 | 399.4349
2024-10-28 | 10 | 46.04 | 0.14687 | 407.7428 | 0.31155 | 807.3424 | 0.16467 | 399.5996
2024-10-28 | 10 | 48.02 | 0.17915 | 407.922 | 0.38648 | 807.7289 | 0.20733 | 399.8069
2024-10-28 | 10 | 46.94 | 0.19114 | 408.1131 | 0.40861 | 808.1375 | 0.21747 | 400.0244
2024-10-28 | 10 | 48.02 | 0.18999 | 408.3031 | 0.40988 | 808.5474 | 0.21989 | 400.2443
2024-10-28 | 10 | 44.78 | 0.19825 | 408.5013 | 0.41586 | 808.9632 | 0.21761 | 400.4619
2024-10-28 | 10 | 46.94 | 0.18135 | 408.6827 | 0.38769 | 809.3509 | 0.20633 | 400.6682
2024-10-28 | 10 | 46.04 | 0.17051 | 408.8532 | 0.36169 | 809.7126 | 0.19118 | 400.8594
2024-10-28 | 10 | 44.96 | 0.16387 | 409.0171 | 0.3443 | 810.0569 | 0.18043 | 401.0398
2024-10-28 | 10 | 42.08 | 0.17939 | 409.1965 | 0.36701 | 810.4239 | 0.18762 | 401.2274
2024-10-28 | 10 | 42.08 | 0.20607 | 409.4025 | 0.42159 | 810.8455 | 0.21552 | 401.4429
2024-10-28 | 10 | 41 | 0.23078 | 409.6333 | 0.46724 | 811.3127 | 0.23646 | 401.6794
2024-10-28 | 10 | 41 | 0.24337 | 409.8767 | 0.49273 | 811.8054 | 0.24936 | 401.9288
2024-10-29 | 10 | 41 | 0.25574 | 410.1324 | 0.51779 | 812.3232 | 0.26204 | 402.1908
2024-10-29 | 10 | 39.92 | 0.28132 | 410.4137 | 0.5635 | 812.8867 | 0.28218 | 402.473
2024-10-29 | 10 | 39.92 | 0.29887 | 410.7126 | 0.59865 | 813.4854 | 0.29979 | 402.7728
2024-10-29 | 10 | 39.92 | 0.31723 | 411.0298 | 0.63544 | 814.1208 | 0.31821 | 403.091
2024-10-29 | 10 | 37.76 | 0.36274 | 411.3926 | 0.71064 | 814.8315 | 0.3479 | 403.4389
2024-10-29 | 10 | 37.94 | 0.41141 | 411.804 | 0.80751 | 815.639 | 0.3961 | 403.835
2024-10-29 | 10 | 37.94 | 0.42919 | 412.2332 | 0.84241 | 816.4814 | 0.41322 | 404.2482
2024-10-29 | 10 | 37.58 | 0.38194 | 412.6151 | 0.74683 | 817.2282 | 0.36489 | 404.6131
2024-10-29 | 10 | 39.02 | 0.33377 | 412.9489 | 0.66251 | 817.8907 | 0.32873 | 404.9418
2024-10-29 | 10 | 39.92 | 0.3276 | 413.2765 | 0.6562 | 818.5469 | 0.32861 | 405.2704
2024-10-29 | 10 | 41 | 0.2632 | 413.5397 | 0.53288 | 819.0798 | 0.26968 | 405.5401
2024-10-29 | 10 | 41 | 0.20544 | 413.7451 | 0.41595 | 819.4958 | 0.2105 | 405.7506
2024-10-29 | 10 | 41 | 0.19112 | 413.9363 | 0.38695 | 819.8827 | 0.19583 | 405.9464
2024-10-29 | 10 | 42.98 | 0.17528 | 414.1115 | 0.36167 | 820.2444 | 0.18639 | 406.1328
2024-10-29 | 10 | 44.06 | 0.12687 | 414.2384 | 0.2644 | 820.5088 | 0.13753 | 406.2704
2024-10-29 | 10 | 46.04 | 0.082179 | 414.3206 | 0.17432 | 820.6831 | 0.092139 | 406.3625
2024-10-29 | 10 | 42.98 | 0.069363 | 414.39 | 0.14312 | 820.8262 | 0.073758 | 406.4363
2024-10-29 | 10 | 42.08 | 0.091558 | 414.4815 | 0.18732 | 821.0135 | 0.095759 | 406.532
2024-10-29 | 10 | 41.18 | 0.11134 | 414.5929 | 0.22583 | 821.2394 | 0.11448 | 406.6465
2024-10-29 | 10 | 40.46 | 0.13946 | 414.7323 | 0.28086 | 821.5202 | 0.1414 | 406.7879
2024-10-29 | 10 | 38.12 | 0.1809 | 414.9132 | 0.35574 | 821.876 | 0.17484 | 406.9627
2024-10-29 | 10 | 35.42 | 0.23705 | 415.1503 | 0.45279 | 822.3287 | 0.21574 | 407.1785
2024-10-29 | 10 | 34.52 | 0.28339 | 415.4337 | 0.53586 | 822.8646 | 0.25247 | 407.4309
2024-10-29 | 10 | 33.8 | 0.31603 | 415.7497 | 0.59268 | 823.4573 | 0.27665 | 407.7076
2024-10-30 | 10 | 33.26 | 0.34551 | 416.0952 | 0.64391 | 824.1012 | 0.29841 | 408.006
2024-10-30 | 10 | 32.54 | 0.36837 | 416.4636 | 0.68073 | 824.7819 | 0.31236 | 408.3184
2024-10-30 | 10 | 30.02 | 0.40699 | 416.8706 | 0.72935 | 825.5113 | 0.32236 | 408.6407
2024-10-30 | 10 | 28.94 | 0.43752 | 417.3081 | 0.7734 | 826.2847 | 0.33588 | 408.9766
2024-10-30 | 10 | 28.94 | 0.44679 | 417.7549 | 0.78978 | 827.0745 | 0.343 | 409.3196
2024-10-30 | 10 | 28.94 | 0.4439 | 418.1988 | 0.78468 | 827.8591 | 0.34078 | 409.6604
2024-10-30 | 10 | 28.94 | 0.43906 | 418.6378 | 0.77612 | 828.6353 | 0.33706 | 409.9974
2024-10-30 | 10 | 32.36 | 0.3156 | 418.9534 | 0.58197 | 829.2172 | 0.26637 | 410.2638
2024-10-30 | 10 | 39.74 | 0.17969 | 419.1331 | 0.35927 | 829.5765 | 0.17959 | 410.4434
2024-10-30 | 10 | 48.92 | 0.057209 | 419.1903 | 0.12434 | 829.7008 | 0.06713 | 410.5105
2024-10-30 | 10 | 55.04 | 0 | 419.1903 | 0 | 829.7008 | 0 | 410.5105
2024-10-30 | 10 | 60.08 | 0 | 419.1903 | 0 | 829.7008 | 0 | 410.5105
2024-10-30 | 10 | 60.08 | 0 | 419.1903 | 0 | 829.7008 | 0 | 410.5105
2024-10-30 | 10 | 64.94 | 0 | 419.1903 | 0 | 829.7008 | 0 | 410.5105
2024-10-30 | 10 | 66.92 | 0 | 419.1903 | 0 | 829.7008 | 0 | 410.5105
2024-10-30 | 10 | 66.02 | 0 | 419.1903 | 0 | 829.7008 | 0 | 410.5105
2024-10-30 | 10 | 59 | 0 | 419.1903 | 0 | 829.7008 | 0 | 410.5105
2024-10-30 | 10 | 59.54 | 0 | 419.1903 | 0 | 829.7008 | 0 | 410.5105
2024-10-30 | 10 | 51.98 | 0 | 419.1903 | 0 | 829.7008 | 0 | 410.5105
2024-10-30 | 10 | 55.04 | 0 | 419.1903 | 0 | 829.7008 | 0 | 410.5105
2024-10-30 | 10 | 53.24 | 0 | 419.1903 | 0 | 829.7008 | 0 | 410.5105
2024-10-30 | 10 | 49.28 | 0.03983 | 419.2302 | 0.086821 | 829.7877 | 0.046991 | 410.5575
2024-10-30 | 10 | 49.28 | 0.073697 | 419.3038 | 0.16065 | 829.9483 | 0.086948 | 410.6445
2024-10-30 | 10 | 47.84 | 0.10736 | 419.4112 | 0.23126 | 830.1796 | 0.1239 | 410.7684
2024-10-31 | 10 | 47.3 | 0.13451 | 419.5457 | 0.28842 | 830.468 | 0.15392 | 410.9223
2024-10-31 | 10 | 46.76 | 0.15147 | 419.6972 | 0.32331 | 830.7913 | 0.17184 | 411.0941
2024-10-31 | 10 | 45.14 | 0.16951 | 419.8667 | 0.35672 | 831.148 | 0.18721 | 411.2813
2024-10-31 | 10 | 43.88 | 0.19006 | 420.0568 | 0.39544 | 831.5435 | 0.20538 | 411.4867
2024-10-31 | 10 | 41.72 | 0.20894 | 420.2657 | 0.42599 | 831.9695 | 0.21705 | 411.7038
2024-10-31 | 10 | 41 | 0.22443 | 420.4901 | 0.45439 | 832.4238 | 0.22996 | 411.9337
2024-10-31 | 10 | 41 | 0.23832 | 420.7284 | 0.48251 | 832.9064 | 0.24419 | 412.1779
2024-10-31 | 10 | 42.98 | 0.16262 | 420.8911 | 0.33555 | 833.2419 | 0.17293 | 412.3508
2024-10-31 | 10 | 48.74 | 0.071924 | 420.963 | 0.15609 | 833.398 | 0.084168 | 412.435
2024-10-31 | 10 | 59 | 0.0025131 | 420.9655 | 0.0058836 | 833.4039 | 0.0033704 | 412.4384
2024-10-31 | 10 | 62.96 | 0 | 420.9655 | 0 | 833.4039 | 0 | 412.4384
2024-10-31 | 10 | 64.04 | 0 | 420.9655 | 0 | 833.4039 | 0 | 412.4384
2024-10-31 | 10 | 64.04 | 0 | 420.9655 | 0 | 833.4039 | 0 | 412.4384
2024-10-31 | 10 | 68 | 0 | 420.9655 | 0 | 833.4039 | 0 | 412.4384
2024-10-31 | 10 | 69.08 | 0 | 420.9655 | 0 | 833.4039 | 0 | 412.4384
2024-10-31 | 10 | 66.02 | 0 | 420.9655 | 0 | 833.4039 | 0 | 412.4384
2024-10-31 | 10 | 59 | 0 | 420.9655 | 0 | 833.4039 | 0 | 412.4384
2024-10-31 | 10 | 55.04 | 0 | 420.9655 | 0 | 833.4039 | 0 | 412.4384
2024-10-31 | 10 | 50.72 | 0 | 420.9655 | 0 | 833.4039 | 0 | 412.4384
2024-10-31 | 10 | 48.56 | 0 | 420.9655 | 0 | 833.4039 | 0 | 412.4384
2024-10-31 | 10 | 47.48 | 0.0263 | 420.9918 | 0.056481 | 833.4604 | 0.030181 | 412.4686
2024-10-31 | 10 | 46.76 | 0.06288 | 421.0547 | 0.13421 | 833.5946 | 0.071334 | 412.5399
2024-10-31 | 10 | 45.5 | 0.097712 | 421.1524 | 0.20629 | 833.8009 | 0.10857 | 412.6485
2024-10-31 | 10 | 45.32 | 0.12884 | 421.2812 | 0.27156 | 834.0724 | 0.14273 | 412.7912
2024-11-01 | 11 | 45.5 | 0.15042 | 421.4317 | 0.31757 | 834.39 | 0.16715 | 412.9583
2024-11-01 | 11 | 45.5 | 0.16227 | 421.5939 | 0.34257 | 834.7326 | 0.1803 | 413.1386
2024-11-01 | 11 | 45.86 | 0.16754 | 421.7615 | 0.35482 | 835.0874 | 0.18728 | 413.3259
2024-11-01 | 11 | 46.58 | 0.16713 | 421.9286 | 0.35619 | 835.4436 | 0.18905 | 413.515
2024-11-01 | 11 | 47.66 | 0.16106 | 422.0897 | 0.34642 | 835.79 | 0.18536 | 413.7003
2024-11-01 | 11 | 49.82 | 0.14437 | 422.234 | 0.31608 | 836.1061 | 0.1717 | 413.872
2024-11-01 | 11 | 47.66 | 0.1414 | 422.3754 | 0.30413 | 836.4102 | 0.16273 | 414.0348
2024-11-01 | 11 | 50 | 0.098241 | 422.4737 | 0.21539 | 836.6256 | 0.11715 | 414.1519
2024-11-01 | 11 | 53.96 | 0.05957 | 422.5332 | 0.13463 | 836.7602 | 0.075057 | 414.227
2024-11-01 | 11 | 60.08 | 0.020005 | 422.5532 | 0.04717 | 836.8074 | 0.027165 | 414.2542
2024-11-01 | 11 | 66.92 | 0 | 422.5532 | 0 | 836.8074 | 0 | 414.2542
2024-11-01 | 11 | 69.98 | 0 | 422.5532 | 0 | 836.8074 | 0 | 414.2542
2024-11-01 | 11 | 69.98 | 0 | 422.5532 | 0 | 836.8074 | 0 | 414.2542
2024-11-01 | 11 | 69.98 | 0 | 422.5532 | 0 | 836.8074 | 0 | 414.2542
2024-11-01 | 11 | 68 | 0 | 422.5532 | 0 | 836.8074 | 0 | 414.2542
2024-11-01 | 11 | 66.02 | 0 | 422.5532 | 0 | 836.8074 | 0 | 414.2542
2024-11-01 | 11 | 62.06 | 0 | 422.5532 | 0 | 836.8074 | 0 | 414.2542
2024-11-01 | 11 | 60.08 | 0 | 422.5532 | 0 | 836.8074 | 0 | 414.2542
2024-11-01 | 11 | 60.08 | 0 | 422.5532 | 0 | 836.8074 | 0 | 414.2542
2024-11-01 | 11 | 55.94 | 0 | 422.5532 | 0 | 836.8074 | 0 | 414.2542
2024-11-01 | 11 | 53.06 | 0.0031818 | 422.5564 | 0.007143 | 836.8145 | 0.0039612 | 414.2581
2024-11-01 | 11 | 58.64 | 0.011255 | 422.5677 | 0.026285 | 836.8408 | 0.01503 | 414.2731
2024-11-01 | 11 | 58.82 | 0.015625 | 422.5833 | 0.036535 | 836.8774 | 0.020911 | 414.2941
2024-11-01 | 11 | 53.96 | 0.041834 | 422.6251 | 0.094543 | 836.9719 | 0.052709 | 414.3468
2024-11-02 | 11 | 53.96 | 0.063702 | 422.6888 | 0.14396 | 837.1159 | 0.080262 | 414.427
2024-11-02 | 11 | 53.96 | 0.071141 | 422.76 | 0.16078 | 837.2766 | 0.089635 | 414.5167
2024-11-02 | 11 | 53.96 | 0.07424 | 422.8342 | 0.16778 | 837.4444 | 0.093541 | 414.6102
2024-11-02 | 11 | 53.96 | 0.076677 | 422.9109 | 0.17329 | 837.6177 | 0.096611 | 414.7068
2024-11-02 | 11 | 55.94 | 0.071381 | 422.9823 | 0.16364 | 837.7813 | 0.092255 | 414.7991
2024-11-02 | 11 | 55.94 | 0.06547 | 423.0477 | 0.15009 | 837.9314 | 0.084615 | 414.8837
2024-11-02 | 11 | 55.94 | 0.063431 | 423.1112 | 0.14541 | 838.0768 | 0.081981 | 414.9657
2024-11-02 | 11 | 59 | 0.037597 | 423.1488 | 0.08802 | 838.1649 | 0.050423 | 415.0161
2024-11-02 | 11 | 62.06 | 0.027269 | 423.176 | 0.065127 | 838.23 | 0.037858 | 415.0539
2024-11-02 | 11 | 68 | 0.0035692 | 423.1796 | 0.0088414 | 838.2388 | 0.0052722 | 415.0592
2024-11-02 | 11 | 71.96 | 0 | 423.1796 | 0 | 838.2388 | 0 | 415.0592
2024-11-02 | 11 | 73.04 | 0 | 423.1796 | 0 | 838.2388 | 0 | 415.0592
2024-11-02 | 11 | 73.04 | 0 | 423.1796 | 0 | 838.2388 | 0 | 415.0592
2024-11-02 | 11 | 75.02 | 0 | 423.1796 | 0 | 838.2388 | 0 | 415.0592
2024-11-02 | 11 | 73.94 | 0 | 423.1796 | 0 | 838.2388 | 0 | 415.0592
2024-11-02 | 11 | 71.96 | 0 | 423.1796 | 0 | 838.2388 | 0 | 415.0592
2024-11-02 | 11 | 69.08 | 0 | 423.1796 | 0 | 838.2388 | 0 | 415.0592
2024-11-02 | 11 | 64.94 | 0 | 423.1796 | 0 | 838.2388 | 0 | 415.0592
2024-11-02 | 11 | 64.94 | 0 | 423.1796 | 0 | 838.2388 | 0 | 415.0592
2024-11-02 | 11 | 66.02 | 0 | 423.1796 | 0 | 838.2388 | 0 | 415.0592
2024-11-02 | 11 | 64.04 | 0 | 423.1796 | 0 | 838.2388 | 0 | 415.0592
2024-11-02 | 11 | 60.98 | 0 | 423.1796 | 0 | 838.2388 | 0 | 415.0592
2024-11-02 | 11 | 60.98 | 0 | 423.1796 | 0 | 838.2388 | 0 | 415.0592
2024-11-02 | 11 | 60.98 | 0 | 423.1796 | 0 | 838.2388 | 0 | 415.0592
2024-11-03 | 11 | 60.98 | 0.011404 | 423.191 | 0.027049 | 838.2659 | 0.015644 | 415.0749
2024-11-03 | 11 | 62.06 | 0.020999 | 423.212 | 0.050152 | 838.316 | 0.029153 | 415.104
2024-11-03 | 11 | 62.06 | 0.025953 | 423.238 | 0.061985 | 838.378 | 0.036032 | 415.14
2024-11-03 | 11 | 60.98 | 0.031815 | 423.2698 | 0.075461 | 838.4535 | 0.043645 | 415.1837
2024-11-03 | 11 | 60.98 | 0.033898 | 423.3037 | 0.080399 | 838.5339 | 0.046502 | 415.2302
2024-11-03 | 11 | 60.08 | 0.033611 | 423.3373 | 0.079253 | 838.6131 | 0.045642 | 415.2758
2024-11-03 | 11 | 60.08 | 0.032934 | 423.3702 | 0.077656 | 838.6908 | 0.044722 | 415.3206
2024-11-03 | 11 | 64.94 | 0.0051195 | 423.3753 | 0.012449 | 838.7032 | 0.0073299 | 415.3279
2024-11-03 | 11 | 66.92 | 0 | 423.3753 | 0 | 838.7032 | 0 | 415.3279
2024-11-03 | 11 | 69.98 | 0 | 423.3753 | 0 | 838.7032 | 0 | 415.3279
2024-11-03 | 11 | 71.96 | 0 | 423.3753 | 0 | 838.7032 | 0 | 415.3279
2024-11-03 | 11 | 73.94 | 0 | 423.3753 | 0 | 838.7032 | 0 | 415.3279
2024-11-03 | 11 | 73.94 | 0 | 423.3753 | 0 | 838.7032 | 0 | 415.3279
2024-11-03 | 11 | 75.92 | 0 | 423.3753 | 0 | 838.7032 | 0 | 415.3279
2024-11-03 | 11 | 75.92 | 0 | 423.3753 | 0 | 838.7032 | 0 | 415.3279
2024-11-03 | 11 | 73.04 | 0 | 423.3753 | 0 | 838.7032 | 0 | 415.3279
2024-11-03 | 11 | 69.08 | 0 | 423.3753 | 0 | 838.7032 | 0 | 415.3279
2024-11-03 | 11 | 66.02 | 0 | 423.3753 | 0 | 838.7032 | 0 | 415.3279
2024-11-03 | 11 | 66.02 | 0 | 423.3753 | 0 | 838.7032 | 0 | 415.3279
2024-11-03 | 11 | 64.04 | 0 | 423.3753 | 0 | 838.7032 | 0 | 415.3279
2024-11-03 | 11 | 62.06 | 0 | 423.3753 | 0 | 838.7032 | 0 | 415.3279
2024-11-03 | 11 | 62.06 | 0 | 423.3753 | 0 | 838.7032 | 0 | 415.3279
2024-11-03 | 11 | 62.96 | 0 | 423.3753 | 0 | 838.7032 | 0 | 415.3279
2024-11-03 | 11 | 62.06 | 0 | 423.3753 | 0 | 838.7032 | 0 | 415.3279
2024-11-04 | 11 | 62.06 | 0 | 423.3753 | 0 | 838.7032 | 0 | 415.3279
2024-11-04 | 11 | 62.06 | 0.0092036 | 423.3846 | 0.021981 | 838.7252 | 0.012778 | 415.3407
2024-11-04 | 11 | 62.06 | 0.014879 | 423.3994 | 0.035537 | 838.7608 | 0.020658 | 415.3613
2024-11-04 | 11 | 60.98 | 0.020876 | 423.4203 | 0.049514 | 838.8103 | 0.028638 | 415.39
2024-11-04 | 11 | 60.98 | 0.023047 | 423.4434 | 0.054663 | 838.8649 | 0.031616 | 415.4216
2024-11-04 | 11 | 60.98 | 0.020734 | 423.4641 | 0.049177 | 838.9141 | 0.028443 | 415.45
2024-11-04 | 11 | 60.98 | 0.017885 | 423.482 | 0.042419 | 838.9565 | 0.024535 | 415.4746
2024-11-04 | 11 | 62.06 | 0.0040594 | 423.486 | 0.0096952 | 838.9662 | 0.0056358 | 415.4802
2024-11-04 | 11 | 62.06 | 0 | 423.486 | 0 | 838.9662 | 0 | 415.4802
2024-11-04 | 11 | 64.04 | 0 | 423.486 | 0 | 838.9662 | 0 | 415.4802
2024-11-04 | 11 | 68 | 0 | 423.486 | 0 | 838.9662 | 0 | 415.4802
2024-11-04 | 11 | 71.96 | 0 | 423.486 | 0 | 838.9662 | 0 | 415.4802
2024-11-04 | 11 | 71.96 | 0 | 423.486 | 0 | 838.9662 | 0 | 415.4802
2024-11-04 | 11 | 78.98 | 0 | 423.486 | 0 | 838.9662 | 0 | 415.4802
2024-11-04 | 11 | 78.98 | 0 | 423.486 | 0 | 838.9662 | 0 | 415.4802
2024-11-04 | 11 | 77 | 0 | 423.486 | 0 | 838.9662 | 0 | 415.4802
2024-11-04 | 11 | 69.98 | 0 | 423.486 | 0 | 838.9662 | 0 | 415.4802
2024-11-04 | 11 | 66.92 | 0 | 423.486 | 0 | 838.9662 | 0 | 415.4802
2024-11-04 | 11 | 66.92 | 0 | 423.486 | 0 | 838.9662 | 0 | 415.4802
2024-11-04 | 11 | 62.96 | 0 | 423.486 | 0 | 838.9662 | 0 | 415.4802
2024-11-04 | 11 | 62.06 | 0 | 423.486 | 0 | 838.9662 | 0 | 415.4802
2024-11-04 | 11 | 60.08 | 0 | 423.486 | 0 | 838.9662 | 0 | 415.4802
2024-11-04 | 11 | 60.08 | 0 | 423.486 | 0 | 838.9662 | 0 | 415.4802
2024-11-04 | 11 | 59 | 0.010461 | 423.4965 | 0.02449 | 838.9907 | 0.01403 | 415.4942
2024-11-05 | 11 | 62.06 | 0.02164 | 423.5181 | 0.051684 | 839.0424 | 0.030044 | 415.5243
2024-11-05 | 11 | 57.92 | 0.035758 | 423.5539 | 0.083106 | 839.1255 | 0.047348 | 415.5716
2024-11-05 | 11 | 57.92 | 0.048409 | 423.6023 | 0.11251 | 839.238 | 0.0641 | 415.6357
2024-11-05 | 11 | 57.02 | 0.05596 | 423.6583 | 0.12926 | 839.3673 | 0.073297 | 415.709
2024-11-05 | 11 | 60.08 | 0.049627 | 423.7079 | 0.11702 | 839.4843 | 0.067391 | 415.7764
2024-11-05 | 11 | 60.8 | 0.037695 | 423.7456 | 0.089301 | 839.5736 | 0.051606 | 415.828
2024-11-05 | 11 | 60.08 | 0.032342 | 423.7779 | 0.076261 | 839.6498 | 0.043919 | 415.8719
2024-11-05 | 11 | 62.96 | 0.0071682 | 423.7851 | 0.017218 | 839.6671 | 0.01005 | 415.882
2024-11-05 | 11 | 64.94 | 0 | 423.7851 | 0 | 839.6671 | 0 | 415.882
2024-11-05 | 11 | 69.08 | 0 | 423.7851 | 0 | 839.6671 | 0 | 415.882
2024-11-05 | 11 | 71.96 | 0 | 423.7851 | 0 | 839.6671 | 0 | 415.882
2024-11-05 | 11 | 75.92 | 0 | 423.7851 | 0 | 839.6671 | 0 | 415.882
2024-11-05 | 11 | 75.92 | 0 | 423.7851 | 0 | 839.6671 | 0 | 415.882
2024-11-05 | 11 | 75.92 | 0 | 423.7851 | 0 | 839.6671 | 0 | 415.882
2024-11-05 | 11 | 77 | 0 | 423.7851 | 0 | 839.6671 | 0 | 415.882
2024-11-05 | 11 | 78.08 | 0 | 423.7851 | 0 | 839.6671 | 0 | 415.882
2024-11-05 | 11 | 71.06 | 0 | 423.7851 | 0 | 839.6671 | 0 | 415.882
2024-11-05 | 11 | 68 | 0 | 423.7851 | 0 | 839.6671 | 0 | 415.882
2024-11-05 | 11 | 68 | 0 | 423.7851 | 0 | 839.6671 | 0 | 415.882
2024-11-05 | 11 | 62.96 | 0 | 423.7851 | 0 | 839.6671 | 0 | 415.882
2024-11-05 | 11 | 62.96 | 0 | 423.7851 | 0 | 839.6671 | 0 | 415.882
2024-11-05 | 11 | 62.06 | 0 | 423.7851 | 0 | 839.6671 | 0 | 415.882
2024-11-05 | 11 | 60.08 | 0 | 423.7851 | 0 | 839.6671 | 0 | 415.882
2024-11-05 | 11 | 57.2 | 0.0046321 | 423.7897 | 0.010713 | 839.6778 | 0.0060805 | 415.8881
2024-11-06 | 11 | 59 | 0.022194 | 423.8119 | 0.05196 | 839.7297 | 0.029766 | 415.9178
2024-11-06 | 11 | 59 | 0.034323 | 423.8462 | 0.080354 | 839.8101 | 0.046031 | 415.9638
2024-11-06 | 11 | 59 | 0.043244 | 423.8895 | 0.10124 | 839.9113 | 0.057996 | 416.0218
2024-11-06 | 11 | 60.08 | 0.045213 | 423.9347 | 0.10661 | 840.0179 | 0.061397 | 416.0832
2024-11-06 | 11 | 60.98 | 0.042664 | 423.9774 | 0.10119 | 840.1191 | 0.058528 | 416.1418
2024-11-06 | 11 | 60.98 | 0.036209 | 424.0136 | 0.085882 | 840.205 | 0.049673 | 416.1914
2024-11-06 | 11 | 60.98 | 0.029092 | 424.0427 | 0.069 | 840.274 | 0.039908 | 416.2314
2024-11-06 | 11 | 64.94 | 0.0061203 | 424.0488 | 0.014883 | 840.2889 | 0.0087627 | 416.2401
2024-11-06 | 11 | 66.92 | 0 | 424.0488 | 0 | 840.2889 | 0 | 416.2401
2024-11-06 | 11 | 69.08 | 0 | 424.0488 | 0 | 840.2889 | 0 | 416.2401
2024-11-06 | 11 | 69.8 | 0 | 424.0488 | 0 | 840.2889 | 0 | 416.2401
2024-11-06 | 11 | 69.8 | 0 | 424.0488 | 0 | 840.2889 | 0 | 416.2401
2024-11-06 | 11 | 71.06 | 0 | 424.0488 | 0 | 840.2889 | 0 | 416.2401
2024-11-06 | 11 | 73.04 | 0 | 424.0488 | 0 | 840.2889 | 0 | 416.2401
2024-11-06 | 11 | 73.04 | 0 | 424.0488 | 0 | 840.2889 | 0 | 416.2401
2024-11-06 | 11 | 73.04 | 0 | 424.0488 | 0 | 840.2889 | 0 | 416.2401
2024-11-06 | 11 | 71.96 | 0 | 424.0488 | 0 | 840.2889 | 0 | 416.2401
2024-11-06 | 11 | 69.08 | 0 | 424.0488 | 0 | 840.2889 | 0 | 416.2401
2024-11-06 | 11 | 69.08 | 0 | 424.0488 | 0 | 840.2889 | 0 | 416.2401
2024-11-06 | 11 | 68 | 0 | 424.0488 | 0 | 840.2889 | 0 | 416.2401
2024-11-06 | 11 | 66.92 | 0 | 424.0488 | 0 | 840.2889 | 0 | 416.2401
2024-11-06 | 11 | 68 | 0 | 424.0488 | 0 | 840.2889 | 0 | 416.2401
2024-11-06 | 11 | 68 | 0 | 424.0488 | 0 | 840.2889 | 0 | 416.2401
2024-11-06 | 11 | 66.92 | 0 | 424.0488 | 0 | 840.2889 | 0 | 416.2401
2024-11-07 | 11 | 66.92 | 0 | 424.0488 | 0 | 840.2889 | 0 | 416.2401
2024-11-07 | 11 | 66.2 | 0 | 424.0488 | 0 | 840.2889 | 0 | 416.2401
2024-11-07 | 11 | 66.02 | 0 | 424.0488 | 0 | 840.2889 | 0 | 416.2401
2024-11-07 | 11 | 66.2 | 0 | 424.0488 | 0 | 840.2889 | 0 | 416.2401
2024-11-07 | 11 | 66.02 | 0 | 424.0488 | 0 | 840.2889 | 0 | 416.2401
2024-11-07 | 11 | 66.02 | 0 | 424.0488 | 0 | 840.2889 | 0 | 416.2401
2024-11-07 | 11 | 66.02 | 0 | 424.0488 | 0 | 840.2889 | 0 | 416.2401
2024-11-07 | 11 | 66.92 | 0 | 424.0488 | 0 | 840.2889 | 0 | 416.2401
2024-11-07 | 11 | 69.08 | 0 | 424.0488 | 0 | 840.2889 | 0 | 416.2401
2024-11-07 | 11 | 71.06 | 0 | 424.0488 | 0 | 840.2889 | 0 | 416.2401
2024-11-07 | 11 | 71.06 | 0 | 424.0488 | 0 | 840.2889 | 0 | 416.2401
2024-11-07 | 11 | 73.04 | 0 | 424.0488 | 0 | 840.2889 | 0 | 416.2401
2024-11-07 | 11 | 73.04 | 0 | 424.0488 | 0 | 840.2889 | 0 | 416.2401
2024-11-07 | 11 | 75.02 | 0 | 424.0488 | 0 | 840.2889 | 0 | 416.2401
2024-11-07 | 11 | 73.04 | 0 | 424.0488 | 0 | 840.2889 | 0 | 416.2401
2024-11-07 | 11 | 73.94 | 0 | 424.0488 | 0 | 840.2889 | 0 | 416.2401
2024-11-07 | 11 | 73.94 | 0 | 424.0488 | 0 | 840.2889 | 0 | 416.2401
2024-11-07 | 11 | 69.08 | 0 | 424.0488 | 0 | 840.2889 | 0 | 416.2401
2024-11-07 | 11 | 69.08 | 0 | 424.0488 | 0 | 840.2889 | 0 | 416.2401
2024-11-07 | 11 | 66.92 | 0 | 424.0488 | 0 | 840.2889 | 0 | 416.2401
2024-11-07 | 11 | 62.96 | 0 | 424.0488 | 0 | 840.2889 | 0 | 416.2401
2024-11-07 | 11 | 62.06 | 0 | 424.0488 | 0 | 840.2889 | 0 | 416.2401
2024-11-07 | 11 | 62.96 | 0 | 424.0488 | 0 | 840.2889 | 0 | 416.2401
2024-11-07 | 11 | 60.98 | 0 | 424.0488 | 0 | 840.2889 | 0 | 416.2401
2024-11-08 | 11 | 60.98 | 0.0058452 | 424.0546 | 0.013864 | 840.3028 | 0.0080186 | 416.2481
2024-11-08 | 11 | 60.08 | 0.017148 | 424.0718 | 0.040433 | 840.3432 | 0.023286 | 416.2714
2024-11-08 | 11 | 60.08 | 0.035798 | 424.1076 | 0.084409 | 840.4276 | 0.048611 | 416.32
2024-11-08 | 11 | 57.92 | 0.053985 | 424.1616 | 0.12547 | 840.5531 | 0.071483 | 416.3915
2024-11-08 | 11 | 57.92 | 0.056939 | 424.2185 | 0.13233 | 840.6854 | 0.075394 | 416.4669
2024-11-08 | 11 | 57.92 | 0.049103 | 424.2676 | 0.11412 | 840.7995 | 0.065019 | 416.5319
2024-11-08 | 11 | 57.02 | 0.050523 | 424.3181 | 0.1167 | 840.9162 | 0.066175 | 416.5981
2024-11-08 | 11 | 57.02 | 0.064926 | 424.383 | 0.14997 | 841.0662 | 0.085041 | 416.6831
2024-11-08 | 11 | 57.02 | 0.080184 | 424.4632 | 0.18521 | 841.2514 | 0.10503 | 416.7882
2024-11-08 | 11 | 57.02 | 0.068706 | 424.5319 | 0.1587 | 841.4101 | 0.089991 | 416.8782
2024-11-08 | 11 | 57.02 | 0.06095 | 424.5929 | 0.14078 | 841.5509 | 0.079833 | 416.958
2024-11-08 | 11 | 57.92 | 0.060251 | 424.6531 | 0.14003 | 841.6909 | 0.07978 | 417.0378
2024-11-08 | 11 | 57.92 | 0.059447 | 424.7126 | 0.13816 | 841.8291 | 0.078715 | 417.1165
2024-11-08 | 11 | 57.02 | 0.065705 | 424.7783 | 0.15177 | 841.9808 | 0.086062 | 417.2025
2024-11-08 | 11 | 57.02 | 0.076107 | 424.8544 | 0.17579 | 842.1566 | 0.099686 | 417.3022
2024-11-08 | 11 | 55.94 | 0.088371 | 424.9428 | 0.20258 | 842.3592 | 0.11421 | 417.4164
2024-11-08 | 11 | 55.94 | 0.092502 | 425.0353 | 0.21206 | 842.5713 | 0.11955 | 417.536
2024-11-08 | 11 | 53.96 | 0.078962 | 425.1142 | 0.17845 | 842.7497 | 0.09949 | 417.6355
2024-11-08 | 11 | 53.96 | 0.060186 | 425.1744 | 0.13602 | 842.8857 | 0.075833 | 417.7113
2024-11-08 | 11 | 53.96 | 0.056902 | 425.2313 | 0.1286 | 843.0143 | 0.071695 | 417.783
2024-11-08 | 11 | 53.96 | 0.056697 | 425.288 | 0.12813 | 843.1425 | 0.071436 | 417.8545
2024-11-08 | 11 | 53.06 | 0.05928 | 425.3473 | 0.13308 | 843.2756 | 0.0738 | 417.9283
2024-11-08 | 11 | 53.06 | 0.06278 | 425.4101 | 0.14094 | 843.4165 | 0.078158 | 418.0064
2024-11-08 | 11 | 53.06 | 0.069493 | 425.4796 | 0.15601 | 843.5725 | 0.086514 | 418.0929
2024-11-09 | 11 | 53.06 | 0.079363 | 425.5589 | 0.17817 | 843.7507 | 0.098802 | 418.1917
2024-11-09 | 11 | 53.06 | 0.093752 | 425.6527 | 0.21047 | 843.9611 | 0.11672 | 418.3084
2024-11-09 | 11 | 53.06 | 0.099741 | 425.7524 | 0.22391 | 844.185 | 0.12417 | 418.4326
2024-11-09 | 11 | 53.06 | 0.10471 | 425.8571 | 0.23506 | 844.4201 | 0.13035 | 418.563
2024-11-09 | 11 | 53.06 | 0.10236 | 425.9595 | 0.22979 | 844.6499 | 0.12743 | 418.6904
2024-11-09 | 11 | 53.06 | 0.097953 | 426.0574 | 0.2199 | 844.8698 | 0.12195 | 418.8123
2024-11-09 | 11 | 53.06 | 0.088139 | 426.1456 | 0.19787 | 845.0677 | 0.10973 | 418.9221
2024-11-09 | 11 | 51.98 | 0.084542 | 426.2301 | 0.18825 | 845.2559 | 0.10371 | 419.0258
2024-11-09 | 11 | 53.06 | 0.082241 | 426.3124 | 0.18463 | 845.4405 | 0.10239 | 419.1282
2024-11-09 | 11 | 53.96 | 0.073548 | 426.3859 | 0.16622 | 845.6068 | 0.092669 | 419.2208
2024-11-09 | 11 | 55.04 | 0.079878 | 426.4658 | 0.18194 | 845.7887 | 0.10207 | 419.3229
2024-11-09 | 11 | 55.04 | 0.081166 | 426.547 | 0.18488 | 845.9736 | 0.10371 | 419.4266
2024-11-09 | 11 | 55.04 | 0.079996 | 426.627 | 0.18221 | 846.1558 | 0.10222 | 419.5288
2024-11-09 | 11 | 55.94 | 0.086138 | 426.7131 | 0.19747 | 846.3533 | 0.11133 | 419.6402
2024-11-09 | 11 | 57.02 | 0.089885 | 426.803 | 0.20762 | 846.5609 | 0.11773 | 419.7579
2024-11-09 | 11 | 57.02 | 0.084867 | 426.8879 | 0.19603 | 846.7569 | 0.11116 | 419.8691
2024-11-09 | 11 | 57.02 | 0.079281 | 426.9671 | 0.18312 | 846.94 | 0.10384 | 419.9729
2024-11-09 | 11 | 55.22 | 0.073026 | 427.0402 | 0.16655 | 847.1066 | 0.093525 | 420.0664
2024-11-09 | 11 | 48.92 | 0.084226 | 427.1244 | 0.18306 | 847.2896 | 0.098832 | 420.1653
2024-11-09 | 11 | 46.94 | 0.099576 | 427.224 | 0.21287 | 847.5025 | 0.11329 | 420.2785
2024-11-09 | 11 | 44.96 | 0.12301 | 427.347 | 0.25845 | 847.7609 | 0.13544 | 420.414
2024-11-09 | 11 | 47.12 | 0.12953 | 427.4765 | 0.27732 | 848.0383 | 0.14779 | 420.5618
2024-11-09 | 11 | 47.3 | 0.13973 | 427.6162 | 0.29962 | 848.3379 | 0.15989 | 420.7217
2024-11-09 | 11 | 46.4 | 0.16005 | 427.7763 | 0.34057 | 848.6785 | 0.18052 | 420.9022
2024-11-10 | 11 | 45.68 | 0.17961 | 427.9559 | 0.37979 | 849.0583 | 0.20018 | 421.1024
2024-11-10 | 11 | 44.96 | 0.19442 | 428.1503 | 0.4085 | 849.4667 | 0.21407 | 421.3164
2024-11-10 | 11 | 44.42 | 0.20532 | 428.3556 | 0.42931 | 849.8961 | 0.22398 | 421.5404
2024-11-10 | 11 | 42.98 | 0.22036 | 428.576 | 0.45468 | 850.3507 | 0.23432 | 421.7747
2024-11-10 | 11 | 41 | 0.23846 | 428.8145 | 0.48279 | 850.8335 | 0.24433 | 422.0191
2024-11-10 | 11 | 39.92 | 0.25012 | 429.0646 | 0.50102 | 851.3345 | 0.25089 | 422.27
2024-11-10 | 11 | 43.16 | 0.23098 | 429.2956 | 0.4774 | 851.8119 | 0.24642 | 422.5164
2024-11-10 | 11 | 43.7 | 0.17791 | 429.4735 | 0.36956 | 852.1815 | 0.19165 | 422.708
2024-11-10 | 11 | 46.58 | 0.14804 | 429.6215 | 0.31551 | 852.497 | 0.16746 | 422.8755
2024-11-10 | 11 | 55.94 | 0.062689 | 429.6842 | 0.14371 | 852.6407 | 0.081021 | 422.9565
2024-11-10 | 11 | 57.92 | 0.0014456 | 429.6857 | 0.0033597 | 852.6441 | 0.0019141 | 422.9584
2024-11-10 | 11 | 60.08 | 0 | 429.6857 | 0 | 852.6441 | 0 | 422.9584
2024-11-10 | 11 | 60.08 | 0 | 429.6857 | 0 | 852.6441 | 0 | 422.9584
2024-11-10 | 11 | 62.06 | 0 | 429.6857 | 0 | 852.6441 | 0 | 422.9584
2024-11-10 | 11 | 60.08 | 0 | 429.6857 | 0 | 852.6441 | 0 | 422.9584
2024-11-10 | 11 | 59 | 0 | 429.6857 | 0 | 852.6441 | 0 | 422.9584
2024-11-10 | 11 | 53.96 | 0 | 429.6857 | 0 | 852.6441 | 0 | 422.9584
2024-11-10 | 11 | 48.92 | 0 | 429.6857 | 0 | 852.6441 | 0 | 422.9584
2024-11-10 | 11 | 48.92 | 0.015844 | 429.7015 | 0.034436 | 852.6785 | 0.018592 | 422.977
2024-11-10 | 11 | 48.02 | 0.073583 | 429.7751 | 0.15874 | 852.8373 | 0.085159 | 423.0622
2024-11-10 | 11 | 46.04 | 0.11727 | 429.8923 | 0.24875 | 853.086 | 0.13148 | 423.1937
2024-11-10 | 11 | 44.96 | 0.14111 | 430.0335 | 0.29648 | 853.3825 | 0.15537 | 423.349
2024-11-10 | 11 | 41 | 0.17246 | 430.2059 | 0.34916 | 853.7317 | 0.17671 | 423.5257
2024-11-10 | 11 | 39.02 | 0.21739 | 430.4233 | 0.43149 | 854.1631 | 0.2141 | 423.7398
2024-11-11 | 11 | 39.02 | 0.24663 | 430.6699 | 0.48954 | 854.6527 | 0.24291 | 423.9827
2024-11-11 | 11 | 40.64 | 0.25072 | 430.9207 | 0.50583 | 855.1585 | 0.25511 | 424.2379
2024-11-11 | 11 | 42.26 | 0.24342 | 431.1641 | 0.49887 | 855.6574 | 0.25545 | 424.4933
2024-11-11 | 11 | 43.34 | 0.23592 | 431.4 | 0.48842 | 856.1458 | 0.2525 | 424.7458
2024-11-11 | 11 | 41.72 | 0.24172 | 431.6417 | 0.49283 | 856.6386 | 0.25111 | 424.9969
2024-11-11 | 11 | 42.08 | 0.23918 | 431.8809 | 0.48933 | 857.128 | 0.25015 | 425.2471
2024-11-11 | 11 | 41.54 | 0.23589 | 432.1168 | 0.48011 | 857.6081 | 0.24422 | 425.4913
2024-11-11 | 11 | 41 | 0.21512 | 432.3319 | 0.43554 | 858.0436 | 0.22042 | 425.7117
2024-11-11 | 11 | 42.8 | 0.17075 | 432.5027 | 0.35173 | 858.3953 | 0.18098 | 425.8927
2024-11-11 | 11 | 51.98 | 0.083434 | 432.5861 | 0.18578 | 858.5811 | 0.10235 | 425.995
2024-11-11 | 11 | 53.96 | 0.011285 | 432.5974 | 0.025504 | 858.6066 | 0.014219 | 426.0092
2024-11-11 | 11 | 55.94 | 0 | 432.5974 | 0 | 858.6066 | 0 | 426.0092
2024-11-11 | 11 | 55.94 | 0 | 432.5974 | 0 | 858.6066 | 0 | 426.0092
2024-11-11 | 11 | 60.08 | 0 | 432.5974 | 0 | 858.6066 | 0 | 426.0092
2024-11-11 | 11 | 57.92 | 0 | 432.5974 | 0 | 858.6066 | 0 | 426.0092
2024-11-11 | 11 | 55.94 | 0 | 432.5974 | 0 | 858.6066 | 0 | 426.0092
2024-11-11 | 11 | 53.96 | 0 | 432.5974 | 0 | 858.6066 | 0 | 426.0092
2024-11-11 | 11 | 53.06 | 0.0030985 | 432.6005 | 0.006956 | 858.6136 | 0.0038575 | 426.0131
2024-11-11 | 11 | 53.06 | 0.025879 | 432.6264 | 0.058098 | 858.6717 | 0.032218 | 426.0453
2024-11-11 | 11 | 51.08 | 0.051639 | 432.678 | 0.11419 | 858.7859 | 0.062547 | 426.1079
2024-11-11 | 11 | 50 | 0.064949 | 432.7429 | 0.1424 | 858.9283 | 0.07745 | 426.1853
2024-11-11 | 11 | 50 | 0.10678 | 432.8497 | 0.2341 | 859.1624 | 0.12733 | 426.3126
2024-11-11 | 11 | 48.92 | 0.13032 | 432.98 | 0.28324 | 859.4456 | 0.15292 | 426.4656
2024-11-11 | 11 | 48.92 | 0.12334 | 433.1034 | 0.26808 | 859.7137 | 0.14474 | 426.6103
2024-11-12 | 11 | 48.92 | 0.13223 | 433.2356 | 0.28739 | 860.0011 | 0.15516 | 426.7655
2024-11-12 | 11 | 48.92 | 0.13246 | 433.3681 | 0.2879 | 860.289 | 0.15544 | 426.9209
2024-11-12 | 11 | 48.92 | 0.13007 | 433.4982 | 0.28271 | 860.5717 | 0.15263 | 427.0735
2024-11-12 | 11 | 48.92 | 0.13319 | 433.6313 | 0.28948 | 860.8612 | 0.15629 | 427.2298
2024-11-12 | 11 | 48.92 | 0.12644 | 433.7578 | 0.27481 | 861.136 | 0.14837 | 427.3782
2024-11-12 | 11 | 48.02 | 0.12272 | 433.8805 | 0.26474 | 861.4007 | 0.14202 | 427.5202
2024-11-12 | 11 | 48.02 | 0.12058 | 434.0011 | 0.26013 | 861.6608 | 0.13955 | 427.6598
2024-11-12 | 11 | 48.02 | 0.11208 | 434.1132 | 0.2418 | 861.9026 | 0.12972 | 427.7895
2024-11-12 | 11 | 48.02 | 0.10999 | 434.2232 | 0.23729 | 862.1399 | 0.1273 | 427.9168
2024-11-12 | 11 | 48.92 | 0.099421 | 434.3226 | 0.21608 | 862.356 | 0.11666 | 428.0334
2024-11-12 | 11 | 48.92 | 0.086916 | 434.4095 | 0.18891 | 862.5449 | 0.10199 | 428.1354
2024-11-12 | 11 | 48.92 | 0.076471 | 434.486 | 0.1662 | 862.7111 | 0.089733 | 428.2252
2024-11-12 | 11 | 48.92 | 0.078491 | 434.5645 | 0.17059 | 862.8817 | 0.092103 | 428.3173
2024-11-12 | 11 | 51.08 | 0.075604 | 434.6401 | 0.16718 | 863.0489 | 0.091575 | 428.4088
2024-11-12 | 11 | 51.08 | 0.071976 | 434.712 | 0.15916 | 863.2081 | 0.08718 | 428.496
2024-11-12 | 11 | 51.08 | 0.063351 | 434.7754 | 0.14008 | 863.3481 | 0.076733 | 428.5728
2024-11-12 | 11 | 50 | 0.068602 | 434.844 | 0.15041 | 863.4986 | 0.081806 | 428.6546
2024-11-12 | 11 | 50 | 0.07234 | 434.9163 | 0.1586 | 863.6572 | 0.086264 | 428.7408
2024-11-12 | 11 | 50 | 0.067151 | 434.9835 | 0.14723 | 863.8044 | 0.080076 | 428.8209
2024-11-12 | 11 | 50 | 0.070204 | 435.0537 | 0.15392 | 863.9583 | 0.083717 | 428.9046
2024-11-12 | 11 | 48.02 | 0.078843 | 435.1325 | 0.17009 | 864.1284 | 0.091248 | 428.9959
2024-11-12 | 11 | 44.96 | 0.10646 | 435.239 | 0.22367 | 864.3521 | 0.11722 | 429.1131
2024-11-12 | 11 | 46.04 | 0.12569 | 435.3647 | 0.26662 | 864.6187 | 0.14093 | 429.254
2024-11-12 | 11 | 48.02 | 0.12693 | 435.4916 | 0.27383 | 864.8925 | 0.1469 | 429.4009
2024-11-13 | 11 | 48.02 | 0.13433 | 435.6259 | 0.2898 | 865.1823 | 0.15547 | 429.5564
2024-11-13 | 11 | 48.02 | 0.14029 | 435.7662 | 0.30266 | 865.485 | 0.16237 | 429.7187
2024-11-13 | 11 | 46.04 | 0.15304 | 435.9193 | 0.32462 | 865.8096 | 0.17158 | 429.8903
2024-11-13 | 11 | 42.98 | 0.17901 | 436.0983 | 0.36937 | 866.179 | 0.19036 | 430.0807
2024-11-13 | 11 | 44.96 | 0.18275 | 436.281 | 0.38398 | 866.5629 | 0.20122 | 430.2819
2024-11-13 | 11 | 46.04 | 0.17215 | 436.4532 | 0.36515 | 866.9281 | 0.19301 | 430.4749
2024-11-13 | 11 | 46.04 | 0.16674 | 436.6199 | 0.35369 | 867.2818 | 0.18695 | 430.6619
2024-11-13 | 11 | 46.94 | 0.13271 | 436.7526 | 0.2837 | 867.5655 | 0.15099 | 430.8129
2024-11-13 | 11 | 48.92 | 0.084323 | 436.837 | 0.18327 | 867.7488 | 0.098947 | 430.9118
2024-11-13 | 11 | 57.92 | 0.045509 | 436.8825 | 0.10577 | 867.8545 | 0.060259 | 430.9721
2024-11-13 | 11 | 60.08 | 0.0085542 | 436.891 | 0.02017 | 867.8747 | 0.011616 | 430.9837
2024-11-13 | 11 | 60.98 | 0 | 436.891 | 0 | 867.8747 | 0 | 430.9837
2024-11-13 | 11 | 60.98 | 0 | 436.891 | 0 | 867.8747 | 0 | 430.9837
2024-11-13 | 11 | 62.06 | 0 | 436.891 | 0 | 867.8747 | 0 | 430.9837
2024-11-13 | 11 | 62.06 | 0 | 436.891 | 0 | 867.8747 | 0 | 430.9837
2024-11-13 | 11 | 59 | 0 | 436.891 | 0 | 867.8747 | 0 | 430.9837
2024-11-13 | 11 | 53.06 | 0 | 436.891 | 0 | 867.8747 | 0 | 430.9837
2024-11-13 | 11 | 50 | 0 | 436.891 | 0 | 867.8747 | 0 | 430.9837
2024-11-13 | 11 | 50 | 0.0090332 | 436.9001 | 0.019805 | 867.8945 | 0.010772 | 430.9944
2024-11-13 | 11 | 48.02 | 0.068451 | 436.9685 | 0.14767 | 868.0422 | 0.07922 | 431.0737
2024-11-13 | 11 | 46.94 | 0.11918 | 437.0877 | 0.25478 | 868.297 | 0.1356 | 431.2093
2024-11-13 | 11 | 44.96 | 0.17195 | 437.2596 | 0.36127 | 868.6582 | 0.18933 | 431.3986
2024-11-13 | 11 | 42.98 | 0.20548 | 437.4651 | 0.42398 | 869.0822 | 0.2185 | 431.6171
2024-11-13 | 11 | 42.08 | 0.21669 | 437.6818 | 0.44332 | 869.5255 | 0.22663 | 431.8437
2024-11-14 | 11 | 42.08 | 0.23253 | 437.9143 | 0.47573 | 870.0012 | 0.2432 | 432.0869
2024-11-14 | 11 | 40.64 | 0.25144 | 438.1658 | 0.50727 | 870.5085 | 0.25583 | 432.3428
2024-11-14 | 11 | 37.94 | 0.28026 | 438.446 | 0.55009 | 871.0586 | 0.26983 | 432.6126
2024-11-14 | 11 | 37.94 | 0.28927 | 438.7353 | 0.56777 | 871.6264 | 0.2785 | 432.8911
2024-11-14 | 11 | 37.94 | 0.28589 | 439.0212 | 0.56115 | 872.1875 | 0.27525 | 433.1663
2024-11-14 | 11 | 39.38 | 0.28338 | 439.3046 | 0.56454 | 872.7521 | 0.28116 | 433.4475
2024-11-14 | 11 | 42.08 | 0.27081 | 439.5754 | 0.55405 | 873.3061 | 0.28324 | 433.7307
2024-11-14 | 11 | 42.8 | 0.20742 | 439.7828 | 0.42727 | 873.7334 | 0.21985 | 433.9506
2024-11-14 | 11 | 46.04 | 0.12766 | 439.9105 | 0.2708 | 874.0042 | 0.14313 | 434.0937
2024-11-14 | 11 | 48.92 | 0.048611 | 439.9591 | 0.10565 | 874.1098 | 0.057041 | 434.1508
2024-11-14 | 11 | 57.02 | 0.0017986 | 439.9609 | 0.0041545 | 874.114 | 0.0023559 | 434.1531
2024-11-14 | 11 | 57.92 | 0 | 439.9609 | 0 | 874.114 | 0 | 434.1531
2024-11-14 | 11 | 57.92 | 0 | 439.9609 | 0 | 874.114 | 0 | 434.1531
2024-11-14 | 11 | 62.06 | 0 | 439.9609 | 0 | 874.114 | 0 | 434.1531
2024-11-14 | 11 | 62.06 | 0 | 439.9609 | 0 | 874.114 | 0 | 434.1531
2024-11-14 | 11 | 60.98 | 0 | 439.9609 | 0 | 874.114 | 0 | 434.1531
2024-11-14 | 11 | 53.96 | 0 | 439.9609 | 0 | 874.114 | 0 | 434.1531
2024-11-14 | 11 | 50 | 0 | 439.9609 | 0 | 874.114 | 0 | 434.1531
2024-11-14 | 11 | 50 | 0 | 439.9609 | 0 | 874.114 | 0 | 434.1531
2024-11-14 | 11 | 49.82 | 0.0076045 | 439.9685 | 0.016649 | 874.1307 | 0.0090442 | 434.1622
2024-11-14 | 11 | 48.02 | 0.049111 | 440.0176 | 0.10595 | 874.2366 | 0.056838 | 434.219
2024-11-14 | 11 | 42.08 | 0.10372 | 440.1213 | 0.2122 | 874.4488 | 0.10848 | 434.3275
2024-11-14 | 11 | 43.7 | 0.14625 | 440.2676 | 0.30378 | 874.7526 | 0.15753 | 434.485
2024-11-14 | 11 | 41 | 0.18599 | 440.4536 | 0.37657 | 875.1291 | 0.19058 | 434.6756
2024-11-15 | 11 | 41 | 0.21694 | 440.6705 | 0.43923 | 875.5684 | 0.22229 | 434.8979
2024-11-15 | 11 | 42.26 | 0.22364 | 440.8941 | 0.45833 | 876.0267 | 0.23469 | 435.1326
2024-11-15 | 11 | 41.18 | 0.23575 | 441.1299 | 0.47814 | 876.5048 | 0.2424 | 435.375
2024-11-15 | 11 | 40.64 | 0.24937 | 441.3793 | 0.50311 | 877.008 | 0.25373 | 435.6287
2024-11-15 | 11 | 39.2 | 0.26348 | 441.6427 | 0.52394 | 877.5319 | 0.26046 | 435.8892
2024-11-15 | 11 | 38.84 | 0.2685 | 441.9112 | 0.53196 | 878.0639 | 0.26346 | 436.1526
2024-11-15 | 11 | 38.12 | 0.27227 | 442.1835 | 0.53541 | 878.5993 | 0.26314 | 436.4158
2024-11-15 | 11 | 39.38 | 0.22866 | 442.4122 | 0.45553 | 879.0548 | 0.22687 | 436.6426
2024-11-15 | 11 | 44.24 | 0.14898 | 442.5611 | 0.31099 | 879.3658 | 0.16201 | 436.8046
2024-11-15 | 11 | 53.06 | 0.079204 | 442.6403 | 0.17781 | 879.5436 | 0.098604 | 436.9032
2024-11-15 | 11 | 55.04 | 0.016708 | 442.6571 | 0.038058 | 879.5817 | 0.02135 | 436.9246
2024-11-15 | 11 | 55.94 | 0 | 442.6571 | 0 | 879.5817 | 0 | 436.9246
2024-11-15 | 11 | 55.94 | 0 | 442.6571 | 0 | 879.5817 | 0 | 436.9246
2024-11-15 | 11 | 60.98 | 0 | 442.6571 | 0 | 879.5817 | 0 | 436.9246
2024-11-15 | 11 | 60.98 | 0 | 442.6571 | 0 | 879.5817 | 0 | 436.9246
2024-11-15 | 11 | 59 | 0 | 442.6571 | 0 | 879.5817 | 0 | 436.9246
2024-11-15 | 11 | 57.02 | 0 | 442.6571 | 0 | 879.5817 | 0 | 436.9246
2024-11-15 | 11 | 55.04 | 0 | 442.6571 | 0 | 879.5817 | 0 | 436.9246
2024-11-15 | 11 | 55.04 | 0 | 442.6571 | 0 | 879.5817 | 0 | 436.9246
2024-11-15 | 11 | 53.96 | 0 | 442.6571 | 0 | 879.5817 | 0 | 436.9246
2024-11-15 | 11 | 53.96 | 0.018363 | 442.6754 | 0.0415 | 879.6232 | 0.023137 | 436.9477
2024-11-15 | 11 | 53.96 | 0.043774 | 442.7192 | 0.098927 | 879.7221 | 0.055153 | 437.0029
2024-11-15 | 11 | 53.06 | 0.066805 | 442.786 | 0.14997 | 879.8721 | 0.083169 | 437.0861
2024-11-15 | 11 | 53.06 | 0.083723 | 442.8697 | 0.18795 | 880.06 | 0.10423 | 437.1903
2024-11-16 | 11 | 53.06 | 0.095515 | 442.9652 | 0.21443 | 880.2744 | 0.11891 | 437.3092
2024-11-16 | 11 | 53.06 | 0.10201 | 443.0673 | 0.22902 | 880.5035 | 0.127 | 437.4362
2024-11-16 | 11 | 53.6 | 0.10373 | 443.171 | 0.23381 | 880.7373 | 0.13008 | 437.5663
2024-11-16 | 11 | 53.6 | 0.10416 | 443.2751 | 0.23476 | 880.972 | 0.13061 | 437.6969
2024-11-16 | 11 | 53.06 | 0.10612 | 443.3813 | 0.23824 | 881.2103 | 0.13212 | 437.829
2024-11-16 | 11 | 51.08 | 0.11164 | 443.4929 | 0.24687 | 881.4571 | 0.13523 | 437.9642
2024-11-16 | 11 | 50 | 0.11747 | 443.6104 | 0.25755 | 881.7147 | 0.14008 | 438.1043
2024-11-16 | 11 | 55.94 | 0.092742 | 443.7031 | 0.21261 | 881.9273 | 0.11986 | 438.2242
2024-11-16 | 11 | 59 | 0.068426 | 443.7715 | 0.16019 | 882.0875 | 0.091768 | 438.3159
2024-11-16 | 11 | 60.08 | 0.051385 | 443.8229 | 0.12116 | 882.2087 | 0.069778 | 438.3857
2024-11-16 | 11 | 62.96 | 0.026026 | 443.849 | 0.062515 | 882.2712 | 0.036489 | 438.4222
2024-11-16 | 11 | 64.94 | 0.0042607 | 443.8532 | 0.010361 | 882.2815 | 0.0061003 | 438.4283
2024-11-16 | 11 | 64.94 | 0 | 443.8532 | 0 | 882.2815 | 0 | 438.4283
2024-11-16 | 11 | 68 | 0 | 443.8532 | 0 | 882.2815 | 0 | 438.4283
2024-11-16 | 11 | 66.92 | 0 | 443.8532 | 0 | 882.2815 | 0 | 438.4283
2024-11-16 | 11 | 64.04 | 0.0086369 | 443.8619 | 0.020886 | 882.3024 | 0.012249 | 438.4406
2024-11-16 | 11 | 59 | 0.037639 | 443.8995 | 0.088117 | 882.3905 | 0.050479 | 438.491
2024-11-16 | 11 | 55.04 | 0.066693 | 443.9662 | 0.15191 | 882.5424 | 0.085219 | 438.5763
2024-11-16 | 11 | 55.04 | 0.071711 | 444.0379 | 0.16334 | 882.7058 | 0.091631 | 438.6679
2024-11-16 | 11 | 53.06 | 0.072222 | 444.1101 | 0.16214 | 882.8679 | 0.089913 | 438.7578
2024-11-16 | 11 | 51.26 | 0.081933 | 444.1921 | 0.18143 | 883.0493 | 0.099495 | 438.8573
2024-11-16 | 11 | 46.58 | 0.11004 | 444.3021 | 0.2345 | 883.2839 | 0.12447 | 438.9818
2024-11-16 | 11 | 46.04 | 0.14152 | 444.4436 | 0.30019 | 883.584 | 0.15867 | 439.1404
2024-11-16 | 11 | 44.42 | 0.1694 | 444.613 | 0.35419 | 883.9382 | 0.18479 | 439.3252
2024-11-17 | 11 | 42.8 | 0.19967 | 444.8127 | 0.4113 | 884.3495 | 0.21163 | 439.5369
2024-11-17 | 11 | 41.36 | 0.22633 | 445.039 | 0.45985 | 884.8094 | 0.23352 | 439.7704
2024-11-17 | 11 | 40.28 | 0.24719 | 445.2862 | 0.49693 | 885.3063 | 0.24974 | 440.0201
2024-11-17 | 11 | 39.38 | 0.26985 | 445.5561 | 0.53759 | 885.8439 | 0.26774 | 440.2879
2024-11-17 | 11 | 38.3 | 0.28387 | 445.8399 | 0.55928 | 886.4032 | 0.27541 | 440.5633
2024-11-17 | 11 | 38.12 | 0.28397 | 446.1239 | 0.55842 | 886.9616 | 0.27445 | 440.8377
2024-11-17 | 11 | 37.76 | 0.28517 | 446.4091 | 0.55866 | 887.5203 | 0.27349 | 441.1112
2024-11-17 | 11 | 37.22 | 0.25431 | 446.6634 | 0.49538 | 888.0157 | 0.24106 | 441.3523
2024-11-17 | 11 | 42.26 | 0.15245 | 446.8158 | 0.31243 | 888.3281 | 0.15998 | 441.5123
2024-11-17 | 11 | 53.06 | 0.03806 | 446.8539 | 0.085442 | 888.4135 | 0.047382 | 441.5596
2024-11-17 | 11 | 60.08 | 0 | 446.8539 | 0 | 888.4135 | 0 | 441.5596
2024-11-17 | 11 | 62.96 | 0 | 446.8539 | 0 | 888.4135 | 0 | 441.5596
2024-11-17 | 11 | 62.96 | 0 | 446.8539 | 0 | 888.4135 | 0 | 441.5596
2024-11-17 | 11 | 66.92 | 0 | 446.8539 | 0 | 888.4135 | 0 | 441.5596
2024-11-17 | 11 | 68 | 0 | 446.8539 | 0 | 888.4135 | 0 | 441.5596
2024-11-17 | 11 | 64.94 | 0 | 446.8539 | 0 | 888.4135 | 0 | 441.5596
2024-11-17 | 11 | 62.06 | 0 | 446.8539 | 0 | 888.4135 | 0 | 441.5596
2024-11-17 | 11 | 51.98 | 0 | 446.8539 | 0 | 888.4135 | 0 | 441.5596
2024-11-17 | 11 | 51.98 | 0 | 446.8539 | 0 | 888.4135 | 0 | 441.5596
2024-11-17 | 11 | 54.32 | 0 | 446.8539 | 0 | 888.4135 | 0 | 441.5596
2024-11-17 | 11 | 52.52 | 0.022592 | 446.8765 | 0.050513 | 888.464 | 0.02792 | 441.5876
2024-11-17 | 11 | 50.36 | 0.052669 | 446.9291 | 0.11581 | 888.5798 | 0.063138 | 441.6507
2024-11-17 | 11 | 50.36 | 0.08557 | 447.0147 | 0.18815 | 888.768 | 0.10258 | 441.7533
2024-11-17 | 11 | 48.92 | 0.1125 | 447.1272 | 0.24451 | 889.0125 | 0.13201 | 441.8853
2024-11-18 | 11 | 48.02 | 0.1345 | 447.2617 | 0.29017 | 889.3027 | 0.15566 | 442.0409
2024-11-18 | 11 | 47.66 | 0.14947 | 447.4112 | 0.32148 | 889.6241 | 0.17201 | 442.213
2024-11-18 | 11 | 47.48 | 0.15787 | 447.5691 | 0.33905 | 889.9632 | 0.18117 | 442.3941
2024-11-18 | 11 | 48.02 | 0.15804 | 447.7271 | 0.34095 | 890.3041 | 0.18291 | 442.577
2024-11-18 | 11 | 48.02 | 0.15629 | 447.8834 | 0.33718 | 890.6413 | 0.18088 | 442.7579
2024-11-18 | 11 | 48.92 | 0.14561 | 448.029 | 0.31648 | 890.9578 | 0.17086 | 442.9288
2024-11-18 | 11 | 48.92 | 0.1365 | 448.1655 | 0.29666 | 891.2545 | 0.16017 | 443.089
2024-11-18 | 11 | 53.06 | 0.098412 | 448.2639 | 0.22093 | 891.4754 | 0.12252 | 443.2115
2024-11-18 | 11 | 55.04 | 0.055977 | 448.3199 | 0.1275 | 891.6029 | 0.071526 | 443.283
2024-11-18 | 11 | 55.94 | 0.038015 | 448.3579 | 0.087146 | 891.69 | 0.049131 | 443.3321
2024-11-18 | 11 | 60.08 | 0.0073171 | 448.3652 | 0.017253 | 891.7073 | 0.0099362 | 443.3421
2024-11-18 | 11 | 66.02 | 0 | 448.3652 | 0 | 891.7073 | 0 | 443.3421
2024-11-18 | 11 | 66.02 | 0 | 448.3652 | 0 | 891.7073 | 0 | 443.3421
2024-11-18 | 11 | 68 | 0 | 448.3652 | 0 | 891.7073 | 0 | 443.3421
2024-11-18 | 11 | 68 | 0 | 448.3652 | 0 | 891.7073 | 0 | 443.3421
2024-11-18 | 11 | 68 | 0 | 448.3652 | 0 | 891.7073 | 0 | 443.3421
2024-11-18 | 11 | 69.08 | 0 | 448.3652 | 0 | 891.7073 | 0 | 443.3421
2024-11-18 | 11 | 69.8 | 0 | 448.3652 | 0 | 891.7073 | 0 | 443.3421
2024-11-18 | 11 | 69.08 | 0 | 448.3652 | 0 | 891.7073 | 0 | 443.3421
2024-11-18 | 11 | 68 | 0 | 448.3652 | 0 | 891.7073 | 0 | 443.3421
2024-11-18 | 11 | 64.94 | 0 | 448.3652 | 0 | 891.7073 | 0 | 443.3421
2024-11-18 | 11 | 57.2 | 0.0095594 | 448.3748 | 0.022108 | 891.7294 | 0.012549 | 443.3546
2024-11-18 | 11 | 55.94 | 0.066124 | 448.4409 | 0.15158 | 891.881 | 0.08546 | 443.4401
2024-11-18 | 11 | 53.06 | 0.095926 | 448.5368 | 0.21535 | 892.0963 | 0.11942 | 443.5595
2024-11-19 | 11 | 51.08 | 0.14355 | 448.6804 | 0.31743 | 892.4138 | 0.17388 | 443.7334
2024-11-19 | 11 | 48.02 | 0.1981 | 448.8785 | 0.42736 | 892.8411 | 0.22927 | 443.9626
2024-11-19 | 11 | 46.94 | 0.23123 | 449.1097 | 0.49431 | 893.3354 | 0.26308 | 444.2257
2024-11-19 | 11 | 46.04 | 0.24487 | 449.3546 | 0.51941 | 893.8548 | 0.27455 | 444.5003
2024-11-19 | 11 | 46.04 | 0.26063 | 449.6152 | 0.55285 | 894.4077 | 0.29222 | 444.7925
2024-11-19 | 11 | 44.96 | 0.26642 | 449.8816 | 0.55977 | 894.9675 | 0.29335 | 445.0858
2024-11-19 | 11 | 44.96 | 0.26099 | 450.1426 | 0.54836 | 895.5158 | 0.28737 | 445.3732
2024-11-19 | 11 | 46.04 | 0.22065 | 450.3633 | 0.46805 | 895.9839 | 0.24739 | 445.6206
2024-11-19 | 11 | 46.94 | 0.19138 | 450.5547 | 0.40913 | 896.393 | 0.21775 | 445.8383
2024-11-19 | 11 | 48.92 | 0.14424 | 450.6989 | 0.3135 | 896.7065 | 0.16926 | 446.0076
2024-11-19 | 11 | 51.98 | 0.09655 | 450.7955 | 0.21498 | 896.9215 | 0.11843 | 446.126
2024-11-19 | 11 | 53.06 | 0.094749 | 450.8902 | 0.21271 | 897.1342 | 0.11796 | 446.244
2024-11-19 | 11 | 53.06 | 0.09992 | 450.9901 | 0.22432 | 897.3585 | 0.12439 | 446.3684
2024-11-19 | 11 | 53.06 | 0.10036 | 451.0905 | 0.2253 | 897.5838 | 0.12494 | 446.4933
2024-11-19 | 11 | 53.06 | 0.086905 | 451.1774 | 0.1951 | 897.7789 | 0.10819 | 446.6015
2024-11-19 | 11 | 50 | 0.10556 | 451.2829 | 0.23143 | 898.0103 | 0.12587 | 446.7274
2024-11-19 | 11 | 46.94 | 0.13994 | 451.4229 | 0.29915 | 898.3095 | 0.15921 | 446.8866
2024-11-19 | 11 | 44.96 | 0.18672 | 451.6096 | 0.39231 | 898.7018 | 0.20559 | 447.0922
2024-11-19 | 11 | 44.96 | 0.20247 | 451.8121 | 0.4254 | 899.1272 | 0.22293 | 447.3151
2024-11-19 | 11 | 42.08 | 0.20742 | 452.0195 | 0.42435 | 899.5515 | 0.21693 | 447.5321
2024-11-19 | 11 | 41 | 0.24464 | 452.2641 | 0.49532 | 900.0469 | 0.25067 | 447.7827
2024-11-19 | 11 | 39.02 | 0.27656 | 452.5407 | 0.54894 | 900.5958 | 0.27238 | 448.0551
2024-11-19 | 11 | 39.02 | 0.28004 | 452.8207 | 0.55585 | 901.1516 | 0.27581 | 448.3309
2024-11-19 | 11 | 37.04 | 0.31845 | 453.1392 | 0.6191 | 901.7707 | 0.30066 | 448.6316
2024-11-20 | 11 | 35.6 | 0.37188 | 453.5111 | 0.71174 | 902.4825 | 0.33986 | 448.9714
2024-11-20 | 11 | 33.98 | 0.36485 | 453.8759 | 0.68565 | 903.1681 | 0.3208 | 449.2922
2024-11-20 | 11 | 32.18 | 0.41078 | 454.2867 | 0.75585 | 903.924 | 0.34508 | 449.6373
2024-11-20 | 11 | 30.02 | 0.46535 | 454.752 | 0.83393 | 904.7579 | 0.36858 | 450.0059
2024-11-20 | 11 | 32 | 0.42381 | 455.1758 | 0.77816 | 905.5361 | 0.35435 | 450.3602
2024-11-20 | 11 | 30.02 | 0.43835 | 455.6142 | 0.78555 | 906.3216 | 0.3472 | 450.7074
2024-11-20 | 11 | 30.02 | 0.45887 | 456.0731 | 0.82232 | 907.1439 | 0.36345 | 451.0709
2024-11-20 | 11 | 35.96 | 0.36244 | 456.4355 | 0.69644 | 907.8404 | 0.33399 | 451.4049
2024-11-20 | 11 | 33.62 | 0.26906 | 456.7046 | 0.50353 | 908.3439 | 0.23448 | 451.6394
2024-11-20 | 11 | 43.16 | 0.13835 | 456.8429 | 0.28594 | 908.6299 | 0.1476 | 451.787
2024-11-20 | 11 | 47.3 | 0.042497 | 456.8854 | 0.091127 | 908.721 | 0.04863 | 451.8356
2024-11-20 | 11 | 53.96 | 0.0018095 | 456.8872 | 0.0040895 | 908.7251 | 0.0022799 | 451.8379
2024-11-20 | 11 | 53.96 | 0 | 456.8872 | 0 | 908.7251 | 0 | 451.8379
2024-11-20 | 11 | 55.94 | 0 | 456.8872 | 0 | 908.7251 | 0 | 451.8379
2024-11-20 | 11 | 55.94 | 0 | 456.8872 | 0 | 908.7251 | 0 | 451.8379
2024-11-20 | 11 | 55.04 | 0 | 456.8872 | 0 | 908.7251 | 0 | 451.8379
2024-11-20 | 11 | 48.92 | 0 | 456.8872 | 0 | 908.7251 | 0 | 451.8379
2024-11-20 | 11 | 49.64 | 0 | 456.8872 | 0 | 908.7251 | 0 | 451.8379
2024-11-20 | 11 | 44.96 | 0.018656 | 456.9059 | 0.039198 | 908.7643 | 0.020542 | 451.8584
2024-11-20 | 11 | 45.68 | 0.066358 | 456.9722 | 0.14032 | 908.9046 | 0.073958 | 451.9324
2024-11-20 | 11 | 44.06 | 0.095542 | 457.0678 | 0.19911 | 909.1037 | 0.10357 | 452.0359
2024-11-20 | 11 | 42.26 | 0.13729 | 457.2051 | 0.28136 | 909.3851 | 0.14407 | 452.18
2024-11-20 | 11 | 41.18 | 0.17886 | 457.3839 | 0.36277 | 909.7478 | 0.18391 | 452.3639
2024-11-20 | 11 | 40.28 | 0.21287 | 457.5968 | 0.42793 | 910.1758 | 0.21506 | 452.579
2024-11-21 | 11 | 40.28 | 0.23533 | 457.8321 | 0.47308 | 910.6489 | 0.23775 | 452.8167
2024-11-21 | 11 | 40.1 | 0.24987 | 458.082 | 0.50142 | 911.1503 | 0.25155 | 453.0683
2024-11-21 | 11 | 40.28 | 0.25724 | 458.3392 | 0.51714 | 911.6674 | 0.25989 | 453.3282
2024-11-21 | 11 | 40.82 | 0.25778 | 458.597 | 0.52099 | 912.1884 | 0.26321 | 453.5914
2024-11-21 | 11 | 39.02 | 0.26607 | 458.8631 | 0.52811 | 912.7165 | 0.26205 | 453.8534
2024-11-21 | 11 | 39.74 | 0.25775 | 459.1208 | 0.51536 | 913.2319 | 0.25761 | 454.111
2024-11-21 | 11 | 41 | 0.23529 | 459.3561 | 0.47637 | 913.7083 | 0.24108 | 454.3521
2024-11-21 | 11 | 40.82 | 0.20658 | 459.5627 | 0.41752 | 914.1258 | 0.21093 | 454.5631
2024-11-21 | 11 | 44.06 | 0.15779 | 459.7205 | 0.32885 | 914.4546 | 0.17106 | 454.7341
2024-11-21 | 11 | 50 | 0.094783 | 459.8153 | 0.20781 | 914.6624 | 0.11303 | 454.8471
2024-11-21 | 11 | 55.04 | 0.045003 | 459.8603 | 0.10251 | 914.7649 | 0.057504 | 454.9046
2024-11-21 | 11 | 60.98 | 0.013892 | 459.8742 | 0.03295 | 914.7979 | 0.019058 | 454.9237
2024-11-21 | 11 | 60.98 | 0 | 459.8742 | 0 | 914.7979 | 0 | 454.9237
2024-11-21 | 11 | 64.04 | 0 | 459.8742 | 0 | 914.7979 | 0 | 454.9237
2024-11-21 | 11 | 64.04 | 0 | 459.8742 | 0 | 914.7979 | 0 | 454.9237
2024-11-21 | 11 | 64.04 | 0 | 459.8742 | 0 | 914.7979 | 0 | 454.9237
2024-11-21 | 11 | 57.92 | 0 | 459.8742 | 0 | 914.7979 | 0 | 454.9237
2024-11-21 | 11 | 58.82 | 0 | 459.8742 | 0 | 914.7979 | 0 | 454.9237
2024-11-21 | 11 | 51.98 | 0 | 459.8742 | 0 | 914.7979 | 0 | 454.9237
2024-11-21 | 11 | 57.74 | 0 | 459.8742 | 0 | 914.7979 | 0 | 454.9237
2024-11-21 | 11 | 55.22 | 0.0024192 | 459.8766 | 0.0055175 | 914.8034 | 0.0030983 | 454.9268
2024-11-21 | 11 | 48.02 | 0.040324 | 459.9169 | 0.086992 | 914.8904 | 0.046668 | 454.9735
2024-11-21 | 11 | 48.92 | 0.071185 | 459.9881 | 0.15472 | 915.0451 | 0.083531 | 455.057
2024-11-21 | 11 | 46.94 | 0.097307 | 460.0854 | 0.20802 | 915.2531 | 0.11071 | 455.1677
2024-11-22 | 11 | 46.94 | 0.12021 | 460.2056 | 0.25697 | 915.5101 | 0.13676 | 455.3045
2024-11-22 | 11 | 49.82 | 0.12103 | 460.3267 | 0.26498 | 915.7751 | 0.14394 | 455.4484
2024-11-22 | 11 | 47.48 | 0.13891 | 460.4656 | 0.29831 | 916.0734 | 0.1594 | 455.6078
2024-11-22 | 11 | 45.86 | 0.16023 | 460.6258 | 0.33935 | 916.4127 | 0.17912 | 455.7869
2024-11-22 | 11 | 46.04 | 0.18037 | 460.8062 | 0.38259 | 916.7953 | 0.20223 | 455.9892
2024-11-22 | 11 | 43.16 | 0.22421 | 461.0304 | 0.4634 | 917.2587 | 0.23919 | 456.2284
2024-11-22 | 11 | 46.04 | 0.22169 | 461.2521 | 0.47026 | 917.729 | 0.24856 | 456.4769
2024-11-22 | 11 | 44.06 | 0.18912 | 461.4412 | 0.39413 | 918.1231 | 0.20501 | 456.6819
2024-11-22 | 11 | 47.12 | 0.14972 | 461.5909 | 0.32055 | 918.4437 | 0.17083 | 456.8528
2024-11-22 | 11 | 55.94 | 0.077179 | 461.6681 | 0.17693 | 918.6206 | 0.099749 | 456.9525
2024-11-22 | 11 | 57.92 | 0.011607 | 461.6797 | 0.026977 | 918.6476 | 0.01537 | 456.9679
2024-11-22 | 11 | 59 | 0 | 461.6797 | 0 | 918.6476 | 0 | 456.9679
2024-11-22 | 11 | 59 | 0 | 461.6797 | 0 | 918.6476 | 0 | 456.9679
2024-11-22 | 11 | 59 | 0 | 461.6797 | 0 | 918.6476 | 0 | 456.9679
2024-11-22 | 11 | 57.92 | 0 | 461.6797 | 0 | 918.6476 | 0 | 456.9679
2024-11-22 | 11 | 55.94 | 0 | 461.6797 | 0 | 918.6476 | 0 | 456.9679
2024-11-22 | 11 | 51.98 | 0 | 461.6797 | 0 | 918.6476 | 0 | 456.9679
2024-11-22 | 11 | 50 | 0.007569 | 461.6873 | 0.016595 | 918.6642 | 0.0090259 | 456.9769
2024-11-22 | 11 | 50 | 0.059159 | 461.7464 | 0.1297 | 918.7939 | 0.070545 | 457.0475
2024-11-22 | 11 | 46.04 | 0.088755 | 461.8352 | 0.18827 | 918.9821 | 0.099512 | 457.147
2024-11-22 | 11 | 46.04 | 0.11622 | 461.9514 | 0.24653 | 919.2287 | 0.13031 | 457.2773
2024-11-22 | 11 | 44.06 | 0.16717 | 462.1186 | 0.34838 | 919.5771 | 0.18122 | 457.4585
2024-11-22 | 11 | 42.98 | 0.20789 | 462.3264 | 0.42895 | 920.006 | 0.22106 | 457.6796
2024-11-22 | 11 | 41 | 0.24283 | 462.5693 | 0.49163 | 920.4976 | 0.24881 | 457.9284
2024-11-23 | 11 | 41 | 0.27106 | 462.8403 | 0.5488 | 921.0464 | 0.27774 | 458.2061
2024-11-23 | 11 | 39.2 | 0.26744 | 463.1078 | 0.53181 | 921.5782 | 0.26437 | 458.4705
2024-11-23 | 11 | 37.76 | 0.29112 | 463.3989 | 0.57033 | 922.1486 | 0.27921 | 458.7497
2024-11-23 | 11 | 35.6 | 0.33941 | 463.7383 | 0.64959 | 922.7982 | 0.31018 | 459.0599
2024-11-23 | 11 | 32.54 | 0.3744 | 464.1127 | 0.69188 | 923.4901 | 0.31748 | 459.3773
2024-11-23 | 11 | 32.18 | 0.38616 | 464.4989 | 0.71056 | 924.2006 | 0.3244 | 459.7017
2024-11-23 | 11 | 32.36 | 0.38536 | 464.8842 | 0.71061 | 924.9112 | 0.32525 | 460.027
2024-11-23 | 11 | 33.44 | 0.35298 | 465.2372 | 0.65921 | 925.5704 | 0.30624 | 460.3332
2024-11-23 | 11 | 38.66 | 0.23895 | 465.4762 | 0.47253 | 926.043 | 0.23358 | 460.5668
2024-11-23 | 11 | 48.92 | 0.10571 | 465.5819 | 0.22975 | 926.2727 | 0.12404 | 460.6909
2024-11-23 | 11 | 53.96 | 0.020427 | 465.6023 | 0.046164 | 926.3189 | 0.025737 | 460.7166
2024-11-23 | 11 | 55.94 | 0 | 465.6023 | 0 | 926.3189 | 0 | 460.7166
2024-11-23 | 11 | 55.94 | 0 | 465.6023 | 0 | 926.3189 | 0 | 460.7166
2024-11-23 | 11 | 60.08 | 0 | 465.6023 | 0 | 926.3189 | 0 | 460.7166
2024-11-23 | 11 | 60.08 | 0 | 465.6023 | 0 | 926.3189 | 0 | 460.7166
2024-11-23 | 11 | 59 | 0 | 465.6023 | 0 | 926.3189 | 0 | 460.7166
2024-11-23 | 11 | 51.98 | 0 | 465.6023 | 0 | 926.3189 | 0 | 460.7166
2024-11-23 | 11 | 48.02 | 0 | 465.6023 | 0 | 926.3189 | 0 | 460.7166
2024-11-23 | 11 | 48.02 | 0.0026815 | 465.605 | 0.0057848 | 926.3247 | 0.0031033 | 460.7197
2024-11-23 | 11 | 47.12 | 0.04202 | 465.647 | 0.089966 | 926.4146 | 0.047946 | 460.7676
2024-11-23 | 11 | 45.5 | 0.077574 | 465.7246 | 0.16377 | 926.5784 | 0.086198 | 460.8538
2024-11-23 | 11 | 41.54 | 0.12763 | 465.8522 | 0.25977 | 926.8382 | 0.13214 | 460.986
2024-11-23 | 11 | 39.92 | 0.18067 | 466.0329 | 0.3619 | 927.2001 | 0.18123 | 461.1672
2024-11-23 | 11 | 39.56 | 0.21718 | 466.25 | 0.43345 | 927.6335 | 0.21627 | 461.3835
2024-11-24 | 11 | 38.84 | 0.24636 | 466.4964 | 0.48809 | 928.1216 | 0.24173 | 461.6252
2024-11-24 | 11 | 38.3 | 0.26789 | 466.7643 | 0.52779 | 928.6494 | 0.2599 | 461.8851
2024-11-24 | 11 | 37.58 | 0.28865 | 467.0529 | 0.5644 | 929.2138 | 0.27576 | 462.1609
2024-11-24 | 11 | 35.96 | 0.31166 | 467.3646 | 0.59886 | 929.8127 | 0.2872 | 462.4481
2024-11-24 | 11 | 32.72 | 0.34454 | 467.7091 | 0.63805 | 930.4507 | 0.29351 | 462.7416
2024-11-24 | 11 | 33.08 | 0.35405 | 468.0632 | 0.65844 | 931.1092 | 0.30439 | 463.046
2024-11-24 | 11 | 34.34 | 0.34013 | 468.4033 | 0.64182 | 931.751 | 0.30169 | 463.3477
2024-11-24 | 11 | 34.52 | 0.30007 | 468.7034 | 0.56739 | 932.3184 | 0.26732 | 463.615
2024-11-24 | 11 | 39.38 | 0.18496 | 468.8883 | 0.36848 | 932.6868 | 0.18352 | 463.7985
2024-11-24 | 11 | 51.08 | 0.05808 | 468.9464 | 0.12843 | 932.8153 | 0.070349 | 463.8689
2024-11-24 | 11 | 55.94 | 0 | 468.9464 | 0 | 932.8153 | 0 | 463.8689
2024-11-24 | 11 | 60.08 | 0 | 468.9464 | 0 | 932.8153 | 0 | 463.8689
2024-11-24 | 11 | 60.08 | 0 | 468.9464 | 0 | 932.8153 | 0 | 463.8689
2024-11-24 | 11 | 62.96 | 0 | 468.9464 | 0 | 932.8153 | 0 | 463.8689
2024-11-24 | 11 | 64.94 | 0 | 468.9464 | 0 | 932.8153 | 0 | 463.8689
2024-11-24 | 11 | 62.06 | 0 | 468.9464 | 0 | 932.8153 | 0 | 463.8689
2024-11-24 | 11 | 55.04 | 0 | 468.9464 | 0 | 932.8153 | 0 | 463.8689
2024-11-24 | 11 | 54.86 | 0 | 468.9464 | 0 | 932.8153 | 0 | 463.8689
2024-11-24 | 11 | 48.02 | 0 | 468.9464 | 0 | 932.8153 | 0 | 463.8689
2024-11-24 | 11 | 49.46 | 0.010311 | 468.9567 | 0.022508 | 932.8378 | 0.012197 | 463.8811
2024-11-24 | 11 | 48.02 | 0.04755 | 469.0043 | 0.10258 | 932.9404 | 0.055032 | 463.9361
2024-11-24 | 11 | 45.14 | 0.085275 | 469.0896 | 0.17946 | 933.1198 | 0.094181 | 464.0303
2024-11-24 | 11 | 44.96 | 0.12502 | 469.2146 | 0.26267 | 933.3825 | 0.13765 | 464.1679
2024-11-24 | 11 | 44.06 | 0.15734 | 469.3719 | 0.32791 | 933.7104 | 0.17057 | 464.3385
2024-11-25 | 11 | 43.52 | 0.18387 | 469.5558 | 0.38129 | 934.0917 | 0.19742 | 464.5359
2024-11-25 | 11 | 42.44 | 0.20514 | 469.7609 | 0.42113 | 934.5128 | 0.21599 | 464.7519
2024-11-25 | 11 | 42.26 | 0.21796 | 469.9789 | 0.4467 | 934.9595 | 0.22873 | 464.9806
2024-11-25 | 11 | 42.44 | 0.2241 | 470.203 | 0.46005 | 935.4196 | 0.23595 | 465.2166
2024-11-25 | 11 | 39.2 | 0.24658 | 470.4496 | 0.49033 | 935.9099 | 0.24375 | 465.4603
2024-11-25 | 11 | 39.92 | 0.24895 | 470.6985 | 0.49867 | 936.4086 | 0.24972 | 465.7101
2024-11-25 | 11 | 41 | 0.23254 | 470.9311 | 0.4708 | 936.8794 | 0.23826 | 465.9483
2024-11-25 | 11 | 39.92 | 0.2086 | 471.1397 | 0.41785 | 937.2972 | 0.20924 | 466.1576
2024-11-25 | 11 | 46.04 | 0.13742 | 471.2771 | 0.2915 | 937.5887 | 0.15408 | 466.3116
2024-11-25 | 11 | 51.08 | 0.067908 | 471.345 | 0.15016 | 937.7389 | 0.082253 | 466.3939
2024-11-25 | 11 | 57.02 | 0.010607 | 471.3556 | 0.0245 | 937.7634 | 0.013893 | 466.4078
2024-11-25 | 11 | 60.98 | 0 | 471.3556 | 0 | 937.7634 | 0 | 466.4078
2024-11-25 | 11 | 60.98 | 0 | 471.3556 | 0 | 937.7634 | 0 | 466.4078
2024-11-25 | 11 | 62.96 | 0 | 471.3556 | 0 | 937.7634 | 0 | 466.4078
2024-11-25 | 11 | 60.98 | 0 | 471.3556 | 0 | 937.7634 | 0 | 466.4078
2024-11-25 | 11 | 59 | 0 | 471.3556 | 0 | 937.7634 | 0 | 466.4078
2024-11-25 | 11 | 53.06 | 0 | 471.3556 | 0 | 937.7634 | 0 | 466.4078
2024-11-25 | 11 | 51.08 | 0 | 471.3556 | 0 | 937.7634 | 0 | 466.4078
2024-11-25 | 11 | 51.08 | 0 | 471.3556 | 0 | 937.7634 | 0 | 466.4078
2024-11-25 | 11 | 53.96 | 0.0087748 | 471.3644 | 0.019831 | 937.7832 | 0.011056 | 466.4188
2024-11-25 | 11 | 52.52 | 0.031521 | 471.3959 | 0.070476 | 937.8537 | 0.038955 | 466.4578
2024-11-25 | 11 | 49.64 | 0.071599 | 471.4675 | 0.15653 | 938.0102 | 0.084928 | 466.5427
2024-11-25 | 11 | 48.56 | 0.10487 | 471.5724 | 0.22726 | 938.2375 | 0.12239 | 466.6651
2024-11-25 | 11 | 47.48 | 0.12708 | 471.6994 | 0.27291 | 938.5104 | 0.14583 | 466.8109
2024-11-26 | 11 | 47.12 | 0.15042 | 471.8499 | 0.32206 | 938.8324 | 0.17164 | 466.9826
2024-11-26 | 11 | 44.96 | 0.18436 | 472.0342 | 0.38736 | 939.2198 | 0.20299 | 467.1856
2024-11-26 | 11 | 46.4 | 0.2058 | 472.24 | 0.43792 | 939.6577 | 0.23211 | 467.4177
2024-11-26 | 11 | 46.94 | 0.208 | 472.448 | 0.44465 | 940.1024 | 0.23665 | 467.6543
2024-11-26 | 11 | 42.98 | 0.21461 | 472.6626 | 0.44283 | 940.5452 | 0.22821 | 467.8825
2024-11-26 | 11 | 40.64 | 0.24411 | 472.9067 | 0.49249 | 941.0377 | 0.24838 | 468.1309
2024-11-26 | 11 | 40.64 | 0.24607 | 473.1528 | 0.49644 | 941.5341 | 0.25037 | 468.3813
2024-11-26 | 11 | 40.46 | 0.22508 | 473.3779 | 0.45328 | 941.9874 | 0.2282 | 468.6095
2024-11-26 | 11 | 44.6 | 0.15694 | 473.5348 | 0.32868 | 942.3161 | 0.17174 | 468.7812
2024-11-26 | 11 | 55.94 | 0.061321 | 473.5961 | 0.14057 | 942.4566 | 0.079252 | 468.8605
2024-11-26 | 11 | 59 | 0.0080054 | 473.6042 | 0.018742 | 942.4754 | 0.010736 | 468.8712
2024-11-26 | 11 | 60.98 | 0 | 473.6042 | 0 | 942.4754 | 0 | 468.8712
2024-11-26 | 11 | 62.06 | 0 | 473.6042 | 0 | 942.4754 | 0 | 468.8712
2024-11-26 | 11 | 62.96 | 0 | 473.6042 | 0 | 942.4754 | 0 | 468.8712
2024-11-26 | 11 | 62.96 | 0 | 473.6042 | 0 | 942.4754 | 0 | 468.8712
2024-11-26 | 11 | 60.08 | 0 | 473.6042 | 0 | 942.4754 | 0 | 468.8712
2024-11-26 | 11 | 53.96 | 0 | 473.6042 | 0 | 942.4754 | 0 | 468.8712
2024-11-26 | 11 | 53.06 | 0 | 473.6042 | 0 | 942.4754 | 0 | 468.8712
2024-11-26 | 11 | 46.94 | 0.0038149 | 473.608 | 0.0081553 | 942.4835 | 0.0043404 | 468.8756
2024-11-26 | 11 | 49.46 | 0.039009 | 473.647 | 0.085157 | 942.5687 | 0.046147 | 468.9217
2024-11-26 | 11 | 46.94 | 0.072522 | 473.7195 | 0.15503 | 942.7237 | 0.082512 | 469.0042
2024-11-26 | 11 | 42.62 | 0.1239 | 473.8434 | 0.25478 | 942.9785 | 0.13088 | 469.1351
2024-11-26 | 11 | 41.72 | 0.16942 | 474.0128 | 0.34543 | 943.3239 | 0.176 | 469.3111
2024-11-26 | 11 | 39.2 | 0.21675 | 474.2296 | 0.43103 | 943.755 | 0.21427 | 469.5254
2024-11-27 | 11 | 37.94 | 0.2578 | 474.4874 | 0.506 | 944.261 | 0.2482 | 469.7736
2024-11-27 | 11 | 36.68 | 0.28909 | 474.7765 | 0.55986 | 944.8208 | 0.27077 | 470.0444
2024-11-27 | 11 | 35.78 | 0.31439 | 475.0909 | 0.6029 | 945.4237 | 0.28852 | 470.3329
2024-11-27 | 11 | 33.44 | 0.34898 | 475.4398 | 0.65175 | 946.0755 | 0.30277 | 470.6356
2024-11-27 | 11 | 26.96 | 0.43431 | 475.8741 | 0.74806 | 946.8235 | 0.31375 | 470.9494
2024-11-27 | 11 | 32.72 | 0.40287 | 476.277 | 0.74608 | 947.5696 | 0.34321 | 471.2926
2024-11-27 | 11 | 32.72 | 0.37826 | 476.6553 | 0.70049 | 948.2701 | 0.32224 | 471.6148
2024-11-27 | 11 | 32.72 | 0.34256 | 476.9978 | 0.63439 | 948.9045 | 0.29183 | 471.9067
2024-11-27 | 11 | 39.56 | 0.20847 | 477.2063 | 0.41607 | 949.3206 | 0.2076 | 472.1143
2024-11-27 | 11 | 51.08 | 0.076743 | 477.283 | 0.1697 | 949.4903 | 0.092955 | 472.2072
2024-11-27 | 11 | 57.92 | 0.0028766 | 477.2859 | 0.0066857 | 949.4969 | 0.003809 | 472.211
2024-11-27 | 11 | 59 | 0 | 477.2859 | 0 | 949.4969 | 0 | 472.211
2024-11-27 | 11 | 59 | 0 | 477.2859 | 0 | 949.4969 | 0 | 472.211
2024-11-27 | 11 | 62.96 | 0 | 477.2859 | 0 | 949.4969 | 0 | 472.211
2024-11-27 | 11 | 64.04 | 0 | 477.2859 | 0 | 949.4969 | 0 | 472.211
2024-11-27 | 11 | 60.98 | 0 | 477.2859 | 0 | 949.4969 | 0 | 472.211
2024-11-27 | 11 | 51.98 | 0 | 477.2859 | 0 | 949.4969 | 0 | 472.211
2024-11-27 | 11 | 52.7 | 0 | 477.2859 | 0 | 949.4969 | 0 | 472.211
2024-11-27 | 11 | 44.96 | 0 | 477.2859 | 0 | 949.4969 | 0 | 472.211
2024-11-27 | 11 | 46.76 | 0.039643 | 477.3256 | 0.084616 | 949.5816 | 0.044973 | 472.256
2024-11-27 | 11 | 44.24 | 0.079193 | 477.4048 | 0.16531 | 949.7469 | 0.08612 | 472.3421
2024-11-27 | 11 | 39.92 | 0.13807 | 477.5428 | 0.27656 | 950.0234 | 0.13849 | 472.4806
2024-11-27 | 11 | 39.02 | 0.19351 | 477.7363 | 0.38409 | 950.4075 | 0.19058 | 472.6712
2024-11-27 | 11 | 37.94 | 0.23993 | 477.9763 | 0.47093 | 950.8784 | 0.231 | 472.9022
2024-11-28 | 11 | 37.04 | 0.28164 | 478.2579 | 0.54755 | 951.426 | 0.26591 | 473.1681
2024-11-28 | 11 | 37.04 | 0.29511 | 478.553 | 0.57373 | 951.9997 | 0.27862 | 473.4467
2024-11-28 | 11 | 36.5 | 0.30509 | 478.8581 | 0.5897 | 952.5894 | 0.28461 | 473.7313
2024-11-28 | 11 | 36.5 | 0.32644 | 479.1845 | 0.63096 | 953.2204 | 0.30452 | 474.0358
2024-11-28 | 11 | 34.16 | 0.34723 | 479.5318 | 0.65388 | 953.8743 | 0.30665 | 474.3425
2024-11-28 | 11 | 34.16 | 0.34514 | 479.8769 | 0.64994 | 954.5242 | 0.3048 | 474.6473
2024-11-28 | 11 | 34.52 | 0.33895 | 480.2159 | 0.64091 | 955.1651 | 0.30196 | 474.9493
2024-11-28 | 11 | 34.88 | 0.3009 | 480.5167 | 0.57128 | 955.7364 | 0.27038 | 475.2196
2024-11-28 | 11 | 42.08 | 0.17172 | 480.6885 | 0.35132 | 956.0877 | 0.1796 | 475.3992
2024-11-28 | 11 | 55.04 | 0.041596 | 480.7301 | 0.094747 | 956.1825 | 0.053151 | 475.4524
2024-11-28 | 11 | 60.98 | 0 | 480.7301 | 0 | 956.1825 | 0 | 475.4524
2024-11-28 | 11 | 62.96 | 0 | 480.7301 | 0 | 956.1825 | 0 | 475.4524
2024-11-28 | 11 | 62.96 | 0 | 480.7301 | 0 | 956.1825 | 0 | 475.4524
2024-11-28 | 11 | 66.02 | 0 | 480.7301 | 0 | 956.1825 | 0 | 475.4524
2024-11-28 | 11 | 66.02 | 0 | 480.7301 | 0 | 956.1825 | 0 | 475.4524
2024-11-28 | 11 | 64.04 | 0 | 480.7301 | 0 | 956.1825 | 0 | 475.4524
2024-11-28 | 11 | 57.02 | 0 | 480.7301 | 0 | 956.1825 | 0 | 475.4524
2024-11-28 | 11 | 58.1 | 0 | 480.7301 | 0 | 956.1825 | 0 | 475.4524
2024-11-28 | 11 | 50 | 0 | 480.7301 | 0 | 956.1825 | 0 | 475.4524
2024-11-28 | 11 | 51.98 | 0 | 480.7301 | 0 | 956.1825 | 0 | 475.4524
2024-11-28 | 11 | 50 | 0.035706 | 480.7658 | 0.078284 | 956.2607 | 0.042578 | 475.495
2024-11-28 | 11 | 46.94 | 0.073823 | 480.8396 | 0.15781 | 956.4185 | 0.083992 | 475.579
2024-11-28 | 11 | 46.4 | 0.11438 | 480.954 | 0.24338 | 956.6619 | 0.129 | 475.708
2024-11-28 | 11 | 45.14 | 0.14822 | 481.1022 | 0.31193 | 956.9739 | 0.1637 | 475.8717
2024-11-29 | 11 | 44.24 | 0.17653 | 481.2787 | 0.3685 | 957.3424 | 0.19197 | 476.0636
2024-11-29 | 11 | 42.98 | 0.19916 | 481.4779 | 0.41094 | 957.7533 | 0.21178 | 476.2754
2024-11-29 | 11 | 42.62 | 0.21355 | 481.6914 | 0.43914 | 958.1924 | 0.22559 | 476.501
2024-11-29 | 11 | 44.42 | 0.20966 | 481.9011 | 0.43838 | 958.6308 | 0.22872 | 476.7297
2024-11-29 | 11 | 44.06 | 0.2081 | 482.1092 | 0.43369 | 959.0645 | 0.22559 | 476.9553
2024-11-29 | 11 | 43.16 | 0.20962 | 482.3188 | 0.43324 | 959.4978 | 0.22362 | 477.1789
2024-11-29 | 11 | 42.8 | 0.20985 | 482.5287 | 0.43227 | 959.93 | 0.22242 | 477.4014
2024-11-29 | 11 | 44.06 | 0.18288 | 482.7115 | 0.38114 | 960.3112 | 0.19826 | 477.5996
2024-11-29 | 11 | 44.06 | 0.11339 | 482.8249 | 0.2363 | 960.5475 | 0.12292 | 477.7225
2024-11-29 | 11 | 53.42 | 0.032034 | 482.857 | 0.072108 | 960.6196 | 0.040074 | 477.7626
2024-11-29 | 11 | 51.08 | 0 | 482.857 | 0 | 960.6196 | 0 | 477.7626
2024-11-29 | 11 | 59 | 0 | 482.857 | 0 | 960.6196 | 0 | 477.7626
2024-11-29 | 11 | 59 | 0 | 482.857 | 0 | 960.6196 | 0 | 477.7626
2024-11-29 | 11 | 66.92 | 0 | 482.857 | 0 | 960.6196 | 0 | 477.7626
2024-11-29 | 11 | 68 | 0 | 482.857 | 0 | 960.6196 | 0 | 477.7626
2024-11-29 | 11 | 64.94 | 0 | 482.857 | 0 | 960.6196 | 0 | 477.7626
2024-11-29 | 11 | 57.92 | 0 | 482.857 | 0 | 960.6196 | 0 | 477.7626
2024-11-29 | 11 | 60.44 | 0 | 482.857 | 0 | 960.6196 | 0 | 477.7626
2024-11-29 | 11 | 53.06 | 0 | 482.857 | 0 | 960.6196 | 0 | 477.7626
2024-11-29 | 11 | 50 | 0 | 482.857 | 0 | 960.6196 | 0 | 477.7626
2024-11-29 | 11 | 48.92 | 0.025162 | 482.8821 | 0.054687 | 960.6743 | 0.029525 | 477.7921
2024-11-29 | 11 | 52.88 | 0.039809 | 482.9219 | 0.089249 | 960.7635 | 0.04944 | 477.8416
2024-11-29 | 11 | 48.02 | 0.072202 | 482.9941 | 0.15576 | 960.9193 | 0.083562 | 477.9251
2024-11-29 | 11 | 52.16 | 0.09335 | 483.0875 | 0.20815 | 961.1274 | 0.1148 | 478.0399
2024-11-30 | 11 | 46.94 | 0.12627 | 483.2138 | 0.26993 | 961.3973 | 0.14366 | 478.1836
2024-11-30 | 11 | 50.72 | 0.12631 | 483.3401 | 0.27851 | 961.6759 | 0.1522 | 478.3358
2024-11-30 | 11 | 48.92 | 0.12551 | 483.4656 | 0.2728 | 961.9487 | 0.14728 | 478.4831
2024-11-30 | 11 | 44.96 | 0.1479 | 483.6135 | 0.31074 | 962.2594 | 0.16285 | 478.6459
2024-11-30 | 11 | 49.28 | 0.13591 | 483.7494 | 0.29626 | 962.5557 | 0.16035 | 478.8063
2024-11-30 | 11 | 46.94 | 0.13064 | 483.88 | 0.27927 | 962.8349 | 0.14863 | 478.9549
2024-11-30 | 11 | 46.94 | 0.1314 | 484.0114 | 0.2809 | 963.1158 | 0.1495 | 479.1044
2024-11-30 | 11 | 50 | 0.1072 | 484.1186 | 0.23504 | 963.3509 | 0.12783 | 479.2322
2024-11-30 | 11 | 50 | 0.082552 | 484.2012 | 0.18099 | 963.5319 | 0.098442 | 479.3307
2024-11-30 | 11 | 55.04 | 0.044641 | 484.2458 | 0.10168 | 963.6335 | 0.057041 | 479.3877
2024-11-30 | 11 | 59 | 0.0048555 | 484.2507 | 0.011367 | 963.6449 | 0.0065119 | 479.3942
2024-11-30 | 11 | 64.04 | 0 | 484.2507 | 0 | 963.6449 | 0 | 479.3942
2024-11-30 | 11 | 64.04 | 0 | 484.2507 | 0 | 963.6449 | 0 | 479.3942
2024-11-30 | 11 | 64.04 | 0 | 484.2507 | 0 | 963.6449 | 0 | 479.3942
2024-11-30 | 11 | 64.04 | 0 | 484.2507 | 0 | 963.6449 | 0 | 479.3942
2024-11-30 | 11 | 64.04 | 0 | 484.2507 | 0 | 963.6449 | 0 | 479.3942
2024-11-30 | 11 | 62.96 | 0 | 484.2507 | 0 | 963.6449 | 0 | 479.3942
2024-11-30 | 11 | 59 | 0 | 484.2507 | 0 | 963.6449 | 0 | 479.3942
2024-11-30 | 11 | 58.28 | 0 | 484.2507 | 0 | 963.6449 | 0 | 479.3942
2024-11-30 | 11 | 57.02 | 0 | 484.2507 | 0 | 963.6449 | 0 | 479.3942
2024-11-30 | 11 | 55.94 | 0.0080029 | 484.2587 | 0.018346 | 963.6632 | 0.010343 | 479.4046
2024-11-30 | 11 | 59.18 | 0.010438 | 484.2691 | 0.024467 | 963.6877 | 0.014029 | 479.4186
2024-11-30 | 11 | 63.32 | 0.010551 | 484.2797 | 0.0254 | 963.7131 | 0.014849 | 479.4334
2024-11-30 | 11 | 67.82 | 0.0072764 | 484.2869 | 0.018005 | 963.7311 | 0.010729 | 479.4442
2024-12-01 | 12 | 71.78 | 0.001335 | 484.2883 | 0.0033813 | 963.7345 | 0.0020463 | 479.4462
2024-12-01 | 12 | 71.6 | 0 | 484.2883 | 0 | 963.7345 | 0 | 479.4462
2024-12-01 | 12 | 71.24 | 0 | 484.2883 | 0 | 963.7345 | 0 | 479.4462
2024-12-01 | 12 | 71.06 | 0 | 484.2883 | 0 | 963.7345 | 0 | 479.4462
2024-12-01 | 12 | 71.06 | 0 | 484.2883 | 0 | 963.7345 | 0 | 479.4462
2024-12-01 | 12 | 70.88 | 0 | 484.2883 | 0 | 963.7345 | 0 | 479.4462
2024-12-01 | 12 | 71.06 | 0 | 484.2883 | 0 | 963.7345 | 0 | 479.4462
2024-12-01 | 12 | 71.06 | 0 | 484.2883 | 0 | 963.7345 | 0 | 479.4462
2024-12-01 | 12 | 69.98 | 0 | 484.2883 | 0 | 963.7345 | 0 | 479.4462
2024-12-01 | 12 | 71.06 | 0 | 484.2883 | 0 | 963.7345 | 0 | 479.4462
2024-12-01 | 12 | 71.96 | 0 | 484.2883 | 0 | 963.7345 | 0 | 479.4462
2024-12-01 | 12 | 66.92 | 0 | 484.2883 | 0 | 963.7345 | 0 | 479.4462
2024-12-01 | 12 | 62.06 | 0 | 484.2883 | 0 | 963.7345 | 0 | 479.4462
2024-12-01 | 12 | 64.04 | 0 | 484.2883 | 0 | 963.7345 | 0 | 479.4462
2024-12-01 | 12 | 55.94 | 0.021406 | 484.3097 | 0.049072 | 963.7836 | 0.027666 | 479.4739
2024-12-01 | 12 | 56.48 | 0.035183 | 484.3449 | 0.080961 | 963.8645 | 0.045778 | 479.5197
2024-12-01 | 12 | 60.08 | 0.023655 | 484.3685 | 0.055776 | 963.9203 | 0.032122 | 479.5518
2024-12-01 | 12 | 55.04 | 0.037486 | 484.406 | 0.085385 | 964.0057 | 0.047899 | 479.5997
2024-12-01 | 12 | 55.04 | 0.040687 | 484.4467 | 0.092676 | 964.0984 | 0.051989 | 479.6517
2024-12-01 | 12 | 57.02 | 0.037185 | 484.4839 | 0.085891 | 964.1843 | 0.048706 | 479.7004
2024-12-01 | 12 | 53.96 | 0.055791 | 484.5397 | 0.12609 | 964.3104 | 0.070295 | 479.7707
2024-12-01 | 12 | 51.98 | 0.079069 | 484.6187 | 0.17606 | 964.4864 | 0.096992 | 479.8677
2024-12-01 | 12 | 48.92 | 0.1004 | 484.7191 | 0.21821 | 964.7046 | 0.11781 | 479.9855
2024-12-01 | 12 | 46.94 | 0.13183 | 484.851 | 0.28183 | 964.9864 | 0.14999 | 480.1355
2024-12-02 | 12 | 46.94 | 0.15974 | 485.0107 | 0.34149 | 965.3279 | 0.18175 | 480.3172
2024-12-02 | 12 | 47.84 | 0.16503 | 485.1758 | 0.3555 | 965.6834 | 0.19046 | 480.5077
2024-12-02 | 12 | 46.04 | 0.18133 | 485.3571 | 0.38464 | 966.0681 | 0.20331 | 480.711
2024-12-02 | 12 | 43.34 | 0.21416 | 485.5712 | 0.44338 | 966.5114 | 0.22922 | 480.9402
2024-12-02 | 12 | 40.1 | 0.25215 | 485.8234 | 0.50598 | 967.0174 | 0.25384 | 481.194
2024-12-02 | 12 | 39.92 | 0.2567 | 486.0801 | 0.5142 | 967.5316 | 0.25749 | 481.4515
2024-12-02 | 12 | 39.74 | 0.25293 | 486.333 | 0.50572 | 968.0373 | 0.25279 | 481.7043
2024-12-02 | 12 | 39.74 | 0.23484 | 486.5679 | 0.46956 | 968.5069 | 0.23472 | 481.939
2024-12-02 | 12 | 42.62 | 0.14551 | 486.7134 | 0.29922 | 968.8061 | 0.15371 | 482.0928
2024-12-02 | 12 | 50 | 0.067459 | 486.7808 | 0.1479 | 968.954 | 0.080444 | 482.1732
2024-12-02 | 12 | 51.98 | 0.020924 | 486.8018 | 0.04659 | 969.0006 | 0.025667 | 482.1989
2024-12-02 | 12 | 53.96 | 0 | 486.8018 | 0 | 969.0006 | 0 | 482.1989
2024-12-02 | 12 | 53.96 | 0 | 486.8018 | 0 | 969.0006 | 0 | 482.1989
2024-12-02 | 12 | 55.94 | 0 | 486.8018 | 0 | 969.0006 | 0 | 482.1989
2024-12-02 | 12 | 55.94 | 0 | 486.8018 | 0 | 969.0006 | 0 | 482.1989
2024-12-02 | 12 | 53.96 | 0 | 486.8018 | 0 | 969.0006 | 0 | 482.1989
2024-12-02 | 12 | 50 | 0 | 486.8018 | 0 | 969.0006 | 0 | 482.1989
2024-12-02 | 12 | 46.94 | 0.0093843 | 486.8111 | 0.020061 | 969.0207 | 0.010677 | 482.2095
2024-12-02 | 12 | 46.94 | 0.053019 | 486.8642 | 0.11334 | 969.134 | 0.060322 | 482.2699
2024-12-02 | 12 | 44.96 | 0.081575 | 486.9457 | 0.17139 | 969.3054 | 0.089819 | 482.3597
2024-12-02 | 12 | 44.42 | 0.11227 | 487.058 | 0.23475 | 969.5402 | 0.12248 | 482.4822
2024-12-02 | 12 | 40.46 | 0.16045 | 487.2185 | 0.32313 | 969.8633 | 0.16268 | 482.6448
2024-12-02 | 12 | 39.74 | 0.20682 | 487.4253 | 0.41353 | 970.2768 | 0.20671 | 482.8515
2024-12-02 | 12 | 38.66 | 0.24361 | 487.6689 | 0.48176 | 970.7586 | 0.23815 | 483.0897
2024-12-03 | 12 | 38.66 | 0.26899 | 487.9379 | 0.53193 | 971.2905 | 0.26295 | 483.3526
2024-12-03 | 12 | 38.12 | 0.29127 | 488.2292 | 0.57278 | 971.8633 | 0.28151 | 483.6341
2024-12-03 | 12 | 37.04 | 0.3095 | 488.5386 | 0.60171 | 972.465 | 0.29221 | 483.9264
2024-12-03 | 12 | 35.6 | 0.32802 | 488.8667 | 0.6278 | 973.0928 | 0.29978 | 484.2261
2024-12-03 | 12 | 34.7 | 0.34509 | 489.2118 | 0.65385 | 973.7467 | 0.30876 | 484.5349
2024-12-03 | 12 | 34.7 | 0.3471 | 489.5589 | 0.65767 | 974.4043 | 0.31056 | 484.8455
2024-12-03 | 12 | 33.98 | 0.35087 | 489.9097 | 0.65938 | 975.0637 | 0.30851 | 485.154
2024-12-03 | 12 | 33.98 | 0.32905 | 490.2388 | 0.61836 | 975.6821 | 0.28932 | 485.4433
2024-12-03 | 12 | 39.38 | 0.20403 | 490.4428 | 0.40647 | 976.0885 | 0.20244 | 485.6457
2024-12-03 | 12 | 50 | 0.076755 | 490.5196 | 0.16828 | 976.2568 | 0.091528 | 485.7373
2024-12-03 | 12 | 53.96 | 0.0087311 | 490.5283 | 0.019732 | 976.2765 | 0.011001 | 485.7483
2024-12-03 | 12 | 55.94 | 0 | 490.5283 | 0 | 976.2765 | 0 | 485.7483
2024-12-03 | 12 | 55.94 | 0 | 490.5283 | 0 | 976.2765 | 0 | 485.7483
2024-12-03 | 12 | 60.98 | 0 | 490.5283 | 0 | 976.2765 | 0 | 485.7483
2024-12-03 | 12 | 60.08 | 0 | 490.5283 | 0 | 976.2765 | 0 | 485.7483
2024-12-03 | 12 | 57.92 | 0 | 490.5283 | 0 | 976.2765 | 0 | 485.7483
2024-12-03 | 12 | 51.98 | 0 | 490.5283 | 0 | 976.2765 | 0 | 485.7483
2024-12-03 | 12 | 48.02 | 0 | 490.5283 | 0 | 976.2765 | 0 | 485.7483
2024-12-03 | 12 | 48.02 | 0.0085108 | 490.5368 | 0.018361 | 976.2949 | 0.0098498 | 485.7581
2024-12-03 | 12 | 48.74 | 0.044556 | 490.5814 | 0.096697 | 976.3916 | 0.052141 | 485.8102
2024-12-03 | 12 | 46.94 | 0.073116 | 490.6545 | 0.1563 | 976.5479 | 0.083188 | 485.8934
2024-12-03 | 12 | 44.42 | 0.11456 | 490.769 | 0.23954 | 976.7874 | 0.12497 | 486.0184
2024-12-03 | 12 | 43.16 | 0.15683 | 490.9259 | 0.32415 | 977.1116 | 0.16732 | 486.1857
2024-12-03 | 12 | 43.52 | 0.18498 | 491.1109 | 0.3836 | 977.4952 | 0.19862 | 486.3843
2024-12-04 | 12 | 42.62 | 0.21258 | 491.3234 | 0.43715 | 977.9323 | 0.22457 | 486.6089
2024-12-04 | 12 | 41.36 | 0.23356 | 491.557 | 0.47453 | 978.4069 | 0.24097 | 486.8499
2024-12-04 | 12 | 40.46 | 0.24625 | 491.8032 | 0.49593 | 978.9028 | 0.24967 | 487.0996
2024-12-04 | 12 | 41 | 0.26049 | 492.0637 | 0.52739 | 979.4302 | 0.2669 | 487.3665
2024-12-04 | 12 | 39.92 | 0.26654 | 492.3303 | 0.53391 | 979.9641 | 0.26737 | 487.6338
2024-12-04 | 12 | 39.56 | 0.2636 | 492.5939 | 0.52611 | 980.4902 | 0.2625 | 487.8963
2024-12-04 | 12 | 40.1 | 0.25509 | 492.849 | 0.5119 | 981.0021 | 0.2568 | 488.1531
2024-12-04 | 12 | 39.56 | 0.24506 | 493.094 | 0.48911 | 981.4912 | 0.24404 | 488.3972
2024-12-04 | 12 | 41.54 | 0.21457 | 493.3086 | 0.43671 | 981.9279 | 0.22214 | 488.6193
2024-12-04 | 12 | 46.04 | 0.15955 | 493.4682 | 0.33844 | 982.2664 | 0.17889 | 488.7982
2024-12-04 | 12 | 48.02 | 0.14438 | 493.6125 | 0.31147 | 982.5778 | 0.16709 | 488.9653
2024-12-04 | 12 | 48.92 | 0.12219 | 493.7347 | 0.26557 | 982.8434 | 0.14338 | 489.1087
2024-12-04 | 12 | 48.92 | 0.099551 | 493.8343 | 0.21637 | 983.0598 | 0.11682 | 489.2255
2024-12-04 | 12 | 50 | 0.097404 | 493.9317 | 0.21356 | 983.2733 | 0.11615 | 489.3416
2024-12-04 | 12 | 46.94 | 0.13027 | 494.062 | 0.27848 | 983.5518 | 0.14821 | 489.4899
2024-12-04 | 12 | 44.96 | 0.17312 | 494.2351 | 0.36374 | 983.9155 | 0.19062 | 489.6805
2024-12-04 | 12 | 44.06 | 0.18422 | 494.4193 | 0.38393 | 984.2995 | 0.19971 | 489.8802
2024-12-04 | 12 | 44.06 | 0.15474 | 494.574 | 0.32248 | 984.622 | 0.16775 | 490.0479
2024-12-04 | 12 | 44.06 | 0.1475 | 494.7215 | 0.30741 | 984.9294 | 0.1599 | 490.2078
2024-12-04 | 12 | 44.06 | 0.15598 | 494.8775 | 0.32507 | 985.2544 | 0.16909 | 490.3769
2024-12-04 | 12 | 44.06 | 0.16846 | 495.046 | 0.35107 | 985.6055 | 0.18262 | 490.5595
2024-12-04 | 12 | 42.98 | 0.17458 | 495.2206 | 0.36022 | 985.9657 | 0.18564 | 490.7452
2024-12-04 | 12 | 42.98 | 0.184 | 495.4046 | 0.37965 | 986.3454 | 0.19566 | 490.9408
2024-12-04 | 12 | 42.98 | 0.24312 | 495.6477 | 0.50165 | 986.847 | 0.25853 | 491.1994
2024-12-05 | 12 | 42.98 | 0.26534 | 495.913 | 0.5475 | 987.3945 | 0.28216 | 491.4815
2024-12-05 | 12 | 42.98 | 0.2423 | 496.1553 | 0.49994 | 987.8945 | 0.25765 | 491.7392
2024-12-05 | 12 | 42.98 | 0.23468 | 496.39 | 0.48422 | 988.3787 | 0.24955 | 491.9887
2024-12-05 | 12 | 44.06 | 0.22249 | 496.6125 | 0.46367 | 988.8424 | 0.24119 | 492.2299
2024-12-05 | 12 | 44.06 | 0.21427 | 496.8267 | 0.44655 | 989.2889 | 0.23228 | 492.4622
2024-12-05 | 12 | 44.6 | 0.2196 | 497.0463 | 0.4599 | 989.7488 | 0.2403 | 492.7025
2024-12-05 | 12 | 44.06 | 0.22889 | 497.2752 | 0.47703 | 990.2258 | 0.24813 | 492.9506
2024-12-05 | 12 | 44.06 | 0.22986 | 497.5051 | 0.47904 | 990.7049 | 0.24918 | 493.1998
2024-12-05 | 12 | 46.04 | 0.23983 | 497.7449 | 0.50874 | 991.2136 | 0.2689 | 493.4687
2024-12-05 | 12 | 44.6 | 0.25168 | 497.9966 | 0.52709 | 991.7407 | 0.27541 | 493.7441
2024-12-05 | 12 | 44.96 | 0.24636 | 498.243 | 0.51763 | 992.2583 | 0.27126 | 494.0154
2024-12-05 | 12 | 44.96 | 0.2454 | 498.4884 | 0.5156 | 992.7739 | 0.2702 | 494.2856
2024-12-05 | 12 | 44.96 | 0.26357 | 498.7519 | 0.55378 | 993.3277 | 0.29021 | 494.5758
2024-12-05 | 12 | 46.4 | 0.25716 | 499.0091 | 0.54719 | 993.8749 | 0.29003 | 494.8658
2024-12-05 | 12 | 46.04 | 0.23051 | 499.2396 | 0.48896 | 994.3639 | 0.25845 | 495.1243
2024-12-05 | 12 | 46.04 | 0.2223 | 499.4619 | 0.47154 | 994.8354 | 0.24924 | 495.3735
2024-12-05 | 12 | 46.04 | 0.21448 | 499.6764 | 0.45496 | 995.2904 | 0.24048 | 495.614
2024-12-05 | 12 | 46.04 | 0.19468 | 499.8711 | 0.41296 | 995.7033 | 0.21828 | 495.8323
2024-12-05 | 12 | 46.04 | 0.18218 | 500.0533 | 0.38645 | 996.0898 | 0.20426 | 496.0365
2024-12-05 | 12 | 46.04 | 0.15482 | 500.2081 | 0.32841 | 996.4182 | 0.17359 | 496.2101
2024-12-05 | 12 | 44.96 | 0.13921 | 500.3473 | 0.29249 | 996.7107 | 0.15328 | 496.3634
2024-12-05 | 12 | 44.96 | 0.14619 | 500.4935 | 0.30716 | 997.0178 | 0.16097 | 496.5244
2024-12-05 | 12 | 44.96 | 0.14763 | 500.6411 | 0.31017 | 997.328 | 0.16255 | 496.6869
2024-12-05 | 12 | 44.96 | 0.16032 | 500.8014 | 0.33684 | 997.6649 | 0.17652 | 496.8634
2024-12-06 | 12 | 44.96 | 0.16635 | 500.9678 | 0.34951 | 998.0144 | 0.18316 | 497.0466
2024-12-06 | 12 | 44.96 | 0.17996 | 501.1477 | 0.37811 | 998.3925 | 0.19815 | 497.2447
2024-12-06 | 12 | 44.96 | 0.19944 | 501.3472 | 0.41904 | 998.8115 | 0.2196 | 497.4643
2024-12-06 | 12 | 46.04 | 0.20864 | 501.5558 | 0.44256 | 999.2541 | 0.23393 | 497.6982
2024-12-06 | 12 | 44.96 | 0.20493 | 501.7608 | 0.43058 | 999.6847 | 0.22564 | 497.9239
2024-12-06 | 12 | 44.96 | 0.19939 | 501.9602 | 0.41894 | 1000.1036 | 0.21955 | 498.1434
2024-12-06 | 12 | 46.04 | 0.19214 | 502.1523 | 0.40758 | 1000.5112 | 0.21543 | 498.3589
2024-12-06 | 12 | 46.04 | 0.18407 | 502.3364 | 0.39045 | 1000.9016 | 0.20638 | 498.5653
2024-12-06 | 12 | 48.02 | 0.17533 | 502.5117 | 0.37824 | 1001.2799 | 0.20291 | 498.7682
2024-12-06 | 12 | 48.92 | 0.17582 | 502.6875 | 0.38212 | 1001.662 | 0.20631 | 498.9745
2024-12-06 | 12 | 50 | 0.16636 | 502.8539 | 0.36474 | 1002.0267 | 0.19838 | 499.1729
2024-12-06 | 12 | 50 | 0.15272 | 503.0066 | 0.33483 | 1002.3616 | 0.18211 | 499.355
2024-12-06 | 12 | 50 | 0.1382 | 503.1448 | 0.30301 | 1002.6646 | 0.1648 | 499.5198
2024-12-06 | 12 | 51.08 | 0.14056 | 503.2854 | 0.31082 | 1002.9754 | 0.17026 | 499.69
2024-12-06 | 12 | 51.98 | 0.13573 | 503.4211 | 0.30222 | 1003.2776 | 0.16649 | 499.8565
2024-12-06 | 12 | 51.98 | 0.13192 | 503.553 | 0.29375 | 1003.5714 | 0.16182 | 500.0183
2024-12-06 | 12 | 51.98 | 0.11901 | 503.672 | 0.26499 | 1003.8363 | 0.14598 | 500.1643
2024-12-06 | 12 | 51.08 | 0.10897 | 503.781 | 0.24096 | 1004.0773 | 0.13199 | 500.2963
2024-12-06 | 12 | 51.08 | 0.10267 | 503.8837 | 0.22703 | 1004.3043 | 0.12436 | 500.4207
2024-12-06 | 12 | 51.08 | 0.097903 | 503.9816 | 0.21649 | 1004.5208 | 0.11858 | 500.5393
2024-12-06 | 12 | 53.96 | 0.092413 | 504.074 | 0.20885 | 1004.7297 | 0.11644 | 500.6557
2024-12-06 | 12 | 53.96 | 0.089927 | 504.1639 | 0.20323 | 1004.9329 | 0.1133 | 500.769
2024-12-06 | 12 | 53.96 | 0.09836 | 504.2623 | 0.22229 | 1005.1552 | 0.12393 | 500.8929
2024-12-06 | 12 | 53.96 | 0.10531 | 504.3676 | 0.238 | 1005.3932 | 0.13269 | 501.0256
2024-12-07 | 12 | 53.96 | 0.10486 | 504.4724 | 0.23698 | 1005.6302 | 0.13212 | 501.1577
2024-12-07 | 12 | 53.96 | 0.10479 | 504.5772 | 0.23681 | 1005.867 | 0.13203 | 501.2898
2024-12-07 | 12 | 53.06 | 0.10654 | 504.6838 | 0.23918 | 1006.1062 | 0.13264 | 501.4224
2024-12-07 | 12 | 53.06 | 0.11142 | 504.7952 | 0.25012 | 1006.3563 | 0.13871 | 501.5611
2024-12-07 | 12 | 53.06 | 0.10877 | 504.9039 | 0.24419 | 1006.6005 | 0.13542 | 501.6965
2024-12-07 | 12 | 53.06 | 0.12334 | 505.0273 | 0.27689 | 1006.8774 | 0.15355 | 501.8501
2024-12-07 | 12 | 53.06 | 0.11963 | 505.1469 | 0.26857 | 1007.1459 | 0.14894 | 501.999
2024-12-07 | 12 | 53.06 | 0.12064 | 505.2676 | 0.27083 | 1007.4168 | 0.15019 | 502.1492
2024-12-07 | 12 | 53.06 | 0.1307 | 505.3983 | 0.29341 | 1007.7102 | 0.16271 | 502.3119
2024-12-07 | 12 | 53.06 | 0.12104 | 505.5193 | 0.27173 | 1007.9819 | 0.15069 | 502.4626
2024-12-07 | 12 | 55.04 | 0.089592 | 505.6089 | 0.20407 | 1008.186 | 0.11448 | 502.5771
2024-12-07 | 12 | 57.02 | 0.065409 | 505.6743 | 0.15108 | 1008.3371 | 0.085674 | 502.6628
2024-12-07 | 12 | 57.02 | 0.050716 | 505.725 | 0.11715 | 1008.4542 | 0.066429 | 502.7292
2024-12-07 | 12 | 59 | 0.036871 | 505.7619 | 0.08632 | 1008.5405 | 0.049449 | 502.7786
2024-12-07 | 12 | 60.08 | 0.043967 | 505.8059 | 0.10367 | 1008.6442 | 0.059704 | 502.8383
2024-12-07 | 12 | 57.02 | 0.05966 | 505.8655 | 0.1378 | 1008.782 | 0.078143 | 502.9165
2024-12-07 | 12 | 57.02 | 0.057211 | 505.9227 | 0.13215 | 1008.9141 | 0.074936 | 502.9914
2024-12-07 | 12 | 55.94 | 0.061346 | 505.9841 | 0.14063 | 1009.0548 | 0.079286 | 503.0707
2024-12-07 | 12 | 55.94 | 0.064656 | 506.0487 | 0.14822 | 1009.203 | 0.083563 | 503.1543
2024-12-07 | 12 | 53.96 | 0.060837 | 506.1096 | 0.13749 | 1009.3405 | 0.076653 | 503.2309
2024-12-07 | 12 | 53.06 | 0.05895 | 506.1685 | 0.13234 | 1009.4728 | 0.07339 | 503.3043
2024-12-07 | 12 | 51.98 | 0.067533 | 506.236 | 0.15037 | 1009.6232 | 0.082841 | 503.3872
2024-12-07 | 12 | 51.98 | 0.093099 | 506.3291 | 0.2073 | 1009.8305 | 0.1142 | 503.5014
2024-12-07 | 12 | 51.08 | 0.11454 | 506.4437 | 0.25327 | 1010.0838 | 0.13873 | 503.6401
2024-12-08 | 12 | 51.08 | 0.12702 | 506.5707 | 0.28087 | 1010.3646 | 0.15385 | 503.7939
2024-12-08 | 12 | 48.92 | 0.14001 | 506.7107 | 0.30429 | 1010.6689 | 0.16429 | 503.9582
2024-12-08 | 12 | 46.94 | 0.16222 | 506.8729 | 0.34678 | 1011.0157 | 0.18456 | 504.1428
2024-12-08 | 12 | 46.04 | 0.18347 | 507.0564 | 0.38918 | 1011.4049 | 0.20571 | 504.3485
2024-12-08 | 12 | 44.06 | 0.19716 | 507.2536 | 0.4109 | 1011.8158 | 0.21374 | 504.5622
2024-12-08 | 12 | 42.08 | 0.21228 | 507.4658 | 0.43431 | 1012.2501 | 0.22202 | 504.7843
2024-12-08 | 12 | 42.08 | 0.22005 | 507.6859 | 0.45021 | 1012.7003 | 0.23015 | 505.0144
2024-12-08 | 12 | 44.96 | 0.20067 | 507.8866 | 0.42162 | 1013.1219 | 0.22095 | 505.2354
2024-12-08 | 12 | 48.02 | 0.14239 | 508.029 | 0.30719 | 1013.4291 | 0.1648 | 505.4002
2024-12-08 | 12 | 50 | 0.078762 | 508.1077 | 0.17268 | 1013.6018 | 0.093922 | 505.4941
2024-12-08 | 12 | 51.98 | 0.021242 | 508.129 | 0.047299 | 1013.6491 | 0.026057 | 505.5201
2024-12-08 | 12 | 53.96 | 0 | 508.129 | 0 | 1013.6491 | 0 | 505.5201
2024-12-08 | 12 | 53.96 | 0 | 508.129 | 0 | 1013.6491 | 0 | 505.5201
2024-12-08 | 12 | 57.02 | 0 | 508.129 | 0 | 1013.6491 | 0 | 505.5201
2024-12-08 | 12 | 57.02 | 0 | 508.129 | 0 | 1013.6491 | 0 | 505.5201
2024-12-08 | 12 | 55.94 | 0 | 508.129 | 0 | 1013.6491 | 0 | 505.5201
2024-12-08 | 12 | 51.98 | 0 | 508.129 | 0 | 1013.6491 | 0 | 505.5201
2024-12-08 | 12 | 48.92 | 0.0082074 | 508.1372 | 0.017838 | 1013.6669 | 0.0096308 | 505.5298
2024-12-08 | 12 | 48.92 | 0.046579 | 508.1838 | 0.10124 | 1013.7682 | 0.054657 | 505.5844
2024-12-08 | 12 | 46.04 | 0.080399 | 508.2642 | 0.17054 | 1013.9387 | 0.090143 | 505.6746
2024-12-08 | 12 | 44.96 | 0.11403 | 508.3782 | 0.23959 | 1014.1783 | 0.12556 | 505.8001
2024-12-08 | 12 | 44.06 | 0.13917 | 508.5174 | 0.29003 | 1014.4683 | 0.15086 | 505.951
2024-12-08 | 12 | 44.06 | 0.15927 | 508.6766 | 0.33192 | 1014.8003 | 0.17265 | 506.1236
2024-12-08 | 12 | 42.98 | 0.18686 | 508.8635 | 0.38557 | 1015.1858 | 0.1987 | 506.3223
2024-12-09 | 12 | 42.98 | 0.2101 | 509.0736 | 0.43352 | 1015.6193 | 0.22342 | 506.5458
2024-12-09 | 12 | 42.98 | 0.21982 | 509.2934 | 0.45356 | 1016.0729 | 0.23374 | 506.7795
2024-12-09 | 12 | 42.98 | 0.21369 | 509.5071 | 0.44092 | 1016.5138 | 0.22723 | 507.0067
2024-12-09 | 12 | 42.98 | 0.22392 | 509.731 | 0.46202 | 1016.9758 | 0.2381 | 507.2448
2024-12-09 | 12 | 42.08 | 0.26297 | 509.994 | 0.53801 | 1017.5139 | 0.27504 | 507.5199
2024-12-09 | 12 | 42.08 | 0.27359 | 510.2676 | 0.55973 | 1018.0736 | 0.28614 | 507.806
2024-12-09 | 12 | 42.08 | 0.27038 | 510.538 | 0.55317 | 1018.6268 | 0.28279 | 508.0888
2024-12-09 | 12 | 42.08 | 0.26198 | 510.7999 | 0.53598 | 1019.1627 | 0.274 | 508.3628
2024-12-09 | 12 | 42.08 | 0.24681 | 511.0467 | 0.50495 | 1019.6677 | 0.25814 | 508.6209
2024-12-09 | 12 | 42.98 | 0.21212 | 511.2589 | 0.43768 | 1020.1054 | 0.22556 | 508.8465
2024-12-09 | 12 | 44.96 | 0.13286 | 511.3917 | 0.27916 | 1020.3845 | 0.14629 | 508.9928
2024-12-09 | 12 | 46.04 | 0.082966 | 511.4747 | 0.17599 | 1020.5605 | 0.093022 | 509.0858
2024-12-09 | 12 | 46.04 | 0.059163 | 511.5339 | 0.1255 | 1020.686 | 0.066333 | 509.1522
2024-12-09 | 12 | 44.96 | 0.054511 | 511.5884 | 0.11453 | 1020.8005 | 0.060021 | 509.2122
2024-12-09 | 12 | 46.04 | 0.030543 | 511.6189 | 0.064788 | 1020.8653 | 0.034245 | 509.2464
2024-12-09 | 12 | 44.96 | 0.0782 | 511.6971 | 0.1643 | 1021.0296 | 0.086103 | 509.3325
2024-12-09 | 12 | 41 | 0.12279 | 511.8199 | 0.2486 | 1021.2782 | 0.12581 | 509.4583
2024-12-09 | 12 | 40.64 | 0.12372 | 511.9436 | 0.2496 | 1021.5278 | 0.12588 | 509.5842
2024-12-09 | 12 | 37.94 | 0.15335 | 512.097 | 0.301 | 1021.8288 | 0.14765 | 509.7319
2024-12-09 | 12 | 38.84 | 0.18266 | 512.2796 | 0.36188 | 1022.1907 | 0.17923 | 509.9111
2024-12-09 | 12 | 38.3 | 0.24868 | 512.5283 | 0.48994 | 1022.6807 | 0.24126 | 510.1523
2024-12-09 | 12 | 35.96 | 0.35072 | 512.879 | 0.67391 | 1023.3546 | 0.32319 | 510.4755
2024-12-09 | 12 | 35.42 | 0.36183 | 513.2409 | 0.69113 | 1024.0457 | 0.3293 | 510.8048
2024-12-09 | 12 | 33.98 | 0.40453 | 513.6454 | 0.76021 | 1024.8059 | 0.35569 | 511.1605
2024-12-10 | 12 | 33.08 | 0.46299 | 514.1084 | 0.86104 | 1025.667 | 0.39805 | 511.5586
2024-12-10 | 12 | 32 | 0.47924 | 514.5876 | 0.87993 | 1026.5469 | 0.40069 | 511.9593
2024-12-10 | 12 | 28.94 | 0.50214 | 515.0898 | 0.88763 | 1027.4345 | 0.38549 | 512.3448
2024-12-10 | 12 | 28.94 | 0.51501 | 515.6048 | 0.91038 | 1028.3449 | 0.39537 | 512.7401
2024-12-10 | 12 | 28.04 | 0.52635 | 516.1311 | 0.91964 | 1029.2645 | 0.39329 | 513.1334
2024-12-10 | 12 | 26.96 | 0.53393 | 516.665 | 0.91964 | 1030.1842 | 0.38571 | 513.5191
2024-12-10 | 12 | 26.96 | 0.53393 | 517.199 | 0.91964 | 1031.1038 | 0.38571 | 513.9048
2024-12-10 | 12 | 28.04 | 0.52635 | 517.7253 | 0.91964 | 1032.0234 | 0.39329 | 514.2981
2024-12-10 | 12 | 30.02 | 0.502 | 518.2273 | 0.89961 | 1032.923 | 0.39761 | 514.6957
2024-12-10 | 12 | 32 | 0.35581 | 518.5831 | 0.65331 | 1033.5764 | 0.2975 | 514.9932
2024-12-10 | 12 | 33.98 | 0.25123 | 518.8344 | 0.47212 | 1034.0485 | 0.22089 | 515.2141
2024-12-10 | 12 | 35.96 | 0.20919 | 519.0435 | 0.40196 | 1034.4504 | 0.19277 | 515.4069
2024-12-10 | 12 | 37.76 | 0.17596 | 519.2195 | 0.34472 | 1034.7951 | 0.16876 | 515.5756
2024-12-10 | 12 | 38.84 | 0.12195 | 519.3415 | 0.2416 | 1035.0368 | 0.11966 | 515.6953
2024-12-10 | 12 | 39.92 | 0.12125 | 519.4627 | 0.24288 | 1035.2796 | 0.12163 | 515.8169
2024-12-10 | 12 | 39.02 | 0.13229 | 519.595 | 0.26257 | 1035.5422 | 0.13029 | 515.9472
2024-12-10 | 12 | 38.12 | 0.14193 | 519.7369 | 0.2791 | 1035.8213 | 0.13717 | 516.0844
2024-12-10 | 12 | 35.96 | 0.18303 | 519.92 | 0.35169 | 1036.173 | 0.16866 | 516.253
2024-12-10 | 12 | 34.7 | 0.22537 | 520.1453 | 0.42701 | 1036.6 | 0.20164 | 516.4547
2024-12-10 | 12 | 33.8 | 0.26641 | 520.4117 | 0.49962 | 1037.0996 | 0.23321 | 516.6879
2024-12-10 | 12 | 32.9 | 0.29485 | 520.7066 | 0.5472 | 1037.6468 | 0.25234 | 516.9402
2024-12-10 | 12 | 28.04 | 0.39406 | 521.1006 | 0.6885 | 1038.3353 | 0.29444 | 517.2347
2024-12-10 | 12 | 28.94 | 0.45911 | 521.5598 | 0.81156 | 1039.1469 | 0.35245 | 517.5871
2024-12-10 | 12 | 28.94 | 0.45938 | 522.0191 | 0.81204 | 1039.9589 | 0.35266 | 517.9398
2024-12-11 | 12 | 28.94 | 0.46884 | 522.488 | 0.82876 | 1040.7877 | 0.35992 | 518.2997
2024-12-11 | 12 | 24.98 | 0.53544 | 523.0234 | 0.89758 | 1041.6853 | 0.36214 | 518.6619
2024-12-11 | 12 | 26.96 | 0.53393 | 523.5573 | 0.91964 | 1042.6049 | 0.38571 | 519.0476
2024-12-11 | 12 | 26.06 | 0.54047 | 524.0978 | 0.91964 | 1043.5245 | 0.37917 | 519.4267
2024-12-11 | 12 | 24.08 | 0.55561 | 524.6534 | 0.91964 | 1044.4442 | 0.36403 | 519.7908
2024-12-11 | 12 | 21.92 | 0.5734 | 525.2268 | 0.91964 | 1045.3638 | 0.34624 | 520.137
2024-12-11 | 12 | 21.92 | 0.5734 | 525.8002 | 0.91964 | 1046.2835 | 0.34624 | 520.4833
2024-12-11 | 12 | 28.04 | 0.52635 | 526.3266 | 0.91964 | 1047.2031 | 0.39329 | 520.8765
2024-12-11 | 12 | 32 | 0.4307 | 526.7573 | 0.79081 | 1047.9939 | 0.36011 | 521.2367
2024-12-11 | 12 | 35.96 | 0.26667 | 527.0239 | 0.51241 | 1048.5063 | 0.24574 | 521.4824
2024-12-11 | 12 | 37.94 | 0.15473 | 527.1787 | 0.30371 | 1048.81 | 0.14898 | 521.6314
2024-12-11 | 12 | 42.08 | 0.085004 | 527.2637 | 0.17391 | 1048.9839 | 0.088905 | 521.7203
2024-12-11 | 12 | 42.08 | 0.051775 | 527.3154 | 0.10593 | 1049.0899 | 0.054151 | 521.7744
2024-12-11 | 12 | 46.94 | 0.017719 | 527.3332 | 0.037878 | 1049.1277 | 0.020159 | 521.7946
2024-12-11 | 12 | 46.94 | 0 | 527.3332 | 0 | 1049.1277 | 0 | 521.7946
2024-12-11 | 12 | 46.04 | 0 | 527.3332 | 0 | 1049.1277 | 0 | 521.7946
2024-12-11 | 12 | 42.44 | 0.025105 | 527.3583 | 0.051537 | 1049.1793 | 0.026433 | 521.821
2024-12-11 | 12 | 38.84 | 0.092156 | 527.4504 | 0.18258 | 1049.3619 | 0.090425 | 521.9114
2024-12-11 | 12 | 37.22 | 0.13818 | 527.5886 | 0.26917 | 1049.631 | 0.13098 | 522.0424
2024-12-11 | 12 | 36.86 | 0.17924 | 527.7678 | 0.34779 | 1049.9788 | 0.16855 | 522.211
2024-12-11 | 12 | 34.52 | 0.23849 | 528.0063 | 0.45095 | 1050.4298 | 0.21246 | 522.4234
2024-12-11 | 12 | 26.96 | 0.3492 | 528.3555 | 0.60147 | 1051.0312 | 0.25226 | 522.6757
2024-12-11 | 12 | 24.98 | 0.44359 | 528.7991 | 0.74361 | 1051.7748 | 0.30002 | 522.9757
2024-12-11 | 12 | 24.98 | 0.49203 | 529.2912 | 0.82482 | 1052.5997 | 0.33279 | 523.3085
2024-12-12 | 12 | 24.98 | 0.52211 | 529.8133 | 0.87524 | 1053.4749 | 0.35313 | 523.6616
2024-12-12 | 12 | 24.08 | 0.55168 | 530.3649 | 0.91314 | 1054.388 | 0.36146 | 524.0231
2024-12-12 | 12 | 23 | 0.56433 | 530.9293 | 0.91964 | 1055.3077 | 0.35531 | 524.3784
2024-12-12 | 12 | 24.08 | 0.55561 | 531.4849 | 0.91964 | 1056.2273 | 0.36403 | 524.7424
2024-12-12 | 12 | 23 | 0.56433 | 532.0492 | 0.91964 | 1057.147 | 0.35531 | 525.0977
2024-12-12 | 12 | 21.92 | 0.5734 | 532.6226 | 0.91964 | 1058.0666 | 0.34624 | 525.444
2024-12-12 | 12 | 21.92 | 0.5734 | 533.196 | 0.91964 | 1058.9862 | 0.34624 | 525.7902
2024-12-12 | 12 | 30.02 | 0.49946 | 533.6955 | 0.89506 | 1059.8813 | 0.3956 | 526.1858
2024-12-12 | 12 | 37.04 | 0.31722 | 534.0127 | 0.61672 | 1060.498 | 0.2995 | 526.4853
2024-12-12 | 12 | 39.74 | 0.25354 | 534.2662 | 0.50694 | 1061.005 | 0.2534 | 526.7387
2024-12-12 | 12 | 42.08 | 0.19805 | 534.4643 | 0.4052 | 1061.4102 | 0.20714 | 526.9459
2024-12-12 | 12 | 44.06 | 0.12487 | 534.5892 | 0.26024 | 1061.6704 | 0.13537 | 527.0812
2024-12-12 | 12 | 44.06 | 0.097615 | 534.6868 | 0.20343 | 1061.8738 | 0.10582 | 527.1871
2024-12-12 | 12 | 48.02 | 0.068231 | 534.755 | 0.1472 | 1062.021 | 0.078966 | 527.266
2024-12-12 | 12 | 50 | 0.039784 | 534.7948 | 0.087225 | 1062.1083 | 0.047441 | 527.3135
2024-12-12 | 12 | 48.92 | 0.02322 | 534.818 | 0.050467 | 1062.1587 | 0.027247 | 527.3407
2024-12-12 | 12 | 46.04 | 0.054514 | 534.8725 | 0.11563 | 1062.2744 | 0.06112 | 527.4018
2024-12-12 | 12 | 46.04 | 0.095011 | 534.9675 | 0.20154 | 1062.4759 | 0.10653 | 527.5084
2024-12-12 | 12 | 44.96 | 0.10257 | 535.0701 | 0.2155 | 1062.6914 | 0.11293 | 527.6213
2024-12-12 | 12 | 44.06 | 0.12673 | 535.1968 | 0.26412 | 1062.9555 | 0.13738 | 527.7587
2024-12-12 | 12 | 42.08 | 0.17093 | 535.3678 | 0.3497 | 1063.3052 | 0.17877 | 527.9374
2024-12-12 | 12 | 42.08 | 0.21914 | 535.5869 | 0.44834 | 1063.7535 | 0.2292 | 528.1666
2024-12-12 | 12 | 42.98 | 0.25035 | 535.8373 | 0.51656 | 1064.2701 | 0.26621 | 528.4329
2024-12-12 | 12 | 44.06 | 0.23647 | 536.0737 | 0.49281 | 1064.7629 | 0.25634 | 528.6892
2024-12-13 | 12 | 44.06 | 0.22856 | 536.3023 | 0.47633 | 1065.2392 | 0.24777 | 528.937
2024-12-13 | 12 | 46.04 | 0.19925 | 536.5015 | 0.42265 | 1065.6619 | 0.2234 | 529.1604
2024-12-13 | 12 | 46.04 | 0.17541 | 536.6769 | 0.37207 | 1066.034 | 0.19667 | 529.357
2024-12-13 | 12 | 46.04 | 0.16737 | 536.8443 | 0.35502 | 1066.389 | 0.18765 | 529.5447
2024-12-13 | 12 | 46.94 | 0.1582 | 537.0025 | 0.33819 | 1066.7272 | 0.17999 | 529.7247
2024-12-13 | 12 | 48.02 | 0.14258 | 537.1451 | 0.30758 | 1067.0348 | 0.16501 | 529.8897
2024-12-13 | 12 | 48.02 | 0.15163 | 537.2967 | 0.32712 | 1067.3619 | 0.17549 | 530.0652
2024-12-13 | 12 | 46.94 | 0.16784 | 537.4646 | 0.3588 | 1067.7207 | 0.19096 | 530.2561
2024-12-13 | 12 | 48.02 | 0.17059 | 537.6351 | 0.36803 | 1068.0887 | 0.19743 | 530.4536
2024-12-13 | 12 | 48.92 | 0.13895 | 537.7741 | 0.30199 | 1068.3907 | 0.16304 | 530.6166
2024-12-13 | 12 | 51.98 | 0.1136 | 537.8877 | 0.25295 | 1068.6437 | 0.13935 | 530.756
2024-12-13 | 12 | 53.96 | 0.10382 | 537.9915 | 0.23462 | 1068.8783 | 0.13081 | 530.8868
2024-12-13 | 12 | 55.04 | 0.081744 | 538.0733 | 0.18619 | 1069.0645 | 0.10445 | 530.9912
2024-12-13 | 12 | 62.06 | 0.036083 | 538.1093 | 0.086179 | 1069.1507 | 0.050096 | 531.0413
2024-12-13 | 12 | 62.96 | 0.026136 | 538.1355 | 0.062778 | 1069.2134 | 0.036642 | 531.078
2024-12-13 | 12 | 60.98 | 0.028263 | 538.1637 | 0.067036 | 1069.2805 | 0.038772 | 531.1167
2024-12-13 | 12 | 55.04 | 0.038897 | 538.2026 | 0.088598 | 1069.3691 | 0.049701 | 531.1664
2024-12-13 | 12 | 50 | 0.069056 | 538.2717 | 0.1514 | 1069.5205 | 0.082348 | 531.2488
2024-12-13 | 12 | 50 | 0.077456 | 538.3491 | 0.16982 | 1069.6903 | 0.092364 | 531.3411
2024-12-13 | 12 | 52.52 | 0.06768 | 538.4168 | 0.15132 | 1069.8416 | 0.083642 | 531.4248
2024-12-13 | 12 | 50.72 | 0.077493 | 538.4943 | 0.17087 | 1070.0125 | 0.093381 | 531.5182
2024-12-13 | 12 | 47.48 | 0.10136 | 538.5957 | 0.21768 | 1070.2302 | 0.11632 | 531.6345
2024-12-13 | 12 | 45.86 | 0.1299 | 538.7256 | 0.27511 | 1070.5053 | 0.14521 | 531.7797
2024-12-13 | 12 | 44.06 | 0.16029 | 538.8859 | 0.33405 | 1070.8393 | 0.17376 | 531.9535
2024-12-14 | 12 | 43.16 | 0.18553 | 539.0714 | 0.38347 | 1071.2228 | 0.19793 | 532.1514
2024-12-14 | 12 | 42.98 | 0.20797 | 539.2794 | 0.42912 | 1071.6519 | 0.22115 | 532.3725
2024-12-14 | 12 | 42.98 | 0.23307 | 539.5125 | 0.48092 | 1072.1328 | 0.24784 | 532.6204
2024-12-14 | 12 | 43.52 | 0.21489 | 539.7274 | 0.44563 | 1072.5785 | 0.23074 | 532.8511
2024-12-14 | 12 | 44.78 | 0.19333 | 539.9207 | 0.40555 | 1072.984 | 0.21222 | 533.0633
2024-12-14 | 12 | 42.98 | 0.19008 | 540.1108 | 0.39221 | 1073.3762 | 0.20212 | 533.2655
2024-12-14 | 12 | 42.98 | 0.18427 | 540.295 | 0.38021 | 1073.7564 | 0.19594 | 533.4614
2024-12-14 | 12 | 44.06 | 0.17049 | 540.4655 | 0.35531 | 1074.1118 | 0.18482 | 533.6462
2024-12-14 | 12 | 44.96 | 0.16743 | 540.6329 | 0.35178 | 1074.4635 | 0.18435 | 533.8306
2024-12-14 | 12 | 46.94 | 0.17388 | 540.8068 | 0.37171 | 1074.8352 | 0.19783 | 534.0284
2024-12-14 | 12 | 48.2 | 0.16387 | 540.9707 | 0.35405 | 1075.1893 | 0.19018 | 534.2186
2024-12-14 | 12 | 51.08 | 0.13785 | 541.1085 | 0.30482 | 1075.4941 | 0.16697 | 534.3856
2024-12-14 | 12 | 51.08 | 0.11744 | 541.226 | 0.25969 | 1075.7538 | 0.14225 | 534.5278
2024-12-14 | 12 | 51.08 | 0.10441 | 541.3304 | 0.23087 | 1075.9847 | 0.12646 | 534.6543
2024-12-14 | 12 | 51.98 | 0.093947 | 541.4243 | 0.20919 | 1076.1938 | 0.11524 | 534.7695
2024-12-14 | 12 | 51.98 | 0.091412 | 541.5157 | 0.20355 | 1076.3974 | 0.11213 | 534.8816
2024-12-14 | 12 | 51.08 | 0.088715 | 541.6045 | 0.19617 | 1076.5936 | 0.10746 | 534.9891
2024-12-14 | 12 | 51.08 | 0.088151 | 541.6926 | 0.19492 | 1076.7885 | 0.10677 | 535.0959
2024-12-14 | 12 | 51.08 | 0.080089 | 541.7727 | 0.1771 | 1076.9656 | 0.097008 | 535.1929
2024-12-14 | 12 | 51.08 | 0.072476 | 541.8452 | 0.16026 | 1077.1258 | 0.087787 | 535.2807
2024-12-14 | 12 | 51.08 | 0.076107 | 541.9213 | 0.16829 | 1077.2941 | 0.092184 | 535.3728
2024-12-14 | 12 | 50 | 0.075748 | 541.997 | 0.16608 | 1077.4602 | 0.090328 | 535.4632
2024-12-14 | 12 | 51.98 | 0.085774 | 542.0828 | 0.19099 | 1077.6512 | 0.10522 | 535.5684
2024-12-14 | 12 | 51.08 | 0.13021 | 542.213 | 0.28793 | 1077.9391 | 0.15772 | 535.7261
2024-12-15 | 12 | 50 | 0.15324 | 542.3663 | 0.33597 | 1078.2751 | 0.18273 | 535.9088
2024-12-15 | 12 | 48.02 | 0.15183 | 542.5181 | 0.32755 | 1078.6026 | 0.17572 | 536.0846
2024-12-15 | 12 | 46.94 | 0.16973 | 542.6878 | 0.36284 | 1078.9655 | 0.19311 | 536.2777
2024-12-15 | 12 | 46.04 | 0.18597 | 542.8738 | 0.39448 | 1079.36 | 0.20851 | 536.4862
2024-12-15 | 12 | 44.96 | 0.19618 | 543.07 | 0.4122 | 1079.7722 | 0.21601 | 536.7022
2024-12-15 | 12 | 44.06 | 0.23632 | 543.3063 | 0.4925 | 1080.2647 | 0.25618 | 536.9584
2024-12-15 | 12 | 44.06 | 0.26471 | 543.571 | 0.55167 | 1080.8163 | 0.28696 | 537.2453
2024-12-15 | 12 | 42.98 | 0.269 | 543.84 | 0.55504 | 1081.3714 | 0.28604 | 537.5314
2024-12-15 | 12 | 42.98 | 0.25406 | 544.0941 | 0.52423 | 1081.8956 | 0.27016 | 537.8015
2024-12-15 | 12 | 44.96 | 0.18641 | 544.2805 | 0.39165 | 1082.2873 | 0.20524 | 538.0068
2024-12-15 | 12 | 46.94 | 0.1141 | 544.3946 | 0.24393 | 1082.5312 | 0.12982 | 538.1366
2024-12-15 | 12 | 50 | 0.079747 | 544.4743 | 0.17484 | 1082.706 | 0.095096 | 538.2317
2024-12-15 | 12 | 50 | 0.061147 | 544.5355 | 0.13406 | 1082.8401 | 0.072916 | 538.3046
2024-12-15 | 12 | 49.46 | 0.02689 | 544.5624 | 0.058701 | 1082.8988 | 0.031811 | 538.3364
2024-12-15 | 12 | 55.04 | 0 | 544.5624 | 0 | 1082.8988 | 0 | 538.3364
2024-12-15 | 12 | 53.06 | 0 | 544.5624 | 0 | 1082.8988 | 0 | 538.3364
2024-12-15 | 12 | 48.02 | 0.0022782 | 544.5646 | 0.0049149 | 1082.9037 | 0.0026367 | 538.3391
2024-12-15 | 12 | 44.06 | 0.059666 | 544.6243 | 0.12435 | 1083.0281 | 0.064681 | 538.4037
2024-12-15 | 12 | 44.06 | 0.09613 | 544.7204 | 0.20034 | 1083.2284 | 0.10421 | 538.508
2024-12-15 | 12 | 42.44 | 0.11405 | 544.8345 | 0.23414 | 1083.4625 | 0.12009 | 538.628
2024-12-15 | 12 | 41.54 | 0.14589 | 544.9804 | 0.29694 | 1083.7595 | 0.15104 | 538.7791
2024-12-15 | 12 | 39.38 | 0.18869 | 545.1691 | 0.3759 | 1084.1354 | 0.18721 | 538.9663
2024-12-15 | 12 | 40.1 | 0.22028 | 545.3893 | 0.44203 | 1084.5774 | 0.22175 | 539.1881
2024-12-15 | 12 | 39.56 | 0.25486 | 545.6442 | 0.50866 | 1085.0861 | 0.2538 | 539.4418
2024-12-16 | 12 | 39.38 | 0.29085 | 545.9351 | 0.57943 | 1085.6655 | 0.28858 | 539.7304
2024-12-16 | 12 | 39.02 | 0.30967 | 546.2447 | 0.61467 | 1086.2802 | 0.305 | 540.0354
2024-12-16 | 12 | 38.12 | 0.34151 | 546.5862 | 0.67158 | 1086.9517 | 0.33007 | 540.3655
2024-12-16 | 12 | 35.96 | 0.40184 | 546.9881 | 0.77213 | 1087.7239 | 0.37029 | 540.7358
2024-12-16 | 12 | 33.44 | 0.48055 | 547.4686 | 0.89747 | 1088.6213 | 0.41692 | 541.1527
2024-12-16 | 12 | 33.08 | 0.4945 | 547.9631 | 0.91964 | 1089.541 | 0.42514 | 541.5778
2024-12-16 | 12 | 32.54 | 0.49765 | 548.4608 | 0.91964 | 1090.4606 | 0.42199 | 541.9998
2024-12-16 | 12 | 32 | 0.50087 | 548.9616 | 0.91964 | 1091.3802 | 0.41877 | 542.4186
2024-12-16 | 12 | 33.08 | 0.4945 | 549.4561 | 0.91964 | 1092.2999 | 0.42514 | 542.8437
2024-12-16 | 12 | 33.98 | 0.48936 | 549.9455 | 0.91964 | 1093.2195 | 0.43028 | 543.274
2024-12-16 | 12 | 35.96 | 0.39713 | 550.3426 | 0.76308 | 1093.9826 | 0.36595 | 543.64
2024-12-16 | 12 | 37.04 | 0.30931 | 550.6519 | 0.60135 | 1094.584 | 0.29204 | 543.932
2024-12-16 | 12 | 37.04 | 0.29547 | 550.9474 | 0.57443 | 1095.1584 | 0.27896 | 544.211
2024-12-16 | 12 | 39.02 | 0.22106 | 551.1685 | 0.43879 | 1095.5972 | 0.21772 | 544.4287
2024-12-16 | 12 | 37.94 | 0.20856 | 551.377 | 0.40935 | 1096.0065 | 0.20079 | 544.6295
2024-12-16 | 12 | 39.92 | 0.18938 | 551.5664 | 0.37934 | 1096.3859 | 0.18996 | 544.8195
2024-12-16 | 12 | 35.6 | 0.22746 | 551.7939 | 0.43534 | 1096.8212 | 0.20788 | 545.0273
2024-12-16 | 12 | 33.8 | 0.25344 | 552.0473 | 0.4753 | 1097.2965 | 0.22186 | 545.2492
2024-12-16 | 12 | 32.9 | 0.26441 | 552.3117 | 0.4907 | 1097.7872 | 0.22629 | 545.4755
2024-12-16 | 12 | 32 | 0.32147 | 552.6332 | 0.59025 | 1098.3774 | 0.26878 | 545.7443
2024-12-16 | 12 | 30.02 | 0.40763 | 553.0408 | 0.7305 | 1099.108 | 0.32287 | 546.0671
2024-12-16 | 12 | 28.94 | 0.46959 | 553.5104 | 0.83008 | 1099.938 | 0.3605 | 546.4276
2024-12-16 | 12 | 28.04 | 0.50159 | 554.012 | 0.87638 | 1100.8144 | 0.37479 | 546.8024
2024-12-16 | 12 | 26.96 | 0.53291 | 554.5449 | 0.91789 | 1101.7323 | 0.38497 | 547.1874
2024-12-17 | 12 | 26.96 | 0.53393 | 555.0788 | 0.91964 | 1102.6519 | 0.38571 | 547.5731
2024-12-17 | 12 | 24.98 | 0.5486 | 555.6274 | 0.91964 | 1103.5716 | 0.37104 | 547.9441
2024-12-17 | 12 | 24.08 | 0.55561 | 556.183 | 0.91964 | 1104.4912 | 0.36403 | 548.3082
2024-12-17 | 12 | 24.08 | 0.55561 | 556.7387 | 0.91964 | 1105.4109 | 0.36403 | 548.6722
2024-12-17 | 12 | 23 | 0.56433 | 557.303 | 0.91964 | 1106.3305 | 0.35531 | 549.0275
2024-12-17 | 12 | 26.24 | 0.53915 | 557.8421 | 0.91964 | 1107.2501 | 0.38049 | 549.408
2024-12-17 | 12 | 29.48 | 0.51668 | 558.3588 | 0.91964 | 1108.1698 | 0.40296 | 549.811
2024-12-17 | 12 | 32.54 | 0.49565 | 558.8545 | 0.91594 | 1109.0857 | 0.42029 | 550.2313
2024-12-17 | 12 | 35.78 | 0.39971 | 559.2542 | 0.76652 | 1109.8522 | 0.36681 | 550.5981
2024-12-17 | 12 | 34.7 | 0.37282 | 559.627 | 0.7064 | 1110.5586 | 0.33358 | 550.9316
2024-12-17 | 12 | 36.68 | 0.24839 | 559.8754 | 0.48103 | 1111.0397 | 0.23264 | 551.1643
2024-12-17 | 12 | 39.56 | 0.1738 | 560.0492 | 0.34688 | 1111.3866 | 0.17308 | 551.3374
2024-12-17 | 12 | 42.08 | 0.16106 | 560.2102 | 0.32951 | 1111.7161 | 0.16845 | 551.5058
2024-12-17 | 12 | 42.98 | 0.11677 | 560.327 | 0.24094 | 1111.957 | 0.12417 | 551.63
2024-12-17 | 12 | 46.94 | 0.080267 | 560.4073 | 0.17159 | 1112.1286 | 0.091323 | 551.7213
2024-12-17 | 12 | 46.94 | 0.067702 | 560.475 | 0.14473 | 1112.2733 | 0.077027 | 551.7983
2024-12-17 | 12 | 43.16 | 0.10263 | 560.5776 | 0.21212 | 1112.4854 | 0.10949 | 551.9078
2024-12-17 | 12 | 41.36 | 0.17052 | 560.7481 | 0.34645 | 1112.8319 | 0.17593 | 552.0838
2024-12-17 | 12 | 41.54 | 0.21264 | 560.9608 | 0.43279 | 1113.2647 | 0.22015 | 552.3039
2024-12-17 | 12 | 42.08 | 0.21106 | 561.1718 | 0.4318 | 1113.6965 | 0.22074 | 552.5246
2024-12-17 | 12 | 41 | 0.22243 | 561.3943 | 0.45035 | 1114.1468 | 0.22791 | 552.7526
2024-12-17 | 12 | 41 | 0.24208 | 561.6363 | 0.49011 | 1114.6369 | 0.24804 | 553.0006
2024-12-17 | 12 | 39.92 | 0.291 | 561.9273 | 0.5829 | 1115.2198 | 0.2919 | 553.2925
2024-12-17 | 12 | 39.92 | 0.31183 | 562.2392 | 0.62462 | 1115.8445 | 0.31279 | 553.6053
2024-12-18 | 12 | 39.92 | 0.30831 | 562.5475 | 0.61758 | 1116.462 | 0.30926 | 553.9146
2024-12-18 | 12 | 39.92 | 0.32673 | 562.8742 | 0.65447 | 1117.1165 | 0.32774 | 554.2423
2024-12-18 | 12 | 39.92 | 0.33517 | 563.2094 | 0.67138 | 1117.7879 | 0.33621 | 554.5785
2024-12-18 | 12 | 41 | 0.3299 | 563.5393 | 0.66793 | 1118.4558 | 0.33803 | 554.9165
2024-12-18 | 12 | 42.08 | 0.30189 | 563.8412 | 0.61763 | 1119.0735 | 0.31574 | 555.2323
2024-12-18 | 12 | 42.98 | 0.25714 | 564.0983 | 0.53058 | 1119.604 | 0.27344 | 555.5057
2024-12-18 | 12 | 42.98 | 0.23553 | 564.3339 | 0.48598 | 1120.09 | 0.25045 | 555.7562
2024-12-18 | 12 | 42.08 | 0.23398 | 564.5678 | 0.47869 | 1120.5687 | 0.24471 | 556.0009
2024-12-18 | 12 | 44.96 | 0.19173 | 564.7596 | 0.40284 | 1120.9715 | 0.21111 | 556.212
2024-12-18 | 12 | 46.94 | 0.17969 | 564.9393 | 0.38413 | 1121.3557 | 0.20444 | 556.4164
2024-12-18 | 12 | 46.04 | 0.17878 | 565.118 | 0.37923 | 1121.7349 | 0.20045 | 556.6169
2024-12-18 | 12 | 46.94 | 0.14532 | 565.2634 | 0.31067 | 1122.0456 | 0.16534 | 556.7822
2024-12-18 | 12 | 52.7 | 0.10694 | 565.3703 | 0.23944 | 1122.285 | 0.13249 | 556.9147
2024-12-18 | 12 | 50 | 0.091931 | 565.4622 | 0.20156 | 1122.4866 | 0.10963 | 557.0243
2024-12-18 | 12 | 51.08 | 0.086889 | 565.5491 | 0.19213 | 1122.6787 | 0.10524 | 557.1296
2024-12-18 | 12 | 59.54 | 0.058581 | 565.6077 | 0.13764 | 1122.8163 | 0.079058 | 557.2086
2024-12-18 | 12 | 51.98 | 0.062253 | 565.67 | 0.13862 | 1122.955 | 0.076364 | 557.285
2024-12-18 | 12 | 51.98 | 0.06786 | 565.7378 | 0.1511 | 1123.1061 | 0.083242 | 557.3682
2024-12-18 | 12 | 53.06 | 0.056212 | 565.794 | 0.12619 | 1123.2323 | 0.069981 | 557.4382
2024-12-18 | 12 | 59.36 | 0.031964 | 565.826 | 0.075012 | 1123.3073 | 0.043048 | 557.4813
2024-12-18 | 12 | 60.62 | 0.016843 | 565.8428 | 0.039856 | 1123.3471 | 0.023013 | 557.5043
2024-12-18 | 12 | 62.24 | 0.011263 | 565.8541 | 0.026932 | 1123.3741 | 0.015668 | 557.5199
2024-12-18 | 12 | 62.24 | 0.010204 | 565.8643 | 0.024399 | 1123.3985 | 0.014195 | 557.5341
2024-12-18 | 12 | 65.12 | 0.0081918 | 565.8725 | 0.019942 | 1123.4184 | 0.011751 | 557.5459
2024-12-19 | 12 | 64.58 | 0.0082996 | 565.8808 | 0.020138 | 1123.4385 | 0.011838 | 557.5577
2024-12-19 | 12 | 69.98 | 0.0045193 | 565.8853 | 0.011327 | 1123.4499 | 0.0068076 | 557.5645
2024-12-19 | 12 | 69.98 | 0 | 565.8853 | 0 | 1123.4499 | 0 | 557.5645
2024-12-19 | 12 | 71.06 | 0 | 565.8853 | 0 | 1123.4499 | 0 | 557.5645
2024-12-19 | 12 | 69.98 | 0 | 565.8853 | 0 | 1123.4499 | 0 | 557.5645
2024-12-19 | 12 | 64.04 | 0.00916 | 565.8945 | 0.022151 | 1123.472 | 0.012991 | 557.5775
2024-12-19 | 12 | 64.04 | 0.039101 | 565.9336 | 0.094558 | 1123.5666 | 0.055456 | 557.633
2024-12-19 | 12 | 55.04 | 0.062186 | 565.9958 | 0.14165 | 1123.7082 | 0.07946 | 557.7124
2024-12-19 | 12 | 44.96 | 0.11753 | 566.1133 | 0.24694 | 1123.9552 | 0.12941 | 557.8419
2024-12-19 | 12 | 42.26 | 0.16605 | 566.2794 | 0.3403 | 1124.2955 | 0.17425 | 558.0161
2024-12-19 | 12 | 43.34 | 0.23284 | 566.5122 | 0.48205 | 1124.7775 | 0.24921 | 558.2653
2024-12-19 | 12 | 42.98 | 0.25748 | 566.7697 | 0.53128 | 1125.3088 | 0.2738 | 558.5391
2024-12-19 | 12 | 41 | 0.23342 | 567.0031 | 0.4726 | 1125.7814 | 0.23917 | 558.7783
2024-12-19 | 12 | 41 | 0.29136 | 567.2945 | 0.58991 | 1126.3713 | 0.29854 | 559.0768
2024-12-19 | 12 | 37.94 | 0.36136 | 567.6558 | 0.70928 | 1127.0806 | 0.34791 | 559.4247
2024-12-19 | 12 | 34.34 | 0.38685 | 568.0427 | 0.72999 | 1127.8106 | 0.34314 | 559.7679
2024-12-19 | 12 | 35.96 | 0.365 | 568.4077 | 0.70134 | 1128.5119 | 0.33635 | 560.1042
2024-12-19 | 12 | 32.54 | 0.4224 | 568.8301 | 0.78059 | 1129.2925 | 0.35818 | 560.4624
2024-12-19 | 12 | 32.9 | 0.45977 | 569.2898 | 0.85325 | 1130.1457 | 0.39348 | 560.8559
2024-12-19 | 12 | 33.8 | 0.45069 | 569.7405 | 0.84521 | 1130.9909 | 0.39452 | 561.2504
2024-12-19 | 12 | 33.8 | 0.41942 | 570.1599 | 0.78656 | 1131.7775 | 0.36715 | 561.6176
2024-12-19 | 12 | 32.72 | 0.43777 | 570.5977 | 0.8107 | 1132.5882 | 0.37293 | 561.9905
2024-12-19 | 12 | 32.36 | 0.49385 | 571.0916 | 0.91066 | 1133.4989 | 0.41681 | 562.4073
2024-12-19 | 12 | 32 | 0.50087 | 571.5924 | 0.91964 | 1134.4185 | 0.41877 | 562.8261
2024-12-20 | 12 | 32 | 0.50087 | 572.0933 | 0.91964 | 1135.3381 | 0.41877 | 563.2449
2024-12-20 | 12 | 32 | 0.50087 | 572.5942 | 0.91964 | 1136.2578 | 0.41877 | 563.6636
2024-12-20 | 12 | 30.92 | 0.50748 | 573.1016 | 0.91964 | 1137.1774 | 0.41216 | 564.0758
2024-12-20 | 12 | 30.92 | 0.50748 | 573.6091 | 0.91964 | 1138.0971 | 0.41216 | 564.488
2024-12-20 | 12 | 32 | 0.50087 | 574.11 | 0.91964 | 1139.0167 | 0.41877 | 564.9067
2024-12-20 | 12 | 32 | 0.50087 | 574.6108 | 0.91964 | 1139.9363 | 0.41877 | 565.3255
2024-12-20 | 12 | 32 | 0.50087 | 575.1117 | 0.91964 | 1140.856 | 0.41877 | 565.7443
2024-12-20 | 12 | 32 | 0.50087 | 575.6126 | 0.91964 | 1141.7756 | 0.41877 | 566.163
2024-12-20 | 12 | 33.08 | 0.47721 | 576.0898 | 0.8875 | 1142.6631 | 0.41029 | 566.5733
2024-12-20 | 12 | 32.54 | 0.36876 | 576.4585 | 0.68145 | 1143.3446 | 0.31269 | 566.886
2024-12-20 | 12 | 34.7 | 0.27581 | 576.7343 | 0.52258 | 1143.8671 | 0.24677 | 567.1328
2024-12-20 | 12 | 37.04 | 0.22515 | 576.9595 | 0.43772 | 1144.3049 | 0.21257 | 567.3454
2024-12-20 | 12 | 40.1 | 0.19135 | 577.1508 | 0.38399 | 1144.6889 | 0.19263 | 567.538
2024-12-20 | 12 | 39.92 | 0.20483 | 577.3557 | 0.41029 | 1145.0991 | 0.20546 | 567.7435
2024-12-20 | 12 | 39.92 | 0.18865 | 577.5443 | 0.37789 | 1145.477 | 0.18923 | 567.9327
2024-12-20 | 12 | 42.08 | 0.14853 | 577.6929 | 0.30388 | 1145.7809 | 0.15535 | 568.088
2024-12-20 | 12 | 39.02 | 0.16878 | 577.8616 | 0.33501 | 1146.1159 | 0.16623 | 568.2543
2024-12-20 | 12 | 39.02 | 0.2056 | 578.0672 | 0.40809 | 1146.524 | 0.20249 | 568.4568
2024-12-20 | 12 | 39.02 | 0.22617 | 578.2934 | 0.44893 | 1146.9729 | 0.22276 | 568.6795
2024-12-20 | 12 | 37.94 | 0.26955 | 578.563 | 0.52908 | 1147.502 | 0.25952 | 568.939
2024-12-20 | 12 | 37.94 | 0.28989 | 578.8529 | 0.569 | 1148.071 | 0.27911 | 569.2182
2024-12-20 | 12 | 36.14 | 0.29126 | 579.1441 | 0.56076 | 1148.6318 | 0.2695 | 569.4877
2024-12-20 | 12 | 36.14 | 0.30952 | 579.4536 | 0.59593 | 1149.2277 | 0.2864 | 569.7741
2024-12-20 | 12 | 35.42 | 0.3481 | 579.8017 | 0.6649 | 1149.8926 | 0.3168 | 570.0909
2024-12-21 | 12 | 36.14 | 0.36728 | 580.169 | 0.70712 | 1150.5997 | 0.33984 | 570.4307
2024-12-21 | 12 | 36.5 | 0.35522 | 580.5242 | 0.68659 | 1151.2863 | 0.33137 | 570.7621
2024-12-21 | 12 | 35.6 | 0.33541 | 580.8597 | 0.64193 | 1151.9282 | 0.30653 | 571.0686
2024-12-21 | 12 | 35.96 | 0.3345 | 581.1942 | 0.64274 | 1152.571 | 0.30824 | 571.3768
2024-12-21 | 12 | 33.62 | 0.35375 | 581.5479 | 0.66204 | 1153.233 | 0.30829 | 571.6851
2024-12-21 | 12 | 33.62 | 0.35609 | 581.904 | 0.66642 | 1153.8994 | 0.31033 | 571.9954
2024-12-21 | 12 | 33.62 | 0.35341 | 582.2574 | 0.6614 | 1154.5608 | 0.30799 | 572.3034
2024-12-21 | 12 | 33.62 | 0.36064 | 582.618 | 0.67493 | 1155.2358 | 0.31429 | 572.6177
2024-12-21 | 12 | 37.04 | 0.28648 | 582.9045 | 0.55695 | 1155.7927 | 0.27047 | 572.8882
2024-12-21 | 12 | 39.02 | 0.19005 | 583.0946 | 0.37723 | 1156.1699 | 0.18718 | 573.0754
2024-12-21 | 12 | 39.92 | 0.14018 | 583.2347 | 0.28078 | 1156.4507 | 0.14061 | 573.216
2024-12-21 | 12 | 44.06 | 0.10334 | 583.3381 | 0.21536 | 1156.6661 | 0.11202 | 573.328
2024-12-21 | 12 | 44.06 | 0.079213 | 583.4173 | 0.16508 | 1156.8312 | 0.085871 | 573.4139
2024-12-21 | 12 | 46.04 | 0.039029 | 583.4563 | 0.082788 | 1156.914 | 0.043759 | 573.4576
2024-12-21 | 12 | 46.94 | 0.014048 | 583.4704 | 0.030031 | 1156.944 | 0.015983 | 573.4736
2024-12-21 | 12 | 46.04 | 0.0058118 | 583.4762 | 0.012328 | 1156.9563 | 0.0065161 | 573.4801
2024-12-21 | 12 | 41 | 0.0481 | 583.5243 | 0.097385 | 1157.0537 | 0.049285 | 573.5294
2024-12-21 | 12 | 39.02 | 0.10166 | 583.6259 | 0.20178 | 1157.2555 | 0.10012 | 573.6295
2024-12-21 | 12 | 37.94 | 0.13488 | 583.7608 | 0.26475 | 1157.5202 | 0.12986 | 573.7594
2024-12-21 | 12 | 37.94 | 0.16934 | 583.9302 | 0.33238 | 1157.8526 | 0.16304 | 573.9224
2024-12-21 | 12 | 37.76 | 0.20388 | 584.1341 | 0.39942 | 1158.252 | 0.19554 | 574.118
2024-12-21 | 12 | 34.7 | 0.25531 | 584.3894 | 0.48375 | 1158.7358 | 0.22844 | 574.3464
2024-12-21 | 12 | 34.88 | 0.29535 | 584.6847 | 0.56075 | 1159.2965 | 0.2654 | 574.6118
2024-12-21 | 12 | 33.44 | 0.33896 | 585.0237 | 0.63304 | 1159.9296 | 0.29408 | 574.9059
2024-12-22 | 12 | 32.18 | 0.39894 | 585.4226 | 0.73407 | 1160.6636 | 0.33513 | 575.241
2024-12-22 | 12 | 28.04 | 0.45942 | 585.882 | 0.8027 | 1161.4663 | 0.34328 | 575.5843
2024-12-22 | 12 | 28.94 | 0.44758 | 586.3296 | 0.79118 | 1162.2575 | 0.3436 | 575.9279
2024-12-22 | 12 | 30.02 | 0.42154 | 586.7512 | 0.75542 | 1163.0129 | 0.33388 | 576.2618
2024-12-22 | 12 | 30.02 | 0.41258 | 587.1637 | 0.73938 | 1163.7523 | 0.32679 | 576.5886
2024-12-22 | 12 | 30.02 | 0.40462 | 587.5684 | 0.72511 | 1164.4774 | 0.32049 | 576.9091
2024-12-22 | 12 | 30.02 | 0.39628 | 587.9646 | 0.71016 | 1165.1876 | 0.31388 | 577.223
2024-12-22 | 12 | 30.02 | 0.3827 | 588.3473 | 0.68583 | 1165.8734 | 0.30313 | 577.5261
2024-12-22 | 12 | 30.92 | 0.32866 | 588.676 | 0.59559 | 1166.469 | 0.26693 | 577.793
2024-12-22 | 12 | 35.96 | 0.23908 | 588.9151 | 0.45938 | 1166.9284 | 0.22031 | 578.0133
2024-12-22 | 12 | 41 | 0.12656 | 589.0416 | 0.25624 | 1167.1846 | 0.12968 | 578.143
2024-12-22 | 12 | 46.04 | 0.065107 | 589.1067 | 0.1381 | 1167.3227 | 0.072997 | 578.216
2024-12-22 | 12 | 49.28 | 0.029603 | 589.1364 | 0.064529 | 1167.3873 | 0.034926 | 578.2509
2024-12-22 | 12 | 51.08 | 0.0011836 | 589.1375 | 0.0026172 | 1167.3899 | 0.0014336 | 578.2524
2024-12-22 | 12 | 53.96 | 0 | 589.1375 | 0 | 1167.3899 | 0 | 578.2524
2024-12-22 | 12 | 53.96 | 0 | 589.1375 | 0 | 1167.3899 | 0 | 578.2524
2024-12-22 | 12 | 51.08 | 0 | 589.1375 | 0 | 1167.3899 | 0 | 578.2524
2024-12-22 | 12 | 48.02 | 0.0074908 | 589.145 | 0.01616 | 1167.406 | 0.0086693 | 578.261
2024-12-22 | 12 | 48.02 | 0.034784 | 589.1798 | 0.075041 | 1167.4811 | 0.040257 | 578.3013
2024-12-22 | 12 | 52.52 | 0.038912 | 589.2187 | 0.087001 | 1167.5681 | 0.048089 | 578.3494
2024-12-22 | 12 | 48.02 | 0.056476 | 589.2752 | 0.12184 | 1167.6899 | 0.065361 | 578.4147
2024-12-22 | 12 | 48.02 | 0.080516 | 589.3557 | 0.1737 | 1167.8636 | 0.093184 | 578.5079
2024-12-22 | 12 | 46.94 | 0.10197 | 589.4577 | 0.21798 | 1168.0816 | 0.11601 | 578.6239
2024-12-22 | 12 | 46.94 | 0.11857 | 589.5762 | 0.25346 | 1168.3351 | 0.1349 | 578.7588
2024-12-23 | 12 | 46.94 | 0.12939 | 589.7056 | 0.2766 | 1168.6117 | 0.14721 | 578.906
2024-12-23 | 12 | 50.72 | 0.12055 | 589.8262 | 0.26582 | 1168.8775 | 0.14527 | 579.0513
2024-12-23 | 12 | 49.82 | 0.11828 | 589.9445 | 0.25896 | 1169.1365 | 0.14068 | 579.192
2024-12-23 | 12 | 48.92 | 0.12399 | 590.0685 | 0.26948 | 1169.4059 | 0.14549 | 579.3375
2024-12-23 | 12 | 46.76 | 0.13427 | 590.2027 | 0.28659 | 1169.6925 | 0.15232 | 579.4898
2024-12-23 | 12 | 46.58 | 0.13727 | 590.34 | 0.29255 | 1169.9851 | 0.15528 | 579.6451
2024-12-23 | 12 | 46.58 | 0.13425 | 590.4743 | 0.28611 | 1170.2712 | 0.15186 | 579.7969
2024-12-23 | 12 | 42.98 | 0.14664 | 590.6209 | 0.30256 | 1170.5737 | 0.15593 | 579.9529
2024-12-23 | 12 | 51.98 | 0.083886 | 590.7048 | 0.18679 | 1170.7605 | 0.1029 | 580.0558
2024-12-23 | 12 | 57.92 | 0.013758 | 590.7185 | 0.031976 | 1170.7925 | 0.018218 | 580.074
2024-12-23 | 12 | 60.08 | 0 | 590.7185 | 0 | 1170.7925 | 0 | 580.074
2024-12-23 | 12 | 62.06 | 0 | 590.7185 | 0 | 1170.7925 | 0 | 580.074
2024-12-23 | 12 | 62.06 | 0 | 590.7185 | 0 | 1170.7925 | 0 | 580.074
2024-12-23 | 12 | 66.02 | 0 | 590.7185 | 0 | 1170.7925 | 0 | 580.074
2024-12-23 | 12 | 64.94 | 0 | 590.7185 | 0 | 1170.7925 | 0 | 580.074
2024-12-23 | 12 | 62.06 | 0 | 590.7185 | 0 | 1170.7925 | 0 | 580.074
2024-12-23 | 12 | 57.02 | 0 | 590.7185 | 0 | 1170.7925 | 0 | 580.074
2024-12-23 | 12 | 53.06 | 0 | 590.7185 | 0 | 1170.7925 | 0 | 580.074
2024-12-23 | 12 | 53.06 | 0 | 590.7185 | 0 | 1170.7925 | 0 | 580.074
2024-12-23 | 12 | 48.92 | 0.033817 | 590.7524 | 0.0735 | 1170.866 | 0.039682 | 580.1137
2024-12-23 | 12 | 49.82 | 0.076985 | 590.8293 | 0.16854 | 1171.0346 | 0.09156 | 580.2052
2024-12-23 | 12 | 46.94 | 0.11156 | 590.9409 | 0.23848 | 1171.273 | 0.12692 | 580.3321
2024-12-23 | 12 | 44.96 | 0.16108 | 591.102 | 0.33845 | 1171.6115 | 0.17736 | 580.5095
2024-12-23 | 12 | 44.06 | 0.1871 | 591.2891 | 0.38994 | 1172.0014 | 0.20283 | 580.7123
2024-12-24 | 12 | 44.06 | 0.20165 | 591.4907 | 0.42024 | 1172.4217 | 0.2186 | 580.9309
2024-12-24 | 12 | 44.06 | 0.21343 | 591.7042 | 0.4448 | 1172.8665 | 0.23137 | 581.1623
2024-12-24 | 12 | 42.08 | 0.2306 | 591.9348 | 0.47178 | 1173.3382 | 0.24118 | 581.4035
2024-12-24 | 12 | 37.94 | 0.26787 | 592.2026 | 0.52577 | 1173.864 | 0.2579 | 581.6614
2024-12-24 | 12 | 38.3 | 0.28991 | 592.4925 | 0.57118 | 1174.4352 | 0.28127 | 581.9426
2024-12-24 | 12 | 37.76 | 0.27966 | 592.7722 | 0.54787 | 1174.9831 | 0.26821 | 582.2109
2024-12-24 | 12 | 37.58 | 0.27587 | 593.0481 | 0.53942 | 1175.5225 | 0.26355 | 582.4744
2024-12-24 | 12 | 39.02 | 0.25692 | 593.305 | 0.50995 | 1176.0324 | 0.25303 | 582.7274
2024-12-24 | 12 | 43.16 | 0.15928 | 593.4643 | 0.3292 | 1176.3616 | 0.16992 | 582.8974
2024-12-24 | 12 | 51.98 | 0.056298 | 593.5206 | 0.12536 | 1176.487 | 0.069059 | 582.9664
2024-12-24 | 12 | 57.02 | 0.0019288 | 593.5225 | 0.0044553 | 1176.4914 | 0.0025264 | 582.9689
2024-12-24 | 12 | 59 | 0 | 593.5225 | 0 | 1176.4914 | 0 | 582.9689
2024-12-24 | 12 | 59 | 0 | 593.5225 | 0 | 1176.4914 | 0 | 582.9689
2024-12-24 | 12 | 62.96 | 0 | 593.5225 | 0 | 1176.4914 | 0 | 582.9689
2024-12-24 | 12 | 62.96 | 0 | 593.5225 | 0 | 1176.4914 | 0 | 582.9689
2024-12-24 | 12 | 60.98 | 0 | 593.5225 | 0 | 1176.4914 | 0 | 582.9689
2024-12-24 | 12 | 59 | 0 | 593.5225 | 0 | 1176.4914 | 0 | 582.9689
2024-12-24 | 12 | 57.92 | 0 | 593.5225 | 0 | 1176.4914 | 0 | 582.9689
2024-12-24 | 12 | 57.92 | 0 | 593.5225 | 0 | 1176.4914 | 0 | 582.9689
2024-12-24 | 12 | 57.02 | 0.0043415 | 593.5268 | 0.010028 | 1176.5015 | 0.0056866 | 582.9746
2024-12-24 | 12 | 57.02 | 0.033582 | 593.5604 | 0.077567 | 1176.579 | 0.043986 | 583.0186
2024-12-24 | 12 | 55.04 | 0.041933 | 593.6023 | 0.095515 | 1176.6745 | 0.053581 | 583.0722
2024-12-24 | 12 | 53.96 | 0.067052 | 593.6694 | 0.15154 | 1176.8261 | 0.084484 | 583.1567
2024-12-24 | 12 | 53.06 | 0.093704 | 593.7631 | 0.21036 | 1177.0364 | 0.11666 | 583.2733
2024-12-25 | 12 | 53.06 | 0.10786 | 593.871 | 0.24214 | 1177.2786 | 0.13428 | 583.4076
2024-12-25 | 12 | 51.08 | 0.12321 | 593.9942 | 0.27245 | 1177.551 | 0.14924 | 583.5569
2024-12-25 | 12 | 51.08 | 0.13506 | 594.1292 | 0.29865 | 1177.8497 | 0.16359 | 583.7204
2024-12-25 | 12 | 50 | 0.13948 | 594.2687 | 0.30581 | 1178.1555 | 0.16633 | 583.8868
2024-12-25 | 12 | 50 | 0.12687 | 594.3956 | 0.27817 | 1178.4336 | 0.15129 | 584.0381
2024-12-25 | 12 | 50 | 0.12291 | 594.5185 | 0.26947 | 1178.7031 | 0.14656 | 584.1846
2024-12-25 | 12 | 50 | 0.12551 | 594.644 | 0.27518 | 1178.9783 | 0.14967 | 584.3343
2024-12-25 | 12 | 51.98 | 0.10795 | 594.7519 | 0.24038 | 1179.2187 | 0.13242 | 584.4667
2024-12-25 | 12 | 53.96 | 0.087864 | 594.8398 | 0.19857 | 1179.4172 | 0.11071 | 584.5774
2024-12-25 | 12 | 55.94 | 0.068265 | 594.9081 | 0.15649 | 1179.5737 | 0.088228 | 584.6657
2024-12-25 | 12 | 59 | 0.027352 | 594.9354 | 0.064034 | 1179.6378 | 0.036682 | 584.7023
2024-12-25 | 12 | 62.96 | 0.00058981 | 594.936 | 0.0014167 | 1179.6392 | 0.00082691 | 584.7032
2024-12-25 | 12 | 62.96 | 0 | 594.936 | 0 | 1179.6392 | 0 | 584.7032
2024-12-25 | 12 | 68 | 0 | 594.936 | 0 | 1179.6392 | 0 | 584.7032
2024-12-25 | 12 | 69.08 | 0 | 594.936 | 0 | 1179.6392 | 0 | 584.7032
2024-12-25 | 12 | 66.92 | 0 | 594.936 | 0 | 1179.6392 | 0 | 584.7032
2024-12-25 | 12 | 64.04 | 0 | 594.936 | 0 | 1179.6392 | 0 | 584.7032
2024-12-25 | 12 | 60.08 | 0 | 594.936 | 0 | 1179.6392 | 0 | 584.7032
2024-12-25 | 12 | 60.08 | 0 | 594.936 | 0 | 1179.6392 | 0 | 584.7032
2024-12-25 | 12 | 53.96 | 0 | 594.936 | 0 | 1179.6392 | 0 | 584.7032
2024-12-25 | 12 | 55.04 | 0 | 594.936 | 0 | 1179.6392 | 0 | 584.7032
2024-12-25 | 12 | 55.04 | 0.0086409 | 594.9447 | 0.019682 | 1179.6589 | 0.011041 | 584.7142
2024-12-25 | 12 | 53.96 | 0.031669 | 594.9763 | 0.071572 | 1179.7304 | 0.039903 | 584.7541
2024-12-25 | 12 | 51.98 | 0.058425 | 595.0348 | 0.13009 | 1179.8605 | 0.071669 | 584.8258
2024-12-26 | 12 | 51.98 | 0.078167 | 595.1129 | 0.17405 | 1180.0346 | 0.095885 | 584.9217
2024-12-26 | 12 | 51.08 | 0.092158 | 595.2051 | 0.20378 | 1180.2384 | 0.11163 | 585.0333
2024-12-26 | 12 | 51.08 | 0.10128 | 595.3064 | 0.22396 | 1180.4623 | 0.12268 | 585.156
2024-12-26 | 12 | 51.98 | 0.10204 | 595.4084 | 0.22722 | 1180.6895 | 0.12517 | 585.2811
2024-12-26 | 12 | 51.98 | 0.10136 | 595.5098 | 0.2257 | 1180.9153 | 0.12434 | 585.4055
2024-12-26 | 12 | 53.96 | 0.090813 | 595.6006 | 0.20523 | 1181.1205 | 0.11442 | 585.5199
2024-12-26 | 12 | 53.96 | 0.081507 | 595.6821 | 0.1842 | 1181.3047 | 0.1027 | 585.6226
2024-12-26 | 12 | 55.04 | 0.072547 | 595.7546 | 0.16525 | 1181.4699 | 0.092699 | 585.7153
2024-12-26 | 12 | 57.02 | 0.042138 | 595.7968 | 0.09733 | 1181.5673 | 0.055192 | 585.7705
2024-12-26 | 12 | 60.98 | 0.010523 | 595.8073 | 0.024959 | 1181.5922 | 0.014436 | 585.7849
2024-12-26 | 12 | 64.94 | 0 | 595.8073 | 0 | 1181.5922 | 0 | 585.7849
2024-12-26 | 12 | 68 | 0 | 595.8073 | 0 | 1181.5922 | 0 | 585.7849
2024-12-26 | 12 | 68 | 0 | 595.8073 | 0 | 1181.5922 | 0 | 585.7849
2024-12-26 | 12 | 71.96 | 0 | 595.8073 | 0 | 1181.5922 | 0 | 585.7849
2024-12-26 | 12 | 73.04 | 0 | 595.8073 | 0 | 1181.5922 | 0 | 585.7849
2024-12-26 | 12 | 71.96 | 0 | 595.8073 | 0 | 1181.5922 | 0 | 585.7849
2024-12-26 | 12 | 69.08 | 0 | 595.8073 | 0 | 1181.5922 | 0 | 585.7849
2024-12-26 | 12 | 64.04 | 0 | 595.8073 | 0 | 1181.5922 | 0 | 585.7849
2024-12-26 | 12 | 60.98 | 0 | 595.8073 | 0 | 1181.5922 | 0 | 585.7849
2024-12-26 | 12 | 57.92 | 0 | 595.8073 | 0 | 1181.5922 | 0 | 585.7849
2024-12-26 | 12 | 57.02 | 0 | 595.8073 | 0 | 1181.5922 | 0 | 585.7849
2024-12-26 | 12 | 60.98 | 0 | 595.8073 | 0 | 1181.5922 | 0 | 585.7849
2024-12-26 | 12 | 59 | 0.0020354 | 595.8093 | 0.0047652 | 1181.597 | 0.0027298 | 585.7877
2024-12-26 | 12 | 57.02 | 0.027927 | 595.8373 | 0.064506 | 1181.6615 | 0.036579 | 585.8242
2024-12-27 | 12 | 57.02 | 0.05022 | 595.8875 | 0.116 | 1181.7775 | 0.065778 | 585.89
2024-12-27 | 12 | 53.96 | 0.070159 | 595.9576 | 0.15856 | 1181.9361 | 0.088398 | 585.9784
2024-12-27 | 12 | 55.94 | 0.077131 | 596.0348 | 0.17682 | 1182.1129 | 0.099686 | 586.0781
2024-12-27 | 12 | 59 | 0.070539 | 596.1053 | 0.16514 | 1182.278 | 0.094602 | 586.1727
2024-12-27 | 12 | 60.98 | 0.063531 | 596.1688 | 0.15068 | 1182.4287 | 0.087153 | 586.2599
2024-12-27 | 12 | 62.06 | 0.057244 | 596.2261 | 0.13672 | 1182.5654 | 0.079474 | 586.3393
2024-12-27 | 12 | 62.06 | 0.050178 | 596.2763 | 0.11984 | 1182.6853 | 0.069664 | 586.409
2024-12-27 | 12 | 60.98 | 0.045676 | 596.3219 | 0.10834 | 1182.7936 | 0.06266 | 586.4717
2024-12-27 | 12 | 62.06 | 0.035921 | 596.3579 | 0.085792 | 1182.8794 | 0.049871 | 586.5215
2024-12-27 | 12 | 62.06 | 0.025911 | 596.3838 | 0.061883 | 1182.9413 | 0.035973 | 586.5575
2024-12-27 | 12 | 62.06 | 0.017814 | 596.4016 | 0.042547 | 1182.9838 | 0.024732 | 586.5822
2024-12-27 | 12 | 62.06 | 0.014715 | 596.4163 | 0.035144 | 1183.019 | 0.020429 | 586.6027
2024-12-27 | 12 | 62.06 | 0.011625 | 596.4279 | 0.027763 | 1183.0467 | 0.016139 | 586.6188
2024-12-27 | 12 | 62.06 | 0.0092716 | 596.4372 | 0.022144 | 1183.0689 | 0.012872 | 586.6317
2024-12-27 | 12 | 60.98 | 0.012944 | 596.4501 | 0.0307 | 1183.0996 | 0.017756 | 586.6494
2024-12-27 | 12 | 60.98 | 0.0085782 | 596.4587 | 0.020346 | 1183.1199 | 0.011768 | 586.6612
2024-12-27 | 12 | 60.08 | 0.0098399 | 596.4686 | 0.023202 | 1183.1431 | 0.013362 | 586.6746
2024-12-27 | 12 | 60.08 | 0.010917 | 596.4795 | 0.025743 | 1183.1689 | 0.014825 | 586.6894
2024-12-27 | 12 | 59 | 0.0063275 | 596.4858 | 0.014813 | 1183.1837 | 0.008486 | 586.6979
2024-12-27 | 12 | 57.92 | 0.011821 | 596.4976 | 0.027474 | 1183.2111 | 0.015653 | 586.7135
2024-12-27 | 12 | 57.92 | 0.012033 | 596.5097 | 0.027967 | 1183.2391 | 0.015934 | 586.7295
2024-12-27 | 12 | 57.02 | 0.0161 | 596.5258 | 0.037188 | 1183.2763 | 0.021088 | 586.7505
2024-12-27 | 12 | 57.02 | 0.03371 | 596.5595 | 0.077865 | 1183.3542 | 0.044154 | 586.7947
2024-12-27 | 12 | 57.02 | 0.049052 | 596.6085 | 0.1133 | 1183.4675 | 0.064249 | 586.8589
2024-12-28 | 12 | 57.02 | 0.054752 | 596.6633 | 0.12647 | 1183.5939 | 0.071715 | 586.9307
2024-12-28 | 12 | 57.02 | 0.057149 | 596.7204 | 0.132 | 1183.7259 | 0.074854 | 587.0055
2024-12-28 | 12 | 57.02 | 0.060314 | 596.7807 | 0.13931 | 1183.8652 | 0.078999 | 587.0845
2024-12-28 | 12 | 57.02 | 0.066488 | 596.8472 | 0.15357 | 1184.0188 | 0.087086 | 587.1716
2024-12-28 | 12 | 57.92 | 0.060546 | 596.9078 | 0.14072 | 1184.1595 | 0.08017 | 587.2518
2024-12-28 | 12 | 59 | 0.045272 | 596.953 | 0.10599 | 1184.2655 | 0.060715 | 587.3125
2024-12-28 | 12 | 59 | 0.040075 | 596.9931 | 0.093821 | 1184.3593 | 0.053746 | 587.3662
2024-12-28 | 12 | 60.08 | 0.038346 | 597.0315 | 0.090419 | 1184.4498 | 0.052072 | 587.4183
2024-12-28 | 12 | 60.98 | 0.033591 | 597.0651 | 0.079671 | 1184.5294 | 0.046081 | 587.4644
2024-12-28 | 12 | 62.06 | 0.023795 | 597.0888 | 0.05683 | 1184.5863 | 0.033035 | 587.4974
2024-12-28 | 12 | 62.96 | 0.01503 | 597.1039 | 0.036102 | 1184.6224 | 0.021072 | 587.5185
2024-12-28 | 12 | 64.94 | 0.0059565 | 597.1098 | 0.014485 | 1184.6368 | 0.0085282 | 587.527
2024-12-28 | 12 | 62.96 | 0.01485 | 597.1247 | 0.03567 | 1184.6725 | 0.02082 | 587.5478
2024-12-28 | 12 | 62.96 | 0.019082 | 597.1438 | 0.045835 | 1184.7184 | 0.026753 | 587.5746
2024-12-28 | 12 | 62.96 | 0.007775 | 597.1515 | 0.018676 | 1184.737 | 0.010901 | 587.5855
2024-12-28 | 12 | 64.04 | 0.005562 | 597.1571 | 0.01345 | 1184.7505 | 0.0078885 | 587.5934
2024-12-28 | 12 | 62.96 | 0.0030812 | 597.1602 | 0.007401 | 1184.7579 | 0.0043198 | 587.5977
2024-12-28 | 12 | 60.08 | 0 | 597.1602 | 0 | 1184.7579 | 0 | 587.5977
2024-12-28 | 12 | 60.08 | 0 | 597.1602 | 0 | 1184.7579 | 0 | 587.5977
2024-12-28 | 12 | 57.92 | 0.0015616 | 597.1617 | 0.0036294 | 1184.7615 | 0.0020678 | 587.5998
2024-12-28 | 12 | 55.04 | 0.015366 | 597.1771 | 0.035 | 1184.7965 | 0.019634 | 587.6194
2024-12-28 | 12 | 53.06 | 0.032415 | 597.2095 | 0.07277 | 1184.8693 | 0.040355 | 587.6598
2024-12-28 | 12 | 51.08 | 0.0621 | 597.2716 | 0.13732 | 1185.0066 | 0.075218 | 587.735
2024-12-28 | 12 | 48.92 | 0.098091 | 597.3697 | 0.21319 | 1185.2198 | 0.1151 | 587.8501
2024-12-29 | 12 | 48.02 | 0.13414 | 597.5039 | 0.28939 | 1185.5092 | 0.15525 | 588.0053
2024-12-29 | 12 | 44.06 | 0.17775 | 597.6816 | 0.37044 | 1185.8796 | 0.19269 | 588.198
2024-12-29 | 12 | 44.06 | 0.20761 | 597.8892 | 0.43267 | 1186.3123 | 0.22506 | 588.4231
2024-12-29 | 12 | 42.08 | 0.21667 | 598.1059 | 0.44329 | 1186.7556 | 0.22662 | 588.6497
2024-12-29 | 12 | 39.92 | 0.23618 | 598.3421 | 0.47308 | 1187.2287 | 0.2369 | 588.8866
2024-12-29 | 12 | 41 | 0.23892 | 598.581 | 0.48372 | 1187.7124 | 0.2448 | 589.1314
2024-12-29 | 12 | 41 | 0.23601 | 598.817 | 0.47783 | 1188.1902 | 0.24182 | 589.3732
2024-12-29 | 12 | 42.08 | 0.22714 | 599.0441 | 0.46469 | 1188.6549 | 0.23756 | 589.6108
2024-12-29 | 12 | 42.98 | 0.1755 | 599.2196 | 0.36211 | 1189.017 | 0.18662 | 589.7974
2024-12-29 | 12 | 46.94 | 0.092149 | 599.3118 | 0.19699 | 1189.214 | 0.10484 | 589.9022
2024-12-29 | 12 | 51.98 | 0.014878 | 599.3267 | 0.033128 | 1189.2471 | 0.01825 | 589.9205
2024-12-29 | 12 | 55.04 | 0 | 599.3267 | 0 | 1189.2471 | 0 | 589.9205
2024-12-29 | 12 | 55.04 | 0 | 599.3267 | 0 | 1189.2471 | 0 | 589.9205
2024-12-29 | 12 | 59 | 0 | 599.3267 | 0 | 1189.2471 | 0 | 589.9205
2024-12-29 | 12 | 60.98 | 0 | 599.3267 | 0 | 1189.2471 | 0 | 589.9205
2024-12-29 | 12 | 59 | 0 | 599.3267 | 0 | 1189.2471 | 0 | 589.9205
2024-12-29 | 12 | 55.94 | 0 | 599.3267 | 0 | 1189.2471 | 0 | 589.9205
2024-12-29 | 12 | 53.96 | 0 | 599.3267 | 0 | 1189.2471 | 0 | 589.9205
2024-12-29 | 12 | 53.96 | 0 | 599.3267 | 0 | 1189.2471 | 0 | 589.9205
2024-12-29 | 12 | 55.04 | 0 | 599.3267 | 0 | 1189.2471 | 0 | 589.9205
2024-12-29 | 12 | 53.96 | 0.0078549 | 599.3345 | 0.017752 | 1189.2649 | 0.009897 | 589.9304
2024-12-29 | 12 | 55.4 | 0.023229 | 599.3577 | 0.053047 | 1189.3179 | 0.029818 | 589.9602
2024-12-29 | 12 | 55.94 | 0.038683 | 599.3964 | 0.088678 | 1189.4066 | 0.049995 | 590.0102
2024-12-29 | 12 | 57.02 | 0.069006 | 599.4654 | 0.15939 | 1189.566 | 0.090385 | 590.1006
2024-12-30 | 12 | 57.02 | 0.084876 | 599.5503 | 0.19605 | 1189.7621 | 0.11117 | 590.2118
2024-12-30 | 12 | 64.94 | 0.065456 | 599.6158 | 0.15917 | 1189.9212 | 0.093716 | 590.3055
2024-12-30 | 12 | 66.02 | 0.046945 | 599.6627 | 0.11491 | 1190.0361 | 0.067968 | 590.3734
2024-12-30 | 12 | 64.04 | 0.047217 | 599.7099 | 0.11418 | 1190.1503 | 0.066967 | 590.4404
2024-12-30 | 12 | 62.06 | 0.055975 | 599.7659 | 0.13369 | 1190.284 | 0.077713 | 590.5181
2024-12-30 | 12 | 62.06 | 0.055768 | 599.8217 | 0.13319 | 1190.4172 | 0.077426 | 590.5955
2024-12-30 | 12 | 59 | 0.077746 | 599.8994 | 0.18201 | 1190.5992 | 0.10427 | 590.6998
2024-12-30 | 12 | 51.08 | 0.11863 | 600.018 | 0.26233 | 1190.8616 | 0.14369 | 590.8435
2024-12-30 | 12 | 51.98 | 0.14005 | 600.1581 | 0.31184 | 1191.1734 | 0.17179 | 591.0153
2024-12-30 | 12 | 53.96 | 0.11451 | 600.2726 | 0.25879 | 1191.4322 | 0.14428 | 591.1596
2024-12-30 | 12 | 55.04 | 0.11185 | 600.3845 | 0.25478 | 1191.687 | 0.14292 | 591.3025
2024-12-30 | 12 | 55.94 | 0.12395 | 600.5084 | 0.28414 | 1191.9711 | 0.16019 | 591.4627
2024-12-30 | 12 | 55.94 | 0.12534 | 600.6337 | 0.28734 | 1192.2584 | 0.162 | 591.6247
2024-12-30 | 12 | 57.02 | 0.099469 | 600.7332 | 0.22975 | 1192.4882 | 0.13029 | 591.755
2024-12-30 | 12 | 55.94 | 0.096459 | 600.8297 | 0.22112 | 1192.7093 | 0.12467 | 591.8796
2024-12-30 | 12 | 53.96 | 0.12071 | 600.9504 | 0.27279 | 1192.9821 | 0.15209 | 592.0317
2024-12-30 | 12 | 51.08 | 0.16327 | 601.1137 | 0.36103 | 1193.3431 | 0.19776 | 592.2295
2024-12-30 | 12 | 48.92 | 0.19573 | 601.3094 | 0.42541 | 1193.7686 | 0.22968 | 592.4592
2024-12-30 | 12 | 48.92 | 0.18469 | 601.4941 | 0.40141 | 1194.17 | 0.21672 | 592.6759
2024-12-30 | 12 | 46.04 | 0.18146 | 601.6755 | 0.38491 | 1194.5549 | 0.20345 | 592.8793
2024-12-30 | 12 | 46.04 | 0.20594 | 601.8815 | 0.43684 | 1194.9917 | 0.2309 | 593.1102
2024-12-30 | 12 | 44.06 | 0.21469 | 602.0962 | 0.44743 | 1195.4391 | 0.23274 | 593.343
2024-12-30 | 12 | 42.98 | 0.23177 | 602.3279 | 0.47823 | 1195.9174 | 0.24646 | 593.5894
2024-12-30 | 12 | 42.08 | 0.26442 | 602.5924 | 0.54098 | 1196.4583 | 0.27656 | 593.866
2024-12-31 | 12 | 42.08 | 0.28478 | 602.8771 | 0.58262 | 1197.041 | 0.29784 | 594.1638
2024-12-31 | 12 | 41 | 0.2989 | 603.176 | 0.60517 | 1197.6461 | 0.30627 | 594.4701
2024-12-31 | 12 | 39.92 | 0.29875 | 603.4748 | 0.59842 | 1198.2446 | 0.29967 | 594.7698
2024-12-31 | 12 | 39.02 | 0.31194 | 603.7867 | 0.61916 | 1198.8637 | 0.30722 | 595.077
2024-12-31 | 12 | 36.32 | 0.36096 | 604.1477 | 0.69631 | 1199.56 | 0.33536 | 595.4123
2024-12-31 | 12 | 35.96 | 0.36785 | 604.5155 | 0.70683 | 1200.2669 | 0.33898 | 595.7513
2024-12-31 | 12 | 35.6 | 0.36856 | 604.8841 | 0.70539 | 1200.9722 | 0.33682 | 596.0881
2024-12-31 | 12 | 35.06 | 0.36652 | 605.2506 | 0.69727 | 1201.6695 | 0.33075 | 596.4189
2024-12-31 | 12 | 37.58 | 0.28087 | 605.5315 | 0.5492 | 1202.2187 | 0.26833 | 596.6872
2024-12-31 | 12 | 44.96 | 0.20461 | 605.7361 | 0.42989 | 1202.6486 | 0.22528 | 596.9125
2024-12-31 | 12 | 44.78 | 0.16211 | 605.8982 | 0.34005 | 1202.9887 | 0.17794 | 597.0905
2024-12-31 | 12 | 48.92 | 0.10434 | 606.0025 | 0.22678 | 1203.2154 | 0.12244 | 597.2129
2024-12-31 | 12 | 48.92 | 0.064475 | 606.067 | 0.14013 | 1203.3556 | 0.075656 | 597.2886
2024-12-31 | 12 | 51.98 | 0.028876 | 606.0959 | 0.064298 | 1203.4199 | 0.035422 | 597.324
2024-12-31 | 12 | 51.08 | 0.001366 | 606.0973 | 0.0030206 | 1203.4229 | 0.0016546 | 597.3256
2024-12-31 | 12 | 51.08 | 0 | 606.0973 | 0 | 1203.4229 | 0 | 597.3256
2024-12-31 | 12 | 48.02 | 0.0037942 | 606.1011 | 0.0081854 | 1203.4311 | 0.0043912 | 597.33
2024-12-31 | 12 | 45.86 | 0.050458 | 606.1515 | 0.10686 | 1203.5379 | 0.056405 | 597.3864
2024-12-31 | 12 | 42.08 | 0.09187 | 606.2434 | 0.18796 | 1203.7259 | 0.096086 | 597.4825
2024-12-31 | 12 | 41.18 | 0.12853 | 606.3719 | 0.26069 | 1203.9866 | 0.13216 | 597.6147
2024-12-31 | 12 | 41.18 | 0.1599 | 606.5318 | 0.32431 | 1204.3109 | 0.16441 | 597.7791
2024-12-31 | 12 | 35.96 | 0.22182 | 606.7536 | 0.42623 | 1204.7371 | 0.20441 | 597.9835
2024-12-31 | 12 | 34.88 | 0.28037 | 607.034 | 0.53231 | 1205.2694 | 0.25194 | 598.2354
2024-12-31 | 12 | 32.54 | 0.33511 | 607.3691 | 0.61927 | 1205.8887 | 0.28416 | 598.5196

## System Performance Criteria (hidden)
Georgia Residential Fuel Pricing
Utility Fuel | Units | 2023 |  |  |  | Source
Electricity | $/kWh | 0.1373 |  |  |  | https://www.eia.gov/electricity/data/browser/#/topic/7?agg=0,1&geo=0000000g&endsec=vg&freq=A&start=2001&end=2023&ctype=linechart&ltype=pin&rtype=s&pin=&rse=0&maptype=0
Natural Gas | $/Therm | 1.9412 |  |  |  | https://www.eia.gov/dnav/ng/ng_pri_sum_dcu_SGA_a.htm
Propane | $/Gallon | 2.93 |  |  |  | https://www.eia.gov/petroleum/heatingoilpropane/#itn-tabs-1
Heating Oil | $/Gallon | 3.9 |  |  |  | https://www.eia.gov/petroleum/heatingoilpropane/#itn-tabs-2
[7 empty] | EIA Unit Conversions | https://www.eia.gov/tools/faqs/faq.php?id=45&t=8#:~:text=In%202020%2C%20the%20U.S.%20annual,1.037%20MMBtu%2C%20or%2010.37%20therms
|  | Efficiencies |  |  | Fan Power |  | Hydronic System Circulator |  |  | Oil System Burner Motor
System Type | Fuel Units | Heating COP | % Efficiency | CFM/Ton | Fan Type | kW/Cfm | Hot Water Delta T | GPM/Ton | W/GPM | HP | Tons | Break HP | Efficiency | Watts | Watt/Ton
Ducted Central Heat Pump | kWh | 3.6 | n/a | Fan energy included in COP rating
Mini Split Heat Pump | kWh | 3.9 | n/a | Fan energy included in COP rating
Natural Gas Furnace | Therms | n/a | 81% | 200 | PSC | 0.00037
Propane Furnace | Gallons | n/a | 81% | 200 | PSC | 0.00037
Oil Furnace | Gallons | n/a | 77.7% | 200 | PSC | 0.00037 |  |  |  | 0.25 | 10 | 0.225 | 0.6 | 279.75 | 34.9688
Natural Gas Boiler | Therms | n/a | 77.4% | 200 | PSC | 0.00037 | 20 | 1.2 | 3.5
Propane Boiler | Gallons | n/a | 77.4% | 200 | PSC | 0.00037 | 20 | 1.2 | 3.5
Oil Boiler | Gallons | n/a | 79.4% | 200 | PSC | 0.00037 | 20 | 1.2 | 3.5 | 0.25 | 10 | 0.225 | 0.6 | 279.75 | 34.9688
https://www.eia.gov/energyexplained/units-and-calculators/british-thermal-units.php |  |  |  |  | https://www.epa.gov/energy/greenhouse-gases-equivalencies-calculator-calculations-and-references
Fuel | Btu |  | Fuel Source | lbs CO2/mmBtu | Source
1 Cubic Foot Natural Gas | 1037 |  | Electricity | 261.8113 | Power Profiler | https://www.epa.gov/egrid/power-profiler#/SRSO
1 Therm Natural Gas | 100000 |  | Natural Gas | 116.732 | EPA
1 Gallon Propane | 91452 |  | Propane | 135.212 | EPA
1 Gallon heating Oil | 138500 |  | Fuel Oil | 162.712 | EPA
HSPF to COP Conversion | HSPF2 | Conversion to HSPF | COP
CHP | 7.8 | 9.1765 | 4.0539
DMSHP | 7.8 | 8.6667 | 3.9595
Custom Calculation
Temperature Rise | CFM/Ton
55 | 202.0202
0.26181
Fan Power
Motor Type | TSP | Motor Eff | Fan mech Efficiency | BHP | Input Power W | kW/CFM
ECM | 1 | 0.79 | 0.6 | 0.052543 | 49.6166 | 0.00024808
PSC | 1 | 0.538 | 0.6 | 0.052543 | 72.8571 | 0.00036429
Hot Water Pumping
Temperature Setpoint | HW Delta | GPM/ton | Head | Total Efficiency (Motor & Impeller) | Watts | Calculated W/GPM
180 | 20 | 1.2 | 6 | 0.32 | 4.2386 | 3.5322
Oil Fuel Pump
Horse Power | Tons | Break HP | Efficiency | Watts | Watt/Ton
0.33 | 10 | 0.297 | 0.6 | 369.27 | 36.927
Cities |  | Utility Option
Albany |  | Default
Atlanta |  | Custom
Augusta
Macon
Rome
Savannah
Waycross

## Calculations (hidden)
|  | Electricity | Natural Gas | Propane | Heating Oil
|  | $/kWh | $/Therm | $/Gallon | $/Gallon
|  | 0.1373 | 1.9412 | 2.93 | 3.9
|  | System Type |  | Heat Pump COP @47 | Performance Curve | Temperature for Curves | System De-Rate | Load Btu/hr | Fossil Fuel Type | Fossil Fuel AFUE (%) | Central HVAC Fan Type | Fan Power (kW/cfm) | Oil Burner Motor (W/Ton) | Circulation Pump (W/GPM) | Indoor Target Temperature F | Indoor Target Temperature C | Total Cost
|  | Ducted Central Heat Pump |  | 3.6 | Two Speed High | Fahrenheit | 10% | 37063.5069 | n/a | n/a | ECM | n/a | n/a | n/a | 67 | 19.4444 | 607.3691
|  | Mini Split Heat Pump |  | 3.9 | Two Speed High | Fahrenheit | 15% | 37063.5069 | n/a | n/a | ECM | n/a | n/a | n/a | 67 | 19.4444 | 593.5269
|  | Natural Gas Furnace |  | n/a | n/a |  | n/a | 37063.5069 | Natural Gas | 0.81 | PSC | 0.00037 | 0 | 0 | 67 | 19.4444 | 1205.8887
|  | Propane Furnace |  | n/a | n/a |  | n/a | 37063.5069 | Propane | 0.81 | PSC | 0.00037 | 0 | 0 | 67 | 19.4444 | 1963.4687
|  | Oil Furnace |  | n/a | n/a |  | n/a | 37063.5069 | Oil | 0.777 | PSC | 0.00037 | 34.9688 | 0 | 67 | 19.4444 | 1821.8805
|  | Natural Gas Boiler |  | n/a | n/a |  | n/a | 37063.5069 | Natural Gas | 0.774 | PSC | 0.00037 | 0 | 3.5 | 67 | 19.4444 | 1223.9654
|  | Propane Boiler |  | n/a | n/a |  | n/a | 37063.5069 | Propane | 0.837 | PSC | 0.00037 | 0 | 3.5 | 67 | 19.4444 | 1865.3611
|  | Oil Boiler |  | n/a | n/a |  | n/a | 37063.5069 | Oil | 0.794 | PSC | 0.00037 | 34.9688 | 3.5 | 67 | 19.4444 | 1748.0731
|  |  |  | Active Central Heat Pump Curve Capacity Coefficients | Active Central Heat Pump COP Curve Coefficients |  | System Type | Load |  |  |  |  | Active Mini-Split Heat Pump Capacity Curve Coefficients | Active Mini-Split Heat Pump COP Curve Coefficients
|  |  |  | 0.30636 | 0.9811 |  | Natural Gas Furnace | 37063.5069 |  |  |  |  | 0.30636 | 0.9811
|  |  |  | 0.005377 | -0.0051585 |  | Propane Furnace | 33895.3184 |  |  |  |  | 0.005377 | -0.0051585
|  |  |  | -5.79e-05 | 0.00024342 |  | Oil Furnace | 49241.6144 |  |  |  |  | -5.79e-05 | 0.00024342
|  |  |  | 0.011645 | -0.0052744 |  | Natural Gas Boiler | 35416.24 |  |  |  |  | 0.011645 | -0.0052744
|  |  |  | 5.91e-05 | 0.00023074 |  | Propane Boiler | 35025.1623 |  |  |  |  | 5.91e-05 | 0.00023074
|  |  |  | -2.03e-05 | -0.00033695 |  | Oil Boiler | 50318.9728 |  |  |  |  | -2.03e-05 | -0.00033695
|  |  | 1311.2629 | [7 empty] | 4423.6644 | 607.3691 | [8 empty] | 4322.8467 | 593.5269 |  | 486 |  | 600 |  |  |  | 1205.8887 | [7 empty] | 1963.4687 | [8 empty] | 1821.8805 | [7 empty] | 1223.9654 | [7 empty] | 1865.3611 | [8 empty] | 1748.0731
| Temperature |  |  | Central Heat Pump | [9 empty] | Mini-Split Heat Pump | [9 empty] | Natural Gas Furnace | [7 empty] | Propane Furnace | [7 empty] | Oil Furnace | [8 empty] | Natural Gas Hot Water | [7 empty] | Propane Boiler | [7 empty] | Oil Hot Water
Date and Time | Dry Bulb-Temperature F | Dry Bulb-Temperature C | % Load | Heat Pump Capacity Curve Fraction | Heat Pump Capacity | Heat Pump COP Curve Fraction | Het Pump COP | Defrost Performance Adjusted COP | Performance De-rate Adjusted COP | Runtime (fraction of hour) | kWh | Cost for Heat Pump $ | CUSUM CHP Costs (S) | Heat Pump Capacity Curve Fraction | Heat Pump Capacity | Heat Pump COP Curve Fraction | Het Pump COP | Defrost Performance Adjusted COP | Performance De-rate Adjusted COP | Runtime (fraction of hour) | kWh | Cost for Heat Pump $ | CUSUM MSHP Costs (S) | Furnace Output Capacity Btu/h | Runtime (fraction of hour) | Input Consumption Btu/h | Furnace Fan Energy kWh (1 HR) | Fuel Cost ($) | Electricity Cost ($) | Total Furnace Cost ($) | CUSUM Costs (S) | Furnace Output Capacity Btu/h | Runtime (fraction of hour) | Input Consumption Btu/h | Furnace Fan Energy kWh (1 HR) | Fuel Cost ($) | Electricity Cost ($) | Total Furnace Cost ($) | CUSUM Costs (S) | Furnace Output Capacity Btu/h | Runtime (fraction of hour) | Input Consumption Btu/h | Furnace Fan Energy kWh (1 HR) | Burner Motor kWh (1 HR) | Fuel Cost ($) | Electricity Cost ($) | Total Furnace Cost ($) | CUSUM Costs (S) | Boiler Output Capacity Btu/h | Runtime (fraction of hour) | Input Consumption Btu/h | HW Recirc Pump kWh (1 HR) | Fuel Cost ($) | Electricity Cost ($) | Total Furnace Cost ($) | CUSUM Costs (S) | Boiler Output Capacity Btu/h | Runtime (fraction of hour) | Input Consumption Btu/h | HW Recirc Pump kWh (1 HR) | Fuel Cost ($) | Electricity Cost ($) | Total Furnace Cost ($) | CUSUM Costs (S) | Boiler Output Capacity Btu/h | Runtime (fraction of hour) | Input Consumption Btu/h | HW Recirc Pump kWh (1 HR) | Burner Motor kWh (1 HR) | Fuel Cost ($) | Electricity Cost ($) | Total Furnace Cost ($) | CUSUM Costs (S)
01/01 01:00:00 | 62.06 | 16.7 | 24.15% | 1.2726 | 47167.4189 | 1.1255 | 4.0519 | 4.3037 | 3.8734 | 0.1898 | 0.67741 | 0.093009 | 0.093009 | 1.2726 | 47167.4189 | 1.1255 | 4.3895 | 4.6624 | 3.963 | 0.1898 | 0.66209 | 0.090905 | 0.090905 | 8952.6119 | 0.24155 | 11052.6072 | 0.055208 | 0.21456 | 0.00758 | 0.22214 | 0.22214 | 8952.6119 | 0.24155 | 11052.6072 | 0.055208 | 0.35411 | 0.00758 | 0.36169 | 0.36169 | 8952.6119 | 0.24155 | 11522.023 | 0.055208 | 0.026088 | 0.32445 | 0.011162 | 0.33561 | 0.33561 | 8952.6119 | 0.24155 | 11566.682 | 0.0042 | 0.22454 | 0.00057666 | 0.22511 | 0.22511 | 8952.6119 | 0.24155 | 10696.0715 | 0.0042 | 0.34269 | 0.00057666 | 0.34326 | 0.34326 | 8952.6119 | 0.24155 | 11275.3298 | 0.0042 | 0.026088 | 0.3175 | 0.0041586 | 0.32166 | 0.32166
01/01 02:00:00 | 60.98 | 16.1 | 17.47% | 1.2536 | 46464.6508 | 1.1263 | 4.0545 | 4.274 | 3.8466 | 0.13936 | 0.49338 | 0.067742 | 0.16075 | 1.2536 | 46464.6508 | 1.1263 | 4.3924 | 4.6301 | 3.9356 | 0.19268 | 0.6667 | 0.091538 | 0.18244 | 6475.4127 | 0.17471 | 7994.3367 | 0.039932 | 0.15519 | 0.0054826 | 0.16067 | 0.38281 | 6475.4127 | 0.17471 | 7994.3367 | 0.039932 | 0.25613 | 0.0054826 | 0.26161 | 0.6233 | 6475.4127 | 0.17471 | 8333.8645 | 0.039932 | 0.01887 | 0.23467 | 0.0080734 | 0.24275 | 0.57835 | 6475.4127 | 0.17471 | 8366.1663 | 0.0042 | 0.16241 | 0.00057666 | 0.16298 | 0.3881 | 6475.4127 | 0.17471 | 7736.4548 | 0.0042 | 0.24787 | 0.00057666 | 0.24844 | 0.59171 | 6475.4127 | 0.17471 | 8155.4316 | 0.0042 | 0.01887 | 0.22965 | 0.0031675 | 0.23282 | 0.55447
01/01 03:00:00 | 60.08 | 15.6 | 15.16% | 1.238 | 45882.914 | 1.1264 | 4.0549 | 4.249 | 3.8241 | 0.12248 | 0.4307 | 0.059135 | 0.21989 | 1.238 | 45882.914 | 1.1264 | 4.3928 | 4.603 | 3.9126 | 0.12248 | 0.42096 | 0.057797 | 0.24024 | 5619.6345 | 0.15162 | 6937.8204 | 0.034654 | 0.13468 | 0.0047581 | 0.13944 | 0.52225 | 5619.6345 | 0.15162 | 6937.8204 | 0.034654 | 0.22228 | 0.0047581 | 0.22704 | 0.85034 | 5619.6345 | 0.15162 | 7232.4769 | 0.034654 | 0.016376 | 0.20366 | 0.0070065 | 0.21066 | 0.78902 | 5619.6345 | 0.15162 | 7260.5097 | 0.0042 | 0.14094 | 0.00057666 | 0.14152 | 0.52962 | 5619.6345 | 0.15162 | 6714.0197 | 0.0042 | 0.21511 | 0.00057666 | 0.21568 | 0.80739 | 5619.6345 | 0.15162 | 7077.6253 | 0.0042 | 0.016376 | 0.1993 | 0.0028251 | 0.20212 | 0.7566
01/01 04:00:00 | 60.08 | 15.6 | 13.65% | 1.238 | 45882.914 | 1.1264 | 4.0549 | 4.249 | 3.8241 | 0.11028 | 0.38782 | 0.053247 | 0.27313 | 1.238 | 45882.914 | 1.1264 | 4.3928 | 4.603 | 3.9126 | 0.12248 | 0.42096 | 0.057797 | 0.29804 | 5060.0876 | 0.13652 | 6247.0218 | 0.031204 | 0.12127 | 0.0042843 | 0.12555 | 0.6478 | 5060.0876 | 0.13652 | 6247.0218 | 0.031204 | 0.20015 | 0.0042843 | 0.20443 | 1.0548 | 5060.0876 | 0.13652 | 6512.3393 | 0.031204 | 0.014745 | 0.18338 | 0.0063088 | 0.18969 | 0.97871 | 5060.0876 | 0.13652 | 6537.5809 | 0.0042 | 0.12691 | 0.00057666 | 0.12749 | 0.6571 | 5060.0876 | 0.13652 | 6045.505 | 0.0042 | 0.19369 | 0.00057666 | 0.19427 | 1.0017 | 5060.0876 | 0.13652 | 6372.9064 | 0.0042 | 0.014745 | 0.17945 | 0.0026012 | 0.18205 | 0.93865
01/01 05:00:00 | 60.08 | 15.6 | 12.25% | 1.238 | 45882.914 | 1.1264 | 4.0549 | 4.249 | 3.8241 | 0.098935 | 0.34791 | 0.047768 | 0.3209 | 1.238 | 45882.914 | 1.1264 | 4.3928 | 4.603 | 3.9126 | 0.098935 | 0.34004 | 0.046688 | 0.34472 | 4539.4364 | 0.12248 | 5604.2424 | 0.027993 | 0.10879 | 0.0038435 | 0.11263 | 0.76043 | 4539.4364 | 0.12248 | 5604.2424 | 0.027993 | 0.17955 | 0.0038435 | 0.1834 | 1.2382 | 4539.4364 | 0.12248 | 5842.2604 | 0.027993 | 0.013228 | 0.16451 | 0.0056597 | 0.17017 | 1.1489 | 4539.4364 | 0.12248 | 5864.9049 | 0.0042 | 0.11385 | 0.00057666 | 0.11443 | 0.77153 | 4539.4364 | 0.12248 | 5423.4604 | 0.0042 | 0.17376 | 0.00057666 | 0.17434 | 1.176 | 4539.4364 | 0.12248 | 5717.1743 | 0.0042 | 0.013228 | 0.16099 | 0.0023929 | 0.16338 | 1.102
01/01 06:00:00 | 57.92 | 14.4 | 13.71% | 1.2007 | 44501.2239 | 1.1247 | 4.0487 | 4.188 | 3.7692 | 0.11421 | 0.39519 | 0.05426 | 0.37516 | 1.2007 | 44501.2239 | 1.1247 | 4.3861 | 4.537 | 3.8565 | 0.10201 | 0.34499 | 0.047367 | 0.39209 | 5082.413 | 0.13713 | 6274.5839 | 0.031342 | 0.1218 | 0.0043032 | 0.12611 | 0.88654 | 5082.413 | 0.13713 | 6274.5839 | 0.031342 | 0.20103 | 0.0043032 | 0.20533 | 1.4435 | 5082.413 | 0.13713 | 6541.072 | 0.031342 | 0.01481 | 0.18419 | 0.0063367 | 0.19053 | 1.3394 | 5082.413 | 0.13713 | 6566.425 | 0.0042 | 0.12747 | 0.00057666 | 0.12805 | 0.89958 | 5082.413 | 0.13713 | 6072.178 | 0.0042 | 0.19454 | 0.00057666 | 0.19512 | 1.3711 | 5082.413 | 0.13713 | 6401.0239 | 0.0042 | 0.01481 | 0.18025 | 0.0026101 | 0.18286 | 1.2849
01/01 07:00:00 | 57.92 | 14.4 | 13.95% | 1.2007 | 44501.2239 | 1.1247 | 4.0487 | 4.188 | 3.7692 | 0.11618 | 0.40202 | 0.055198 | 0.43036 | 1.2007 | 44501.2239 | 1.1247 | 4.3861 | 4.537 | 3.8565 | 0.11618 | 0.39293 | 0.053949 | 0.44604 | 5170.2424 | 0.1395 | 6383.0153 | 0.031883 | 0.12391 | 0.0043776 | 0.12829 | 1.0148 | 5170.2424 | 0.1395 | 6383.0153 | 0.031883 | 0.2045 | 0.0043776 | 0.20888 | 1.6524 | 5170.2424 | 0.1395 | 6654.1086 | 0.031883 | 0.015066 | 0.18737 | 0.0064462 | 0.19382 | 1.5332 | 5170.2424 | 0.1395 | 6679.8997 | 0.0042 | 0.12967 | 0.00057666 | 0.13025 | 1.0298 | 5170.2424 | 0.1395 | 6177.1115 | 0.0042 | 0.19791 | 0.00057666 | 0.19848 | 1.5696 | 5170.2424 | 0.1395 | 6511.6402 | 0.0042 | 0.015066 | 0.18336 | 0.0026453 | 0.18601 | 1.4709
01/01 08:00:00 | 57.02 | 13.9 | 12.06% | 1.1853 | 43931.5522 | 1.1231 | 4.0433 | 4.1622 | 3.746 | 0.10176 | 0.34977 | 0.048024 | 0.47838 | 1.1853 | 43931.5522 | 1.1231 | 4.3802 | 4.5091 | 3.8327 | 0.11769 | 0.39536 | 0.054283 | 0.50032 | 4470.5741 | 0.12062 | 5519.2273 | 0.027569 | 0.10714 | 0.0037852 | 0.11093 | 1.1258 | 4470.5741 | 0.12062 | 5519.2273 | 0.027569 | 0.17683 | 0.0037852 | 0.18061 | 1.833 | 4470.5741 | 0.12062 | 5753.6346 | 0.027569 | 0.013028 | 0.16202 | 0.0055738 | 0.16759 | 1.7008 | 4470.5741 | 0.12062 | 5775.9355 | 0.0042 | 0.11212 | 0.00057666 | 0.1127 | 1.1425 | 4470.5741 | 0.12062 | 5341.1877 | 0.0042 | 0.17112 | 0.00057666 | 0.1717 | 1.7413 | 4470.5741 | 0.12062 | 5630.446 | 0.0042 | 0.013028 | 0.15855 | 0.0023653 | 0.16091 | 1.6318
01/01 09:00:00 | 57.02 | 13.9 | 11.2% | 1.1853 | 43931.5522 | 1.1231 | 4.0433 | 4.1622 | 3.746 | 0.09446 | 0.32468 | 0.044578 | 0.52296 | 1.1853 | 43931.5522 | 1.1231 | 4.3802 | 4.5091 | 3.8327 | 0.09446 | 0.31733 | 0.043569 | 0.54389 | 4149.781 | 0.11196 | 5123.1864 | 0.02559 | 0.099453 | 0.0035136 | 0.10297 | 1.2287 | 4149.781 | 0.11196 | 5123.1864 | 0.02559 | 0.16414 | 0.0035136 | 0.16765 | 2.0006 | 4149.781 | 0.11196 | 5340.7735 | 0.02559 | 0.012093 | 0.15039 | 0.0051739 | 0.15556 | 1.8564 | 4149.781 | 0.11196 | 5361.4741 | 0.0042 | 0.10408 | 0.00057666 | 0.10466 | 1.2472 | 4149.781 | 0.11196 | 4957.9223 | 0.0042 | 0.15885 | 0.00057666 | 0.15942 | 1.9007 | 4149.781 | 0.11196 | 5226.4244 | 0.0042 | 0.012093 | 0.14717 | 0.002237 | 0.14941 | 1.7812
01/01 10:00:00 | 59 | 15 | 9.827% | 1.2192 | 45189.514 | 1.1258 | 4.053 | 4.2187 | 3.7968 | 0.080598 | 0.28115 | 0.038602 | 0.56156 | 1.2192 | 45189.514 | 1.1258 | 4.3908 | 4.5702 | 3.8847 | 0.091831 | 0.31308 | 0.042986 | 0.58688 | 3642.1987 | 0.098269 | 4496.5415 | 0.02246 | 0.087288 | 0.0030838 | 0.090372 | 1.3191 | 3642.1987 | 0.098269 | 4496.5415 | 0.02246 | 0.14406 | 0.0030838 | 0.14715 | 2.1478 | 3642.1987 | 0.098269 | 4687.5144 | 0.02246 | 0.010614 | 0.13199 | 0.004541 | 0.13654 | 1.9929 | 3642.1987 | 0.098269 | 4705.683 | 0.0042 | 0.091348 | 0.00057666 | 0.091925 | 1.3391 | 3642.1987 | 0.098269 | 4351.4918 | 0.0042 | 0.13942 | 0.00057666 | 0.13999 | 2.0407 | 3642.1987 | 0.098269 | 4587.152 | 0.0042 | 0.010614 | 0.12917 | 0.0020339 | 0.1312 | 1.9124
01/01 11:00:00 | 60.98 | 16.1 | 7.29% | 1.2536 | 46464.6508 | 1.1263 | 4.0545 | 4.274 | 3.8466 | 0.058153 | 0.20588 | 0.028267 | 0.58983 | 1.2536 | 46464.6508 | 1.1263 | 4.3924 | 4.6301 | 3.9356 | 0.058153 | 0.20122 | 0.027628 | 0.61451 | 2702.0688 | 0.072904 | 3335.8874 | 0.016663 | 0.064757 | 0.0022878 | 0.067045 | 1.3861 | 2702.0688 | 0.072904 | 3335.8874 | 0.016663 | 0.10688 | 0.0022878 | 0.10917 | 2.257 | 2702.0688 | 0.072904 | 3477.566 | 0.016663 | 0.007874 | 0.097924 | 0.0033689 | 0.10129 | 2.0942 | 2702.0688 | 0.072904 | 3491.0449 | 0.0042 | 0.067769 | 0.00057666 | 0.068346 | 1.4075 | 2702.0688 | 0.072904 | 3228.2781 | 0.0042 | 0.10343 | 0.00057666 | 0.10401 | 2.1447 | 2702.0688 | 0.072904 | 3403.1093 | 0.0042 | 0.007874 | 0.095828 | 0.0016578 | 0.097485 | 2.0099
01/01 12:00:00 | 62.96 | 17.2 | 4.48% | 1.2885 | 47756.9624 | 1.1244 | 4.0478 | 4.3283 | 3.8955 | 0.034769 | 0.12493 | 0.017152 | 0.60698 | 1.2885 | 47756.9624 | 1.1244 | 4.3851 | 4.689 | 3.9857 | 0.05658 | 0.19869 | 0.027281 | 0.64179 | 1660.452 | 0.0448 | 2049.9407 | 0.010239 | 0.039794 | 0.0014059 | 0.0412 | 1.4273 | 1660.452 | 0.0448 | 2049.9407 | 0.010239 | 0.065677 | 0.0014059 | 0.067083 | 2.324 | 1660.452 | 0.0448 | 2137.0039 | 0.010239 | 0.0048387 | 0.060176 | 0.0020702 | 0.062246 | 2.1565 | 1660.452 | 0.0448 | 2145.2868 | 0.0042 | 0.041645 | 0.00057666 | 0.042222 | 1.4497 | 1660.452 | 0.0448 | 1983.8136 | 0.0042 | 0.063559 | 0.00057666 | 0.064135 | 2.2089 | 1660.452 | 0.0448 | 2091.2494 | 0.0042 | 0.0048387 | 0.058887 | 0.001241 | 0.060128 | 2.07
01/01 13:00:00 | 62.96 | 17.2 | 4.067% | 1.2885 | 47756.9624 | 1.1244 | 4.0478 | 4.3283 | 3.8955 | 0.031562 | 0.11341 | 0.015571 | 0.62255 | 1.2885 | 47756.9624 | 1.1244 | 4.3851 | 4.689 | 3.9857 | 0.031562 | 0.11084 | 0.015218 | 0.65701 | 1507.323 | 0.040669 | 1860.8926 | 0.0092952 | 0.036124 | 0.0012762 | 0.0374 | 1.4647 | 1507.323 | 0.040669 | 1860.8926 | 0.0092952 | 0.059621 | 0.0012762 | 0.060897 | 2.3849 | 1507.323 | 0.040669 | 1939.9267 | 0.0092952 | 0.0043924 | 0.054626 | 0.0018793 | 0.056505 | 2.213 | 1507.323 | 0.040669 | 1947.4458 | 0.0042 | 0.037804 | 0.00057666 | 0.038381 | 1.4881 | 1507.323 | 0.040669 | 1800.8638 | 0.0042 | 0.057697 | 0.00057666 | 0.058274 | 2.2671 | 1507.323 | 0.040669 | 1898.3917 | 0.0042 | 0.0043924 | 0.053457 | 0.0011797 | 0.054636 | 2.1247
01/01 14:00:00 | 62.96 | 17.2 | 4.78% | 1.2885 | 47756.9624 | 1.1244 | 4.0478 | 4.3283 | 3.8955 | 0.037094 | 0.13328 | 0.018299 | 0.64085 | 1.2885 | 47756.9624 | 1.1244 | 4.3851 | 4.689 | 3.9857 | 0.031562 | 0.11084 | 0.015218 | 0.67222 | 1771.476 | 0.047796 | 2187.0074 | 0.010924 | 0.042455 | 0.0014999 | 0.043955 | 1.5087 | 1771.476 | 0.047796 | 2187.0074 | 0.010924 | 0.070069 | 0.0014999 | 0.071569 | 2.4565 | 1771.476 | 0.047796 | 2279.8919 | 0.010924 | 0.0051622 | 0.064199 | 0.0022086 | 0.066408 | 2.2794 | 1771.476 | 0.047796 | 2288.7287 | 0.0042 | 0.04443 | 0.00057666 | 0.045006 | 1.5331 | 1771.476 | 0.047796 | 2116.4588 | 0.0042 | 0.067809 | 0.00057666 | 0.068385 | 2.3355 | 1771.476 | 0.047796 | 2231.0781 | 0.0042 | 0.0051622 | 0.062825 | 0.0012854 | 0.06411 | 2.1888
01/01 15:00:00 | 62.06 | 16.7 | 4.9% | 1.2726 | 47167.4189 | 1.1255 | 4.0519 | 4.3037 | 3.8734 | 0.038503 | 0.13742 | 0.018867 | 0.65972 | 1.2726 | 47167.4189 | 1.1255 | 4.3895 | 4.6624 | 3.963 | 0.038503 | 0.13431 | 0.01844 | 0.69066 | 1816.0776 | 0.048999 | 2242.0711 | 0.011199 | 0.043524 | 0.0015376 | 0.045061 | 1.5538 | 1816.0776 | 0.048999 | 2242.0711 | 0.011199 | 0.071833 | 0.0015376 | 0.073371 | 2.5299 | 1816.0776 | 0.048999 | 2337.2942 | 0.011199 | 0.0052922 | 0.065816 | 0.0022643 | 0.06808 | 2.3474 | 1816.0776 | 0.048999 | 2346.3535 | 0.0042 | 0.045548 | 0.00057666 | 0.046125 | 1.5792 | 1816.0776 | 0.048999 | 2169.7463 | 0.0042 | 0.069516 | 0.00057666 | 0.070092 | 2.4056 | 1816.0776 | 0.048999 | 2287.2514 | 0.0042 | 0.0052922 | 0.064406 | 0.0013033 | 0.06571 | 2.2545
01/01 16:00:00 | 60.98 | 16.1 | 4.666% | 1.2536 | 46464.6508 | 1.1263 | 4.0545 | 4.274 | 3.8466 | 0.03722 | 0.13177 | 0.018092 | 0.67781 | 1.2536 | 46464.6508 | 1.1263 | 4.3924 | 4.6301 | 3.9356 | 0.039085 | 0.13524 | 0.018569 | 0.70923 | 1729.4339 | 0.046661 | 2135.1036 | 0.010665 | 0.041447 | 0.0014643 | 0.042912 | 1.5967 | 1729.4339 | 0.046661 | 2135.1036 | 0.010665 | 0.068406 | 0.0014643 | 0.06987 | 2.5997 | 1729.4339 | 0.046661 | 2225.7837 | 0.010665 | 0.0050397 | 0.062675 | 0.0021562 | 0.064832 | 2.4123 | 1729.4339 | 0.046661 | 2234.4107 | 0.0042 | 0.043375 | 0.00057666 | 0.043952 | 1.6231 | 1729.4339 | 0.046661 | 2066.2293 | 0.0042 | 0.066199 | 0.00057666 | 0.066776 | 2.4724 | 1729.4339 | 0.046661 | 2178.1283 | 0.0042 | 0.0050397 | 0.061334 | 0.0012686 | 0.062602 | 2.3171
01/01 17:00:00 | 59 | 15 | 6.375% | 1.2192 | 45189.514 | 1.1258 | 4.053 | 4.2187 | 3.7968 | 0.052283 | 0.18238 | 0.02504 | 0.70285 | 1.2192 | 45189.514 | 1.1258 | 4.3908 | 4.5702 | 3.8847 | 0.052283 | 0.17825 | 0.024474 | 0.73371 | 2362.6356 | 0.063746 | 2916.8341 | 0.01457 | 0.056623 | 0.0020004 | 0.058623 | 1.6553 | 2362.6356 | 0.063746 | 2916.8341 | 0.01457 | 0.093451 | 0.0020004 | 0.095452 | 2.6952 | 2362.6356 | 0.063746 | 3040.7151 | 0.01457 | 0.0068849 | 0.085623 | 0.0029457 | 0.088569 | 2.5008 | 2362.6356 | 0.063746 | 3052.5008 | 0.0042 | 0.059256 | 0.00057666 | 0.059833 | 1.683 | 2362.6356 | 0.063746 | 2822.7427 | 0.0042 | 0.090437 | 0.00057666 | 0.091014 | 2.5634 | 2362.6356 | 0.063746 | 2975.6116 | 0.0042 | 0.0068849 | 0.08379 | 0.001522 | 0.085312 | 2.4024
01/01 18:00:00 | 55.94 | 13.3 | 9.769% | 1.167 | 43252.6302 | 1.1207 | 4.0346 | 4.1309 | 3.7178 | 0.083708 | 0.28542 | 0.039188 | 0.74204 | 1.167 | 43252.6302 | 1.1207 | 4.3708 | 4.4751 | 3.8039 | 0.054624 | 0.18204 | 0.024994 | 0.7587 | 3620.6118 | 0.097687 | 4469.8911 | 0.022327 | 0.086771 | 0.0030655 | 0.089837 | 1.7451 | 3620.6118 | 0.097687 | 4469.8911 | 0.022327 | 0.14321 | 0.0030655 | 0.14627 | 2.8415 | 3620.6118 | 0.097687 | 4659.732 | 0.022327 | 0.010551 | 0.13121 | 0.0045141 | 0.13573 | 2.6366 | 3620.6118 | 0.097687 | 4677.793 | 0.0042 | 0.090807 | 0.00057666 | 0.091384 | 1.7744 | 3620.6118 | 0.097687 | 4325.7011 | 0.0042 | 0.13859 | 0.00057666 | 0.13917 | 2.7026 | 3620.6118 | 0.097687 | 4559.9645 | 0.0042 | 0.010551 | 0.1284 | 0.0020253 | 0.13043 | 2.5328
01/01 19:00:00 | 55.94 | 13.3 | 10.15% | 1.167 | 43252.6302 | 1.1207 | 4.0346 | 4.1309 | 3.7178 | 0.086993 | 0.29662 | 0.040726 | 0.78277 | 1.167 | 43252.6302 | 1.1207 | 4.3708 | 4.4751 | 3.8039 | 0.086993 | 0.28991 | 0.039805 | 0.79851 | 3762.6869 | 0.10152 | 4645.2925 | 0.023203 | 0.090176 | 0.0031858 | 0.093362 | 1.8385 | 3762.6869 | 0.10152 | 4645.2925 | 0.023203 | 0.14883 | 0.0031858 | 0.15201 | 2.9935 | 3762.6869 | 0.10152 | 4842.5829 | 0.023203 | 0.010965 | 0.13636 | 0.0046913 | 0.14105 | 2.7776 | 3762.6869 | 0.10152 | 4861.3526 | 0.0042 | 0.09437 | 0.00057666 | 0.094947 | 1.8693 | 3762.6869 | 0.10152 | 4495.4444 | 0.0042 | 0.14403 | 0.00057666 | 0.1446 | 2.8472 | 3762.6869 | 0.10152 | 4738.9004 | 0.0042 | 0.010965 | 0.13344 | 0.0020821 | 0.13552 | 2.6684
01/01 20:00:00 | 53.96 | 12.2 | 10.94% | 1.1338 | 42021.2114 | 1.1146 | 4.0124 | 4.0724 | 3.6652 | 0.096509 | 0.32429 | 0.044525 | 0.82729 | 1.1338 | 42021.2114 | 1.1146 | 4.3467 | 4.4118 | 3.75 | 0.089543 | 0.29407 | 0.040376 | 0.83888 | 4055.4215 | 0.10942 | 5006.6933 | 0.025008 | 0.097192 | 0.0034337 | 0.10063 | 1.9391 | 4055.4215 | 0.10942 | 5006.6933 | 0.025008 | 0.16041 | 0.0034337 | 0.16384 | 3.1573 | 4055.4215 | 0.10942 | 5219.3327 | 0.025008 | 0.011818 | 0.14697 | 0.0050562 | 0.15203 | 2.9297 | 4055.4215 | 0.10942 | 5239.5627 | 0.0042 | 0.10171 | 0.00057666 | 0.10229 | 1.9716 | 4055.4215 | 0.10942 | 4845.187 | 0.0042 | 0.15523 | 0.00057666 | 0.15581 | 3.003 | 4055.4215 | 0.10942 | 5107.5838 | 0.0042 | 0.011818 | 0.14382 | 0.0021992 | 0.14602 | 2.8144
01/01 21:00:00 | 51.8 | 11 | 14.56% | 1.098 | 40697.4334 | 1.1054 | 3.9794 | 4.0069 | 3.6062 | 0.13261 | 0.43862 | 0.060222 | 0.88751 | 1.098 | 40697.4334 | 1.1054 | 4.311 | 4.3408 | 3.6897 | 0.13261 | 0.4287 | 0.05886 | 0.89774 | 5396.9042 | 0.14561 | 6662.8446 | 0.033281 | 0.12934 | 0.0045695 | 0.13391 | 2.073 | 5396.9042 | 0.14561 | 6662.8446 | 0.033281 | 0.21347 | 0.0045695 | 0.21804 | 3.3754 | 5396.9042 | 0.14561 | 6945.8226 | 0.033281 | 0.015727 | 0.19559 | 0.0067288 | 0.20232 | 3.132 | 5396.9042 | 0.14561 | 6972.7444 | 0.0042 | 0.13536 | 0.00057666 | 0.13593 | 2.1075 | 5396.9042 | 0.14561 | 6447.9142 | 0.0042 | 0.20658 | 0.00057666 | 0.20716 | 3.2101 | 5396.9042 | 0.14561 | 6797.1085 | 0.0042 | 0.015727 | 0.1914 | 0.002736 | 0.19413 | 3.0085
01/01 22:00:00 | 50 | 10 | 19.18% | 1.0687 | 39609.8985 | 1.0959 | 3.9451 | 3.9508 | 3.5557 | 0.1795 | 0.58604 | 0.080463 | 0.96798 | 1.0687 | 39609.8985 | 1.0959 | 4.2739 | 4.28 | 3.638 | 0.13625 | 0.43478 | 0.059696 | 0.95744 | 7109.8871 | 0.19183 | 8777.6384 | 0.043844 | 0.17039 | 0.0060198 | 0.17641 | 2.2494 | 7109.8871 | 0.19183 | 8777.6384 | 0.043844 | 0.28122 | 0.0060198 | 0.28724 | 3.6626 | 7109.8871 | 0.19183 | 9150.4339 | 0.043844 | 0.020719 | 0.25767 | 0.0088645 | 0.26653 | 3.3985 | 7109.8871 | 0.19183 | 9185.9007 | 0.0042 | 0.17832 | 0.00057666 | 0.1789 | 2.2864 | 7109.8871 | 0.19183 | 8494.4888 | 0.0042 | 0.27215 | 0.00057666 | 0.27273 | 3.4829 | 7109.8871 | 0.19183 | 8954.5178 | 0.0042 | 0.020719 | 0.25215 | 0.0034213 | 0.25557 | 3.2641
01/01 23:00:00 | 48.2 | 9 | 25.37% | 1.0397 | 38536.5579 | 1.0848 | 3.9051 | 3.8933 | 3.504 | 0.24404 | 0.78664 | 0.10801 | 1.076 | 1.0397 | 38536.5579 | 1.0848 | 4.2306 | 4.2177 | 3.5851 | 0.24404 | 0.76884 | 0.10556 | 1.063 | 9404.6147 | 0.25374 | 11610.6355 | 0.057995 | 0.22539 | 0.0079627 | 0.23335 | 2.4828 | 9404.6147 | 0.25374 | 11610.6355 | 0.057995 | 0.37199 | 0.0079627 | 0.37995 | 4.0426 | 9404.6147 | 0.25374 | 12103.7513 | 0.057995 | 0.027406 | 0.34083 | 0.011726 | 0.35255 | 3.751 | 9404.6147 | 0.25374 | 12150.665 | 0.0042 | 0.23587 | 0.00057666 | 0.23645 | 2.5229 | 9404.6147 | 0.25374 | 11236.0989 | 0.0042 | 0.35999 | 0.00057666 | 0.36057 | 3.8434 | 9404.6147 | 0.25374 | 11844.6029 | 0.0042 | 0.027406 | 0.33353 | 0.0043395 | 0.33787 | 3.602
01/01 24:00:00 | 48.92 | 9.4 | 29.94% | 1.0513 | 38964.1908 | 1.0894 | 3.9218 | 3.9165 | 3.5248 | 0.28479 | 0.92267 | 0.12668 | 1.2027 | 1.0513 | 38964.1908 | 1.0894 | 4.2486 | 4.2428 | 3.6064 | 0.24137 | 0.76429 | 0.10494 | 1.1679 | 11096.5724 | 0.29939 | 13699.4721 | 0.068429 | 0.26594 | 0.0093953 | 0.27533 | 2.7581 | 11096.5724 | 0.29939 | 13699.4721 | 0.068429 | 0.43891 | 0.0093953 | 0.44831 | 4.4909 | 11096.5724 | 0.29939 | 14281.303 | 0.068429 | 0.032336 | 0.40214 | 0.013835 | 0.41598 | 4.167 | 11096.5724 | 0.29939 | 14336.6568 | 0.0042 | 0.27831 | 0.00057666 | 0.27888 | 2.8018 | 11096.5724 | 0.29939 | 13257.5536 | 0.0042 | 0.42475 | 0.00057666 | 0.42533 | 4.2688 | 11096.5724 | 0.29939 | 13975.532 | 0.0042 | 0.032336 | 0.39353 | 0.0050164 | 0.39855 | 4.0005
01/02 01:00:00 | 48.02 | 8.9 | 33.9% | 1.0369 | 38430.0045 | 1.0836 | 3.9008 | 3.8874 | 3.4987 | 0.32696 | 1.0526 | 0.14452 | 1.3472 | 1.0369 | 38430.0045 | 1.0836 | 4.2259 | 4.2114 | 3.5797 | 0.32696 | 1.0287 | 0.14125 | 1.3092 | 12564.9574 | 0.33901 | 15512.2931 | 0.077484 | 0.30113 | 0.010639 | 0.31177 | 3.0699 | 12564.9574 | 0.33901 | 15512.2931 | 0.077484 | 0.49699 | 0.010639 | 0.50763 | 4.9985 | 12564.9574 | 0.33901 | 16171.1164 | 0.077484 | 0.036615 | 0.45536 | 0.015666 | 0.47103 | 4.6381 | 12564.9574 | 0.33901 | 16233.7951 | 0.0042 | 0.31514 | 0.00057666 | 0.31571 | 3.1175 | 12564.9574 | 0.33901 | 15011.8966 | 0.0042 | 0.48096 | 0.00057666 | 0.48154 | 4.7503 | 12564.9574 | 0.33901 | 15824.8834 | 0.0042 | 0.036615 | 0.44561 | 0.0056039 | 0.45121 | 4.4517
01/02 02:00:00 | 48.02 | 8.9 | 37.94% | 1.0369 | 38430.0045 | 1.0836 | 3.9008 | 3.8874 | 3.4987 | 0.36587 | 1.1778 | 0.16172 | 1.5089 | 1.0369 | 38430.0045 | 1.0836 | 4.2259 | 4.2114 | 3.5797 | 0.32696 | 1.0287 | 0.14125 | 1.4504 | 14060.409 | 0.37936 | 17358.5297 | 0.086706 | 0.33697 | 0.011905 | 0.34887 | 3.4188 | 14060.409 | 0.37936 | 17358.5297 | 0.086706 | 0.55614 | 0.011905 | 0.56805 | 5.5666 | 14060.409 | 0.37936 | 18095.7645 | 0.086706 | 0.040973 | 0.50956 | 0.01753 | 0.52709 | 5.1651 | 14060.409 | 0.37936 | 18165.9031 | 0.0042 | 0.35264 | 0.00057666 | 0.35322 | 3.4707 | 14060.409 | 0.37936 | 16798.5771 | 0.0042 | 0.5382 | 0.00057666 | 0.53878 | 5.2891 | 14060.409 | 0.37936 | 17708.3237 | 0.0042 | 0.040973 | 0.49865 | 0.0062022 | 0.50485 | 4.9566
01/02 03:00:00 | 48.02 | 8.9 | 39.66% | 1.0369 | 38430.0045 | 1.0836 | 3.9008 | 3.8874 | 3.4987 | 0.38254 | 1.2315 | 0.16908 | 1.678 | 1.0369 | 38430.0045 | 1.0836 | 4.2259 | 4.2114 | 3.5797 | 0.38254 | 1.2036 | 0.16526 | 1.6157 | 14700.9309 | 0.39664 | 18149.2974 | 0.090656 | 0.35232 | 0.012447 | 0.36477 | 3.7835 | 14700.9309 | 0.39664 | 18149.2974 | 0.090656 | 0.58148 | 0.012447 | 0.59393 | 6.1605 | 14700.9309 | 0.39664 | 18920.117 | 0.090656 | 0.042839 | 0.53277 | 0.018329 | 0.5511 | 5.7162 | 14700.9309 | 0.39664 | 18993.4507 | 0.0042 | 0.36871 | 0.00057666 | 0.36928 | 3.84 | 14700.9309 | 0.39664 | 17563.8362 | 0.0042 | 0.56272 | 0.00057666 | 0.5633 | 5.8524 | 14700.9309 | 0.39664 | 18515.0263 | 0.0042 | 0.042839 | 0.52136 | 0.0064585 | 0.52782 | 5.4844
01/02 04:00:00 | 48.02 | 8.9 | 39.79% | 1.0369 | 38430.0045 | 1.0836 | 3.9008 | 3.8874 | 3.4987 | 0.38375 | 1.2354 | 0.16962 | 1.8476 | 1.0369 | 38430.0045 | 1.0836 | 4.2259 | 4.2114 | 3.5797 | 0.38254 | 1.2036 | 0.16526 | 1.7809 | 14747.62 | 0.3979 | 18206.9383 | 0.090944 | 0.35344 | 0.012487 | 0.36593 | 4.1495 | 14747.62 | 0.3979 | 18206.9383 | 0.090944 | 0.58333 | 0.012487 | 0.59581 | 6.7563 | 14747.62 | 0.3979 | 18980.2059 | 0.090944 | 0.042975 | 0.53446 | 0.018387 | 0.55285 | 6.2691 | 14747.62 | 0.3979 | 19053.7726 | 0.0042 | 0.36988 | 0.00057666 | 0.37045 | 4.2104 | 14747.62 | 0.3979 | 17619.6177 | 0.0042 | 0.56451 | 0.00057666 | 0.56509 | 6.4175 | 14747.62 | 0.3979 | 18573.8287 | 0.0042 | 0.042975 | 0.52302 | 0.0064772 | 0.52949 | 6.0139
01/02 05:00:00 | 46.94 | 8.3 | 39.14% | 1.0197 | 37793.6649 | 1.0761 | 3.8739 | 3.8522 | 3.4669 | 0.3838 | 1.2262 | 0.16836 | 2.016 | 1.0197 | 37793.6649 | 1.0761 | 4.1967 | 4.1732 | 3.5472 | 0.3838 | 1.1985 | 0.16455 | 1.9455 | 14505.1376 | 0.39136 | 17907.5773 | 0.089448 | 0.34763 | 0.012281 | 0.35991 | 4.5094 | 14505.1376 | 0.39136 | 17907.5773 | 0.089448 | 0.57373 | 0.012281 | 0.58602 | 7.3423 | 14505.1376 | 0.39136 | 18668.1308 | 0.089448 | 0.042269 | 0.52567 | 0.018085 | 0.54376 | 6.8128 | 14505.1376 | 0.39136 | 18740.4879 | 0.0042 | 0.3638 | 0.00057666 | 0.36437 | 4.5748 | 14505.1376 | 0.39136 | 17329.9135 | 0.0042 | 0.55523 | 0.00057666 | 0.5558 | 6.9733 | 14505.1376 | 0.39136 | 18268.4353 | 0.0042 | 0.042269 | 0.51442 | 0.0063802 | 0.5208 | 6.5347
01/02 06:00:00 | 46.04 | 7.8 | 39% | 1.0055 | 37267.2853 | 1.0695 | 3.8501 | 3.8223 | 3.4401 | 0.38782 | 1.2314 | 0.16906 | 2.185 | 1.0055 | 37267.2853 | 1.0695 | 4.1709 | 4.1409 | 3.5197 | 0.38922 | 1.2078 | 0.16583 | 2.1113 | 14453.1835 | 0.38996 | 17843.4364 | 0.089128 | 0.34638 | 0.012237 | 0.35862 | 4.868 | 14453.1835 | 0.38996 | 17843.4364 | 0.089128 | 0.57168 | 0.012237 | 0.58392 | 7.9262 | 14453.1835 | 0.38996 | 18601.2658 | 0.089128 | 0.042117 | 0.52379 | 0.01802 | 0.54181 | 7.3547 | 14453.1835 | 0.38996 | 18673.3637 | 0.0042 | 0.36249 | 0.00057666 | 0.36307 | 4.9379 | 14453.1835 | 0.38996 | 17267.8417 | 0.0042 | 0.55324 | 0.00057666 | 0.55382 | 7.5271 | 14453.1835 | 0.38996 | 18203.0019 | 0.0042 | 0.042117 | 0.51258 | 0.0063594 | 0.51893 | 7.0536
01/02 07:00:00 | 46.04 | 7.8 | 38.84% | 1.0055 | 37267.2853 | 1.0695 | 3.8501 | 3.8223 | 3.4401 | 0.38627 | 1.2264 | 0.16839 | 2.3534 | 1.0055 | 37267.2853 | 1.0695 | 4.1709 | 4.1409 | 3.5197 | 0.38627 | 1.1987 | 0.16458 | 2.2759 | 14395.1788 | 0.38839 | 17771.8256 | 0.08877 | 0.34499 | 0.012188 | 0.35718 | 5.2252 | 14395.1788 | 0.38839 | 17771.8256 | 0.08877 | 0.56939 | 0.012188 | 0.58157 | 8.5078 | 14395.1788 | 0.38839 | 18526.6136 | 0.08877 | 0.041948 | 0.52169 | 0.017948 | 0.53964 | 7.8943 | 14395.1788 | 0.38839 | 18598.4222 | 0.0042 | 0.36104 | 0.00057666 | 0.36162 | 5.2995 | 14395.1788 | 0.38839 | 17198.5409 | 0.0042 | 0.55102 | 0.00057666 | 0.55159 | 8.0787 | 14395.1788 | 0.38839 | 18129.9481 | 0.0042 | 0.041948 | 0.51052 | 0.0063362 | 0.51685 | 7.5705
01/02 08:00:00 | 48.02 | 8.9 | 36.9% | 1.0369 | 38430.0045 | 1.0836 | 3.9008 | 3.8874 | 3.4987 | 0.35592 | 1.1458 | 0.15732 | 2.5107 | 1.0369 | 38430.0045 | 1.0836 | 4.2259 | 4.2114 | 3.5797 | 0.37458 | 1.1786 | 0.16182 | 2.4377 | 13678.1333 | 0.36905 | 16886.5843 | 0.084348 | 0.32781 | 0.011581 | 0.33939 | 5.5646 | 13678.1333 | 0.36905 | 16886.5843 | 0.084348 | 0.54102 | 0.011581 | 0.5526 | 9.0604 | 13678.1333 | 0.36905 | 17603.7751 | 0.084348 | 0.039859 | 0.4957 | 0.017054 | 0.51276 | 8.407 | 13678.1333 | 0.36905 | 17672.0068 | 0.0042 | 0.34305 | 0.00057666 | 0.34363 | 5.6431 | 13678.1333 | 0.36905 | 16341.8558 | 0.0042 | 0.52357 | 0.00057666 | 0.52415 | 8.6028 | 13678.1333 | 0.36905 | 17226.8681 | 0.0042 | 0.039859 | 0.48509 | 0.0060493 | 0.49114 | 8.0616
01/02 09:00:00 | 50 | 10 | 31.45% | 1.0687 | 39609.8985 | 1.0959 | 3.9451 | 3.9508 | 3.5557 | 0.29432 | 0.96092 | 0.13193 | 2.6427 | 1.0687 | 39609.8985 | 1.0959 | 4.2739 | 4.28 | 3.638 | 0.29432 | 0.93918 | 0.12895 | 2.5667 | 11657.9615 | 0.31454 | 14392.545 | 0.071891 | 0.27939 | 0.0098706 | 0.28926 | 5.8538 | 11657.9615 | 0.31454 | 14392.545 | 0.071891 | 0.46112 | 0.0098706 | 0.47099 | 9.5314 | 11657.9615 | 0.31454 | 15003.8114 | 0.071891 | 0.033972 | 0.42249 | 0.014535 | 0.43702 | 8.8441 | 11657.9615 | 0.31454 | 15061.9657 | 0.0042 | 0.29239 | 0.00057666 | 0.29296 | 5.9361 | 11657.9615 | 0.31454 | 13928.2694 | 0.0042 | 0.44624 | 0.00057666 | 0.44682 | 9.0496 | 11657.9615 | 0.31454 | 14682.5711 | 0.0042 | 0.033972 | 0.41344 | 0.005241 | 0.41869 | 8.4803
01/02 10:00:00 | 51.08 | 10.6 | 26.63% | 1.0863 | 40260.7161 | 1.1018 | 3.9664 | 3.9846 | 3.5861 | 0.24511 | 0.80651 | 0.11073 | 2.7534 | 1.0863 | 40260.7161 | 1.1018 | 4.2969 | 4.3166 | 3.6692 | 0.28956 | 0.93121 | 0.12786 | 2.6945 | 9868.3546 | 0.26626 | 12183.1539 | 0.060855 | 0.2365 | 0.0083554 | 0.24486 | 6.0987 | 9868.3546 | 0.26626 | 12183.1539 | 0.060855 | 0.39033 | 0.0083554 | 0.39869 | 9.9301 | 9868.3546 | 0.26626 | 12700.5851 | 0.060855 | 0.028757 | 0.35763 | 0.012304 | 0.36994 | 9.214 | 9868.3546 | 0.26626 | 12749.8122 | 0.0042 | 0.2475 | 0.00057666 | 0.24808 | 6.1842 | 9868.3546 | 0.26626 | 11790.1489 | 0.0042 | 0.37774 | 0.00057666 | 0.37832 | 9.428 | 9868.3546 | 0.26626 | 12428.6582 | 0.0042 | 0.028757 | 0.34998 | 0.004525 | 0.3545 | 8.8348
01/02 11:00:00 | 51.08 | 10.6 | 17.24% | 1.0863 | 40260.7161 | 1.1018 | 3.9664 | 3.9846 | 3.5861 | 0.15871 | 0.52221 | 0.0717 | 2.8251 | 1.0863 | 40260.7161 | 1.1018 | 4.2969 | 4.3166 | 3.6692 | 0.15871 | 0.5104 | 0.070077 | 2.7646 | 6389.7277 | 0.1724 | 7888.5527 | 0.039403 | 0.15314 | 0.0054101 | 0.15855 | 6.2572 | 6389.7277 | 0.1724 | 7888.5527 | 0.039403 | 0.25274 | 0.0054101 | 0.25815 | 10.1882 | 6389.7277 | 0.1724 | 8223.5878 | 0.039403 | 0.01862 | 0.23157 | 0.0079666 | 0.23953 | 9.4535 | 6389.7277 | 0.1724 | 8255.4621 | 0.0042 | 0.16026 | 0.00057666 | 0.16083 | 6.345 | 6389.7277 | 0.1724 | 7634.0833 | 0.0042 | 0.24459 | 0.00057666 | 0.24516 | 9.6731 | 6389.7277 | 0.1724 | 8047.516 | 0.0042 | 0.01862 | 0.22661 | 0.0031332 | 0.22974 | 9.0645
01/02 12:00:00 | 51.98 | 11.1 | 13.84% | 1.101 | 40806.9675 | 1.1062 | 3.9825 | 4.0124 | 3.6112 | 0.12574 | 0.41643 | 0.057176 | 2.8823 | 1.101 | 40806.9675 | 1.1062 | 4.3143 | 4.3468 | 3.6948 | 0.15658 | 0.50686 | 0.069592 | 2.8342 | 5131.0049 | 0.13844 | 6334.5739 | 0.031641 | 0.12297 | 0.0043443 | 0.12731 | 6.3845 | 5131.0049 | 0.13844 | 6334.5739 | 0.031641 | 0.20295 | 0.0043443 | 0.2073 | 10.3955 | 5131.0049 | 0.13844 | 6603.6099 | 0.031641 | 0.014952 | 0.18595 | 0.0063973 | 0.19235 | 9.6459 | 5131.0049 | 0.13844 | 6629.2053 | 0.0042 | 0.12869 | 0.00057666 | 0.12926 | 6.4743 | 5131.0049 | 0.13844 | 6130.2328 | 0.0042 | 0.1964 | 0.00057666 | 0.19698 | 9.8701 | 5131.0049 | 0.13844 | 6462.2228 | 0.0042 | 0.014952 | 0.18197 | 0.0026296 | 0.1846 | 9.2491
01/02 13:00:00 | 51.98 | 11.1 | 12.99% | 1.101 | 40806.9675 | 1.1062 | 3.9825 | 4.0124 | 3.6112 | 0.11795 | 0.39064 | 0.053635 | 2.9359 | 1.101 | 40806.9675 | 1.1062 | 4.3143 | 4.3468 | 3.6948 | 0.11795 | 0.3818 | 0.052422 | 2.8866 | 4813.1983 | 0.12986 | 5942.2202 | 0.029681 | 0.11535 | 0.0040753 | 0.11943 | 6.504 | 4813.1983 | 0.12986 | 5942.2202 | 0.029681 | 0.19038 | 0.0040753 | 0.19446 | 10.59 | 4813.1983 | 0.12986 | 6194.5924 | 0.029681 | 0.014026 | 0.17443 | 0.006001 | 0.18043 | 9.8263 | 4813.1983 | 0.12986 | 6218.6025 | 0.0042 | 0.12072 | 0.00057666 | 0.12129 | 6.5956 | 4813.1983 | 0.12986 | 5750.5356 | 0.0042 | 0.18424 | 0.00057666 | 0.18482 | 10.0549 | 4813.1983 | 0.12986 | 6061.9626 | 0.0042 | 0.014026 | 0.1707 | 0.0025024 | 0.1732 | 9.4223
01/02 14:00:00 | 51.98 | 11.1 | 11.44% | 1.101 | 40806.9675 | 1.1062 | 3.9825 | 4.0124 | 3.6112 | 0.10392 | 0.34416 | 0.047253 | 2.9832 | 1.101 | 40806.9675 | 1.1062 | 4.3143 | 4.3468 | 3.6948 | 0.11795 | 0.3818 | 0.052422 | 2.939 | 4240.4583 | 0.11441 | 5235.1337 | 0.026149 | 0.10163 | 0.0035903 | 0.10522 | 6.6092 | 4240.4583 | 0.11441 | 5235.1337 | 0.026149 | 0.16773 | 0.0035903 | 0.17132 | 10.7613 | 4240.4583 | 0.11441 | 5457.4753 | 0.026149 | 0.012357 | 0.15368 | 0.0052869 | 0.15896 | 9.9853 | 4240.4583 | 0.11441 | 5478.6283 | 0.0042 | 0.10635 | 0.00057666 | 0.10693 | 6.7025 | 4240.4583 | 0.11441 | 5066.2585 | 0.0042 | 0.16232 | 0.00057666 | 0.16289 | 10.2178 | 4240.4583 | 0.11441 | 5340.6276 | 0.0042 | 0.012357 | 0.15039 | 0.0022733 | 0.15266 | 9.575
01/02 15:00:00 | 51.98 | 11.1 | 13.37% | 1.101 | 40806.9675 | 1.1062 | 3.9825 | 4.0124 | 3.6112 | 0.12141 | 0.40209 | 0.055207 | 3.0384 | 1.101 | 40806.9675 | 1.1062 | 4.3143 | 4.3468 | 3.6948 | 0.12141 | 0.39299 | 0.053958 | 2.993 | 4954.2733 | 0.13367 | 6116.3868 | 0.030551 | 0.11873 | 0.0041947 | 0.12293 | 6.7321 | 4954.2733 | 0.13367 | 6116.3868 | 0.030551 | 0.19596 | 0.0041947 | 0.20016 | 10.9615 | 4954.2733 | 0.13367 | 6376.1562 | 0.030551 | 0.014437 | 0.17955 | 0.0061769 | 0.18572 | 10.171 | 4954.2733 | 0.13367 | 6400.8699 | 0.0042 | 0.12426 | 0.00057666 | 0.12483 | 6.8273 | 4954.2733 | 0.13367 | 5919.084 | 0.0042 | 0.18964 | 0.00057666 | 0.19022 | 10.408 | 4954.2733 | 0.13367 | 6239.639 | 0.0042 | 0.014437 | 0.1757 | 0.0025589 | 0.17826 | 9.7533
01/02 16:00:00 | 51.98 | 11.1 | 22.78% | 1.101 | 40806.9675 | 1.1062 | 3.9825 | 4.0124 | 3.6112 | 0.20691 | 0.68528 | 0.094089 | 3.1325 | 1.101 | 40806.9675 | 1.1062 | 4.3143 | 4.3468 | 3.6948 | 0.12141 | 0.39299 | 0.053958 | 3.047 | 8443.5157 | 0.22781 | 10424.0935 | 0.052068 | 0.20236 | 0.007149 | 0.2095 | 6.9416 | 8443.5157 | 0.22781 | 10424.0935 | 0.052068 | 0.33397 | 0.007149 | 0.34112 | 11.3026 | 8443.5157 | 0.22781 | 10866.8156 | 0.052068 | 0.024605 | 0.306 | 0.010527 | 0.31652 | 10.4875 | 8443.5157 | 0.22781 | 10908.935 | 0.0042 | 0.21177 | 0.00057666 | 0.21234 | 7.0397 | 8443.5157 | 0.22781 | 10087.8324 | 0.0042 | 0.3232 | 0.00057666 | 0.32378 | 10.7318 | 8443.5157 | 0.22781 | 10634.1508 | 0.0042 | 0.024605 | 0.29945 | 0.0039549 | 0.3034 | 10.0567
01/02 17:00:00 | 51.98 | 11.1 | 22.89% | 1.101 | 40806.9675 | 1.1062 | 3.9825 | 4.0124 | 3.6112 | 0.2079 | 0.68853 | 0.094536 | 3.227 | 1.101 | 40806.9675 | 1.1062 | 4.3143 | 4.3468 | 3.6948 | 0.2079 | 0.67296 | 0.092397 | 3.1394 | 8483.6298 | 0.22889 | 10473.6171 | 0.052316 | 0.20332 | 0.0071829 | 0.2105 | 7.1521 | 8483.6298 | 0.22889 | 10473.6171 | 0.052316 | 0.33556 | 0.0071829 | 0.34274 | 11.6453 | 8483.6298 | 0.22889 | 10918.4425 | 0.052316 | 0.024722 | 0.30745 | 0.010577 | 0.31803 | 10.8056 | 8483.6298 | 0.22889 | 10960.7621 | 0.0042 | 0.21277 | 0.00057666 | 0.21335 | 7.253 | 8483.6298 | 0.22889 | 10135.7585 | 0.0042 | 0.32474 | 0.00057666 | 0.32531 | 11.0571 | 8483.6298 | 0.22889 | 10684.6724 | 0.0042 | 0.024722 | 0.30087 | 0.003971 | 0.30484 | 10.3615
01/02 18:00:00 | 51.98 | 11.1 | 19.82% | 1.101 | 40806.9675 | 1.1062 | 3.9825 | 4.0124 | 3.6112 | 0.18 | 0.59615 | 0.081851 | 3.3088 | 1.101 | 40806.9675 | 1.1062 | 4.3143 | 4.3468 | 3.6948 | 0.2079 | 0.67296 | 0.092397 | 3.2318 | 7345.2872 | 0.19818 | 9068.2558 | 0.045296 | 0.17604 | 0.0062191 | 0.18226 | 7.3344 | 7345.2872 | 0.19818 | 9068.2558 | 0.045296 | 0.29053 | 0.0062191 | 0.29675 | 11.9421 | 7345.2872 | 0.19818 | 9453.3941 | 0.045296 | 0.021405 | 0.2662 | 0.009158 | 0.27535 | 11.0809 | 7345.2872 | 0.19818 | 9490.0351 | 0.0042 | 0.18422 | 0.00057666 | 0.1848 | 7.4378 | 7345.2872 | 0.19818 | 8775.7314 | 0.0042 | 0.28116 | 0.00057666 | 0.28174 | 11.3389 | 7345.2872 | 0.19818 | 9250.9914 | 0.0042 | 0.021405 | 0.2605 | 0.0035155 | 0.26401 | 10.6255
01/02 19:00:00 | 51.08 | 10.6 | 20.99% | 1.0863 | 40260.7161 | 1.1018 | 3.9664 | 3.9846 | 3.5861 | 0.19319 | 0.63566 | 0.087277 | 3.3961 | 1.0863 | 40260.7161 | 1.1018 | 4.2969 | 4.3166 | 3.6692 | 0.19319 | 0.62128 | 0.085302 | 3.3171 | 7777.9169 | 0.20985 | 9602.3666 | 0.047964 | 0.1864 | 0.0065854 | 0.19299 | 7.5274 | 7777.9169 | 0.20985 | 9602.3666 | 0.047964 | 0.30765 | 0.0065854 | 0.31423 | 12.2563 | 7777.9169 | 0.20985 | 10010.1891 | 0.047964 | 0.022665 | 0.28188 | 0.0096974 | 0.29157 | 11.3725 | 7777.9169 | 0.20985 | 10048.9883 | 0.0042 | 0.19507 | 0.00057666 | 0.19565 | 7.6335 | 7777.9169 | 0.20985 | 9292.6128 | 0.0042 | 0.29772 | 0.00057666 | 0.2983 | 11.6372 | 7777.9169 | 0.20985 | 9795.8651 | 0.0042 | 0.022665 | 0.27584 | 0.0036886 | 0.27953 | 10.905
01/02 20:00:00 | 51.08 | 10.6 | 24.81% | 1.0863 | 40260.7161 | 1.1018 | 3.9664 | 3.9846 | 3.5861 | 0.22839 | 0.7515 | 0.10318 | 3.4993 | 1.0863 | 40260.7161 | 1.1018 | 4.2969 | 4.3166 | 3.6692 | 0.19319 | 0.62128 | 0.085302 | 3.4024 | 9195.2801 | 0.2481 | 11352.1976 | 0.056704 | 0.22037 | 0.0077855 | 0.22816 | 7.7555 | 9195.2801 | 0.2481 | 11352.1976 | 0.056704 | 0.36371 | 0.0077855 | 0.37149 | 12.6278 | 9195.2801 | 0.2481 | 11834.3373 | 0.056704 | 0.026796 | 0.33324 | 0.011465 | 0.34471 | 11.7172 | 9195.2801 | 0.2481 | 11880.2068 | 0.0042 | 0.23062 | 0.00057666 | 0.2312 | 7.8647 | 9195.2801 | 0.2481 | 10985.9977 | 0.0042 | 0.35198 | 0.00057666 | 0.35255 | 11.9897 | 9195.2801 | 0.2481 | 11580.9573 | 0.0042 | 0.026796 | 0.32611 | 0.0042557 | 0.33036 | 11.2354
01/02 21:00:00 | 50 | 10 | 25.37% | 1.0687 | 39609.8985 | 1.0959 | 3.9451 | 3.9508 | 3.5557 | 0.2374 | 0.77508 | 0.10642 | 3.6057 | 1.0687 | 39609.8985 | 1.0959 | 4.2739 | 4.28 | 3.638 | 0.2374 | 0.75755 | 0.10401 | 3.5064 | 9403.334 | 0.25371 | 11609.0543 | 0.057987 | 0.22536 | 0.0079616 | 0.23332 | 7.9888 | 9403.334 | 0.25371 | 11609.0543 | 0.057987 | 0.37194 | 0.0079616 | 0.3799 | 13.0077 | 9403.334 | 0.25371 | 12102.1029 | 0.057987 | 0.027402 | 0.34078 | 0.011724 | 0.35251 | 12.0697 | 9403.334 | 0.25371 | 12149.0103 | 0.0042 | 0.23584 | 0.00057666 | 0.23642 | 8.1011 | 9403.334 | 0.25371 | 11234.5687 | 0.0042 | 0.35994 | 0.00057666 | 0.36052 | 12.3502 | 9403.334 | 0.25371 | 11842.9899 | 0.0042 | 0.027402 | 0.33348 | 0.0043389 | 0.33782 | 11.5732
01/02 22:00:00 | 50 | 10 | 27.9% | 1.0687 | 39609.8985 | 1.0959 | 3.9451 | 3.9508 | 3.5557 | 0.26102 | 0.85221 | 0.11701 | 3.7227 | 1.0687 | 39609.8985 | 1.0959 | 4.2739 | 4.28 | 3.638 | 0.2374 | 0.75755 | 0.10401 | 3.6104 | 10339.0627 | 0.27896 | 12764.2749 | 0.063758 | 0.24778 | 0.0087539 | 0.25654 | 8.2454 | 10339.0627 | 0.27896 | 12764.2749 | 0.063758 | 0.40895 | 0.0087539 | 0.4177 | 13.4254 | 10339.0627 | 0.27896 | 13306.3869 | 0.063758 | 0.030129 | 0.37469 | 0.012891 | 0.38758 | 12.4573 | 10339.0627 | 0.27896 | 13357.9621 | 0.0042 | 0.25931 | 0.00057666 | 0.25989 | 8.361 | 10339.0627 | 0.27896 | 12352.5241 | 0.0042 | 0.39576 | 0.00057666 | 0.39634 | 12.7466 | 10339.0627 | 0.27896 | 13021.4895 | 0.0042 | 0.030129 | 0.36667 | 0.0047133 | 0.37138 | 11.9446
01/02 23:00:00 | 50 | 10 | 31.72% | 1.0687 | 39609.8985 | 1.0959 | 3.9451 | 3.9508 | 3.5557 | 0.29678 | 0.96895 | 0.13304 | 3.8558 | 1.0687 | 39609.8985 | 1.0959 | 4.2739 | 4.28 | 3.638 | 0.29678 | 0.94703 | 0.13003 | 3.7404 | 11755.3479 | 0.31717 | 14512.7752 | 0.072491 | 0.28173 | 0.0099531 | 0.29168 | 8.5371 | 11755.3479 | 0.31717 | 14512.7752 | 0.072491 | 0.46497 | 0.0099531 | 0.47492 | 13.9003 | 11755.3479 | 0.31717 | 15129.1479 | 0.072491 | 0.034256 | 0.42602 | 0.014656 | 0.44068 | 12.898 | 11755.3479 | 0.31717 | 15187.788 | 0.0042 | 0.29483 | 0.00057666 | 0.29541 | 8.6564 | 11755.3479 | 0.31717 | 14044.6212 | 0.0042 | 0.44997 | 0.00057666 | 0.45055 | 13.1971 | 11755.3479 | 0.31717 | 14805.2241 | 0.0042 | 0.034256 | 0.4169 | 0.00528 | 0.42218 | 12.3668
01/02 24:00:00 | 50 | 10 | 34.24% | 1.0687 | 39609.8985 | 1.0959 | 3.9451 | 3.9508 | 3.5557 | 0.32043 | 1.0462 | 0.14364 | 3.9994 | 1.0687 | 39609.8985 | 1.0959 | 4.2739 | 4.28 | 3.638 | 0.29678 | 0.94703 | 0.13003 | 3.8704 | 12692.2736 | 0.34245 | 15669.4736 | 0.078269 | 0.30418 | 0.010746 | 0.31493 | 8.852 | 12692.2736 | 0.34245 | 15669.4736 | 0.078269 | 0.50203 | 0.010746 | 0.51278 | 14.4131 | 12692.2736 | 0.34245 | 16334.9725 | 0.078269 | 0.036986 | 0.45997 | 0.015825 | 0.4758 | 13.3738 | 12692.2736 | 0.34245 | 16398.2863 | 0.0042 | 0.31833 | 0.00057666 | 0.31891 | 8.9753 | 12692.2736 | 0.34245 | 15164.0067 | 0.0042 | 0.48583 | 0.00057666 | 0.48641 | 13.6835 | 12692.2736 | 0.34245 | 15985.2312 | 0.0042 | 0.036986 | 0.45013 | 0.0056548 | 0.45578 | 12.8226
01/03 01:00:00 | 50 | 10 | 33% | 1.0687 | 39609.8985 | 1.0959 | 3.9451 | 3.9508 | 3.5557 | 0.30881 | 1.0082 | 0.13843 | 4.1378 | 1.0687 | 39609.8985 | 1.0959 | 4.2739 | 4.28 | 3.638 | 0.30881 | 0.98541 | 0.1353 | 4.0057 | 12231.8112 | 0.33002 | 15101.0014 | 0.07543 | 0.29315 | 0.010356 | 0.3035 | 9.1555 | 12231.8112 | 0.33002 | 15101.0014 | 0.07543 | 0.48382 | 0.010356 | 0.49417 | 14.9073 | 12231.8112 | 0.33002 | 15742.3567 | 0.07543 | 0.035644 | 0.44329 | 0.01525 | 0.45854 | 13.8323 | 12231.8112 | 0.33002 | 15803.3736 | 0.0042 | 0.30678 | 0.00057666 | 0.30736 | 9.2826 | 12231.8112 | 0.33002 | 14613.8723 | 0.0042 | 0.46821 | 0.00057666 | 0.46879 | 14.1523 | 12231.8112 | 0.33002 | 15405.3037 | 0.0042 | 0.035644 | 0.4338 | 0.0054706 | 0.43927 | 13.2618
01/03 02:00:00 | 50 | 10 | 32.47% | 1.0687 | 39609.8985 | 1.0959 | 3.9451 | 3.9508 | 3.5557 | 0.30386 | 0.99209 | 0.13621 | 4.274 | 1.0687 | 39609.8985 | 1.0959 | 4.2739 | 4.28 | 3.638 | 0.30881 | 0.98541 | 0.1353 | 4.141 | 12036.0448 | 0.32474 | 14859.3146 | 0.074222 | 0.28845 | 0.010191 | 0.29864 | 9.4541 | 12036.0448 | 0.32474 | 14859.3146 | 0.074222 | 0.47607 | 0.010191 | 0.48626 | 15.3935 | 12036.0448 | 0.32474 | 15490.4052 | 0.074222 | 0.035074 | 0.43619 | 0.015006 | 0.4512 | 14.2835 | 12036.0448 | 0.32474 | 15550.4455 | 0.0042 | 0.30187 | 0.00057666 | 0.30245 | 9.5851 | 12036.0448 | 0.32474 | 14379.9819 | 0.0042 | 0.46072 | 0.00057666 | 0.46129 | 14.6136 | 12036.0448 | 0.32474 | 15158.7466 | 0.0042 | 0.035074 | 0.42685 | 0.0053923 | 0.43225 | 13.6941
01/03 03:00:00 | 50 | 10 | 35.63% | 1.0687 | 39609.8985 | 1.0959 | 3.9451 | 3.9508 | 3.5557 | 0.33342 | 1.0886 | 0.14946 | 4.4235 | 1.0687 | 39609.8985 | 1.0959 | 4.2739 | 4.28 | 3.638 | 0.33342 | 1.064 | 0.14608 | 4.2871 | 13206.7184 | 0.35633 | 16304.5907 | 0.081441 | 0.31651 | 0.011182 | 0.32769 | 9.7818 | 13206.7184 | 0.35633 | 16304.5907 | 0.081441 | 0.52238 | 0.011182 | 0.53356 | 15.9271 | 13206.7184 | 0.35633 | 16997.0636 | 0.081441 | 0.038485 | 0.47862 | 0.016466 | 0.49508 | 14.7786 | 13206.7184 | 0.35633 | 17062.9437 | 0.0042 | 0.33123 | 0.00057666 | 0.33181 | 9.9169 | 13206.7184 | 0.35633 | 15778.6361 | 0.0042 | 0.50553 | 0.00057666 | 0.5061 | 15.1197 | 13206.7184 | 0.35633 | 16633.1467 | 0.0042 | 0.038485 | 0.46837 | 0.0058607 | 0.47423 | 14.1683
01/03 04:00:00 | 50 | 10 | 35.96% | 1.0687 | 39609.8985 | 1.0959 | 3.9451 | 3.9508 | 3.5557 | 0.33647 | 1.0985 | 0.15083 | 4.5743 | 1.0687 | 39609.8985 | 1.0959 | 4.2739 | 4.28 | 3.638 | 0.33342 | 1.064 | 0.14608 | 4.4332 | 13327.5365 | 0.35959 | 16453.7488 | 0.082186 | 0.31941 | 0.011284 | 0.33069 | 10.1125 | 13327.5365 | 0.35959 | 16453.7488 | 0.082186 | 0.52716 | 0.011284 | 0.53844 | 16.4655 | 13327.5365 | 0.35959 | 17152.5566 | 0.082186 | 0.038837 | 0.483 | 0.016617 | 0.49961 | 15.2782 | 13327.5365 | 0.35959 | 17219.0394 | 0.0042 | 0.33426 | 0.00057666 | 0.33484 | 10.2517 | 13327.5365 | 0.35959 | 15922.9827 | 0.0042 | 0.51015 | 0.00057666 | 0.51073 | 15.6304 | 13327.5365 | 0.35959 | 16785.3105 | 0.0042 | 0.038837 | 0.47265 | 0.005909 | 0.47856 | 14.6469
01/03 05:00:00 | 50 | 10 | 32.19% | 1.0687 | 39609.8985 | 1.0959 | 3.9451 | 3.9508 | 3.5557 | 0.30119 | 0.98335 | 0.13501 | 4.7094 | 1.0687 | 39609.8985 | 1.0959 | 4.2739 | 4.28 | 3.638 | 0.30119 | 0.9611 | 0.13196 | 4.5651 | 11930.0135 | 0.32188 | 14728.4118 | 0.073568 | 0.28591 | 0.010101 | 0.29601 | 10.4085 | 11930.0135 | 0.32188 | 14728.4118 | 0.073568 | 0.47188 | 0.010101 | 0.48198 | 16.9475 | 11930.0135 | 0.32188 | 15353.9428 | 0.073568 | 0.034765 | 0.43235 | 0.014874 | 0.44722 | 15.7254 | 11930.0135 | 0.32188 | 15413.4542 | 0.0042 | 0.29921 | 0.00057666 | 0.29979 | 10.5515 | 11930.0135 | 0.32188 | 14253.3017 | 0.0042 | 0.45666 | 0.00057666 | 0.45723 | 16.0877 | 11930.0135 | 0.32188 | 15025.206 | 0.0042 | 0.034765 | 0.42309 | 0.0053499 | 0.42844 | 15.0753
01/03 06:00:00 | 50 | 10 | 28.4% | 1.0687 | 39609.8985 | 1.0959 | 3.9451 | 3.9508 | 3.5557 | 0.2657 | 0.86749 | 0.11911 | 4.8285 | 1.0687 | 39609.8985 | 1.0959 | 4.2739 | 4.28 | 3.638 | 0.30119 | 0.9611 | 0.13196 | 4.6971 | 10524.4941 | 0.28396 | 12993.2026 | 0.064901 | 0.25223 | 0.0089109 | 0.26114 | 10.6697 | 10524.4941 | 0.28396 | 12993.2026 | 0.064901 | 0.41628 | 0.0089109 | 0.4252 | 17.3727 | 10524.4941 | 0.28396 | 13545.0374 | 0.064901 | 0.030669 | 0.38141 | 0.013122 | 0.39453 | 16.1199 | 10524.4941 | 0.28396 | 13597.5376 | 0.0042 | 0.26396 | 0.00057666 | 0.26454 | 10.8161 | 10524.4941 | 0.28396 | 12574.067 | 0.0042 | 0.40286 | 0.00057666 | 0.40343 | 16.4911 | 10524.4941 | 0.28396 | 13255.0303 | 0.0042 | 0.030669 | 0.37325 | 0.0047875 | 0.37803 | 15.4533
01/03 07:00:00 | 50 | 10 | 28% | 1.0687 | 39609.8985 | 1.0959 | 3.9451 | 3.9508 | 3.5557 | 0.26201 | 0.85545 | 0.11745 | 4.9459 | 1.0687 | 39609.8985 | 1.0959 | 4.2739 | 4.28 | 3.638 | 0.26201 | 0.83609 | 0.1148 | 4.8119 | 10378.347 | 0.28002 | 12812.7741 | 0.064 | 0.24873 | 0.0087872 | 0.25751 | 10.9272 | 10378.347 | 0.28002 | 12812.7741 | 0.064 | 0.4105 | 0.0087872 | 0.41929 | 17.792 | 10378.347 | 0.28002 | 13356.946 | 0.064 | 0.030243 | 0.37612 | 0.01294 | 0.38906 | 16.509 | 10378.347 | 0.28002 | 13408.7171 | 0.0042 | 0.26029 | 0.00057666 | 0.26087 | 11.0769 | 10378.347 | 0.28002 | 12399.4588 | 0.0042 | 0.39726 | 0.00057666 | 0.39784 | 16.8889 | 10378.347 | 0.28002 | 13070.9661 | 0.0042 | 0.030243 | 0.36806 | 0.004729 | 0.37279 | 15.8261
01/03 08:00:00 | 50 | 10 | 28.3% | 1.0687 | 39609.8985 | 1.0959 | 3.9451 | 3.9508 | 3.5557 | 0.2648 | 0.86453 | 0.1187 | 5.0646 | 1.0687 | 39609.8985 | 1.0959 | 4.2739 | 4.28 | 3.638 | 0.26201 | 0.83609 | 0.1148 | 4.9267 | 10488.5849 | 0.28299 | 12948.8702 | 0.06468 | 0.25137 | 0.0088805 | 0.26025 | 11.1874 | 10488.5849 | 0.28299 | 12948.8702 | 0.06468 | 0.41486 | 0.0088805 | 0.42375 | 18.2157 | 10488.5849 | 0.28299 | 13498.8222 | 0.06468 | 0.030564 | 0.38011 | 0.013077 | 0.39319 | 16.9022 | 10488.5849 | 0.28299 | 13551.1432 | 0.0042 | 0.26306 | 0.00057666 | 0.26364 | 11.3406 | 10488.5849 | 0.28299 | 12531.1647 | 0.0042 | 0.40148 | 0.00057666 | 0.40206 | 17.291 | 10488.5849 | 0.28299 | 13209.8046 | 0.0042 | 0.030564 | 0.37197 | 0.0047732 | 0.37675 | 16.2029
01/03 09:00:00 | 50 | 10 | 31.45% | 1.0687 | 39609.8985 | 1.0959 | 3.9451 | 3.9508 | 3.5557 | 0.29428 | 0.96078 | 0.13191 | 5.1965 | 1.0687 | 39609.8985 | 1.0959 | 4.2739 | 4.28 | 3.638 | 0.29428 | 0.93904 | 0.12893 | 5.0556 | 11656.2179 | 0.31449 | 14390.3925 | 0.07188 | 0.27935 | 0.0098691 | 0.28922 | 11.4766 | 11656.2179 | 0.31449 | 14390.3925 | 0.07188 | 0.46105 | 0.0098691 | 0.47092 | 18.6867 | 11656.2179 | 0.31449 | 15001.5674 | 0.07188 | 0.033967 | 0.42243 | 0.014533 | 0.43696 | 17.3391 | 11656.2179 | 0.31449 | 15059.713 | 0.0042 | 0.29234 | 0.00057666 | 0.29292 | 11.6335 | 11656.2179 | 0.31449 | 13926.1863 | 0.0042 | 0.44618 | 0.00057666 | 0.44675 | 17.7378 | 11656.2179 | 0.31449 | 14680.3752 | 0.0042 | 0.033967 | 0.41338 | 0.0052403 | 0.41862 | 16.6215
01/03 10:00:00 | 51.08 | 10.6 | 32.24% | 1.0863 | 40260.7161 | 1.1018 | 3.9664 | 3.9846 | 3.5861 | 0.29676 | 0.97645 | 0.13407 | 5.3306 | 1.0863 | 40260.7161 | 1.1018 | 4.2969 | 4.3166 | 3.6692 | 0.28952 | 0.93107 | 0.12784 | 5.1835 | 11947.7548 | 0.32236 | 14750.3146 | 0.073678 | 0.28634 | 0.010116 | 0.29645 | 11.7731 | 11947.7548 | 0.32236 | 14750.3146 | 0.073678 | 0.47258 | 0.010116 | 0.4827 | 19.1694 | 11947.7548 | 0.32236 | 15376.7758 | 0.073678 | 0.034817 | 0.43299 | 0.014896 | 0.44789 | 17.787 | 11947.7548 | 0.32236 | 15436.3757 | 0.0042 | 0.29966 | 0.00057666 | 0.30023 | 11.9337 | 11947.7548 | 0.32236 | 14274.498 | 0.0042 | 0.45734 | 0.00057666 | 0.45791 | 18.1957 | 11947.7548 | 0.32236 | 15047.5501 | 0.0042 | 0.034817 | 0.42372 | 0.005357 | 0.42908 | 17.0506
01/03 11:00:00 | 51.98 | 11.1 | 30.74% | 1.101 | 40806.9675 | 1.1062 | 3.9825 | 4.0124 | 3.6112 | 0.27918 | 0.92461 | 0.12695 | 5.4575 | 1.101 | 40806.9675 | 1.1062 | 4.3143 | 4.3468 | 3.6948 | 0.27918 | 0.90369 | 0.12408 | 5.3075 | 11392.4266 | 0.30738 | 14064.7242 | 0.070253 | 0.27303 | 0.0096458 | 0.28267 | 12.0558 | 11392.4266 | 0.30738 | 14064.7242 | 0.070253 | 0.45061 | 0.0096458 | 0.46026 | 19.6296 | 11392.4266 | 0.30738 | 14662.0677 | 0.070253 | 0.033198 | 0.41287 | 0.014204 | 0.42707 | 18.2141 | 11392.4266 | 0.30738 | 14718.8974 | 0.0042 | 0.28573 | 0.00057666 | 0.2863 | 12.22 | 11392.4266 | 0.30738 | 13611.0234 | 0.0042 | 0.43608 | 0.00057666 | 0.43666 | 18.6323 | 11392.4266 | 0.30738 | 14348.1443 | 0.0042 | 0.033198 | 0.40403 | 0.0051348 | 0.40916 | 17.4597
01/03 12:00:00 | 53.06 | 11.7 | 22.16% | 1.1188 | 41467.1533 | 1.111 | 3.9997 | 4.0453 | 3.6408 | 0.1981 | 0.66129 | 0.090796 | 5.5483 | 1.1188 | 41467.1533 | 1.111 | 4.333 | 4.3824 | 3.7251 | 0.27473 | 0.89634 | 0.12307 | 5.4306 | 8214.8334 | 0.22164 | 10141.7696 | 0.050658 | 0.19688 | 0.0069554 | 0.20383 | 12.2596 | 8214.8334 | 0.22164 | 10141.7696 | 0.050658 | 0.32493 | 0.0069554 | 0.33188 | 19.9615 | 8214.8334 | 0.22164 | 10572.5012 | 0.050658 | 0.023939 | 0.29771 | 0.010242 | 0.30795 | 18.5221 | 8214.8334 | 0.22164 | 10613.4798 | 0.0042 | 0.20603 | 0.00057666 | 0.20661 | 12.4266 | 8214.8334 | 0.22164 | 9814.6158 | 0.0042 | 0.31445 | 0.00057666 | 0.31502 | 18.9473 | 8214.8334 | 0.22164 | 10346.1378 | 0.0042 | 0.023939 | 0.29134 | 0.0038634 | 0.2952 | 17.7549
01/03 13:00:00 | 53.06 | 11.7 | 14.76% | 1.1188 | 41467.1533 | 1.111 | 3.9997 | 4.0453 | 3.6408 | 0.13191 | 0.44033 | 0.060457 | 5.6088 | 1.1188 | 41467.1533 | 1.111 | 4.333 | 4.3824 | 3.7251 | 0.13191 | 0.43037 | 0.059089 | 5.4897 | 5469.9438 | 0.14758 | 6753.0171 | 0.033731 | 0.13109 | 0.0046313 | 0.13572 | 12.3953 | 5469.9438 | 0.14758 | 6753.0171 | 0.033731 | 0.21636 | 0.0046313 | 0.22099 | 20.1825 | 5469.9438 | 0.14758 | 7039.8248 | 0.033731 | 0.01594 | 0.19823 | 0.0068198 | 0.20505 | 18.7271 | 5469.9438 | 0.14758 | 7067.1109 | 0.0042 | 0.13719 | 0.00057666 | 0.13777 | 12.5644 | 5469.9438 | 0.14758 | 6535.1778 | 0.0042 | 0.20938 | 0.00057666 | 0.20996 | 19.1573 | 5469.9438 | 0.14758 | 6889.098 | 0.0042 | 0.01594 | 0.19399 | 0.0027652 | 0.19675 | 17.9517
01/03 14:00:00 | 49.82 | 9.9 | 19.11% | 1.0658 | 39501.9257 | 1.0948 | 3.9414 | 3.9451 | 3.5506 | 0.17932 | 0.58469 | 0.080278 | 5.6891 | 1.0658 | 39501.9257 | 1.0948 | 4.2698 | 4.2739 | 3.6328 | 0.13847 | 0.4413 | 0.060591 | 5.5503 | 7083.3166 | 0.19111 | 8744.8353 | 0.04368 | 0.16976 | 0.0059973 | 0.17575 | 12.5711 | 7083.3166 | 0.19111 | 8744.8353 | 0.04368 | 0.28017 | 0.0059973 | 0.28617 | 20.4687 | 7083.3166 | 0.19111 | 9116.2375 | 0.04368 | 0.020641 | 0.2567 | 0.0088314 | 0.26553 | 18.9926 | 7083.3166 | 0.19111 | 9151.5718 | 0.0042 | 0.17765 | 0.00057666 | 0.17823 | 12.7426 | 7083.3166 | 0.19111 | 8462.7438 | 0.0042 | 0.27114 | 0.00057666 | 0.27171 | 19.429 | 7083.3166 | 0.19111 | 8921.0536 | 0.0042 | 0.020641 | 0.25121 | 0.0034107 | 0.25462 | 18.2063
01/03 15:00:00 | 50.72 | 10.4 | 23.93% | 1.0804 | 40043.2092 | 1.0999 | 3.9595 | 3.9734 | 3.576 | 0.22148 | 0.72688 | 0.0998 | 5.7889 | 1.0804 | 40043.2092 | 1.0999 | 4.2895 | 4.3045 | 3.6588 | 0.22148 | 0.71043 | 0.097542 | 5.6478 | 8868.9549 | 0.23929 | 10949.3271 | 0.054692 | 0.21255 | 0.0075092 | 0.22006 | 12.7911 | 8868.9549 | 0.23929 | 10949.3271 | 0.054692 | 0.3508 | 0.0075092 | 0.35831 | 20.827 | 8868.9549 | 0.23929 | 11414.3564 | 0.054692 | 0.025845 | 0.32142 | 0.011058 | 0.33247 | 19.3251 | 8868.9549 | 0.23929 | 11458.5981 | 0.0042 | 0.22244 | 0.00057666 | 0.22301 | 12.9656 | 8868.9549 | 0.23929 | 10596.123 | 0.0042 | 0.33949 | 0.00057666 | 0.34006 | 19.7691 | 8868.9549 | 0.23929 | 11169.9684 | 0.0042 | 0.025845 | 0.31453 | 0.0041251 | 0.31866 | 18.525
01/03 16:00:00 | 55.94 | 13.3 | 22.9% | 1.167 | 43252.6302 | 1.1207 | 4.0346 | 4.1309 | 3.7178 | 0.19624 | 0.66913 | 0.091871 | 5.8807 | 1.167 | 43252.6302 | 1.1207 | 4.3708 | 4.4751 | 3.8039 | 0.20505 | 0.68334 | 0.093823 | 5.7417 | 8487.9664 | 0.22901 | 10478.9708 | 0.052342 | 0.20342 | 0.0071866 | 0.21061 | 13.0018 | 8487.9664 | 0.22901 | 10478.9708 | 0.052342 | 0.33573 | 0.0071866 | 0.34292 | 21.1699 | 8487.9664 | 0.22901 | 10924.0236 | 0.052342 | 0.024734 | 0.30761 | 0.010583 | 0.31819 | 19.6433 | 8487.9664 | 0.22901 | 10966.3648 | 0.0042 | 0.21288 | 0.00057666 | 0.21346 | 13.1791 | 8487.9664 | 0.22901 | 10140.9395 | 0.0042 | 0.3249 | 0.00057666 | 0.32548 | 20.0946 | 8487.9664 | 0.22901 | 10690.1339 | 0.0042 | 0.024734 | 0.30102 | 0.0039727 | 0.30499 | 18.83
01/03 17:00:00 | 55.04 | 12.8 | 21.37% | 1.1518 | 42690.7653 | 1.1182 | 4.0255 | 4.1045 | 3.694 | 0.18557 | 0.62855 | 0.0863 | 5.967 | 1.1518 | 42690.7653 | 1.1182 | 4.3609 | 4.4465 | 3.7795 | 0.18557 | 0.61433 | 0.084347 | 5.826 | 7922.2402 | 0.21375 | 9780.5434 | 0.048854 | 0.18986 | 0.0067076 | 0.19657 | 13.1983 | 7922.2402 | 0.21375 | 9780.5434 | 0.048854 | 0.31336 | 0.0067076 | 0.32006 | 21.49 | 7922.2402 | 0.21375 | 10195.9333 | 0.048854 | 0.023086 | 0.28711 | 0.0098773 | 0.29698 | 19.9403 | 7922.2402 | 0.21375 | 10235.4524 | 0.0042 | 0.19869 | 0.00057666 | 0.19927 | 13.3784 | 7922.2402 | 0.21375 | 9465.042 | 0.0042 | 0.30325 | 0.00057666 | 0.30382 | 20.3984 | 7922.2402 | 0.21375 | 9977.6325 | 0.0042 | 0.023086 | 0.28096 | 0.0037464 | 0.2847 | 19.1147
01/03 18:00:00 | 53.96 | 12.2 | 20.52% | 1.1338 | 42021.2114 | 1.1146 | 4.0124 | 4.0724 | 3.6652 | 0.18103 | 0.60831 | 0.08352 | 6.0506 | 1.1338 | 42021.2114 | 1.1146 | 4.3467 | 4.4118 | 3.75 | 0.18853 | 0.61917 | 0.085012 | 5.911 | 7607.1931 | 0.20525 | 9391.5965 | 0.046911 | 0.18231 | 0.0064409 | 0.18875 | 13.3871 | 7607.1931 | 0.20525 | 9391.5965 | 0.046911 | 0.30089 | 0.0064409 | 0.30734 | 21.7973 | 7607.1931 | 0.20525 | 9790.4674 | 0.046911 | 0.022168 | 0.27569 | 0.0094845 | 0.28517 | 20.2255 | 7607.1931 | 0.20525 | 9828.4149 | 0.0042 | 0.19079 | 0.00057666 | 0.19137 | 13.5697 | 7607.1931 | 0.20525 | 9088.6417 | 0.0042 | 0.29119 | 0.00057666 | 0.29176 | 20.6901 | 7607.1931 | 0.20525 | 9580.8478 | 0.0042 | 0.022168 | 0.26979 | 0.0036203 | 0.27341 | 19.3881
01/03 19:00:00 | 53.96 | 12.2 | 17.26% | 1.1338 | 42021.2114 | 1.1146 | 4.0124 | 4.0724 | 3.6652 | 0.15225 | 0.51159 | 0.070241 | 6.1208 | 1.1338 | 42021.2114 | 1.1146 | 4.3467 | 4.4118 | 3.75 | 0.15225 | 0.50001 | 0.068652 | 5.9797 | 6397.6718 | 0.17261 | 7898.3603 | 0.039452 | 0.15333 | 0.0054168 | 0.15874 | 13.5458 | 6397.6718 | 0.17261 | 7898.3603 | 0.039452 | 0.25305 | 0.0054168 | 0.25847 | 22.0558 | 6397.6718 | 0.17261 | 8233.8119 | 0.039452 | 0.018643 | 0.23185 | 0.0079765 | 0.23983 | 20.4653 | 6397.6718 | 0.17261 | 8265.7259 | 0.0042 | 0.16046 | 0.00057666 | 0.16103 | 13.7308 | 6397.6718 | 0.17261 | 7643.5744 | 0.0042 | 0.24489 | 0.00057666 | 0.24547 | 20.9356 | 6397.6718 | 0.17261 | 8057.5212 | 0.0042 | 0.018643 | 0.22689 | 0.0031364 | 0.23003 | 19.6181
01/03 20:00:00 | 53.06 | 11.7 | 15.69% | 1.1188 | 41467.1533 | 1.111 | 3.9997 | 4.0453 | 3.6408 | 0.14025 | 0.46817 | 0.06428 | 6.1851 | 1.1188 | 41467.1533 | 1.111 | 4.333 | 4.3824 | 3.7251 | 0.15428 | 0.50336 | 0.069111 | 6.0488 | 5815.8036 | 0.15691 | 7180.0045 | 0.035864 | 0.13938 | 0.0049241 | 0.1443 | 13.6901 | 5815.8036 | 0.15691 | 7180.0045 | 0.035864 | 0.23004 | 0.0049241 | 0.23496 | 22.2907 | 5815.8036 | 0.15691 | 7484.9467 | 0.035864 | 0.016948 | 0.21077 | 0.0072511 | 0.21802 | 20.6833 | 5815.8036 | 0.15691 | 7513.9582 | 0.0042 | 0.14586 | 0.00057666 | 0.14644 | 13.8772 | 5815.8036 | 0.15691 | 6948.3914 | 0.0042 | 0.22262 | 0.00057666 | 0.22319 | 21.1588 | 5815.8036 | 0.15691 | 7324.6897 | 0.0042 | 0.016948 | 0.20625 | 0.0029036 | 0.20916 | 19.8273
01/03 21:00:00 | 51.98 | 11.1 | 18.89% | 1.101 | 40806.9675 | 1.1062 | 3.9825 | 4.0124 | 3.6112 | 0.17161 | 0.56835 | 0.078035 | 6.2631 | 1.101 | 40806.9675 | 1.1062 | 4.3143 | 4.3468 | 3.6948 | 0.17161 | 0.5555 | 0.076269 | 6.125 | 7002.8472 | 0.18894 | 8645.4904 | 0.043184 | 0.16783 | 0.0059292 | 0.17376 | 13.8639 | 7002.8472 | 0.18894 | 8645.4904 | 0.043184 | 0.27699 | 0.0059292 | 0.28292 | 22.5736 | 7002.8472 | 0.18894 | 9012.6734 | 0.043184 | 0.020407 | 0.25379 | 0.008731 | 0.26252 | 20.9458 | 7002.8472 | 0.18894 | 9047.6062 | 0.0042 | 0.17564 | 0.00057666 | 0.17621 | 14.0534 | 7002.8472 | 0.18894 | 8366.6036 | 0.0042 | 0.26805 | 0.00057666 | 0.26863 | 21.4274 | 7002.8472 | 0.18894 | 8819.7068 | 0.0042 | 0.020407 | 0.24835 | 0.0033785 | 0.25173 | 20.079
01/03 22:00:00 | 51.98 | 11.1 | 20.87% | 1.101 | 40806.9675 | 1.1062 | 3.9825 | 4.0124 | 3.6112 | 0.18953 | 0.62772 | 0.086185 | 6.3493 | 1.101 | 40806.9675 | 1.1062 | 4.3143 | 4.3468 | 3.6948 | 0.17161 | 0.5555 | 0.076269 | 6.2013 | 7734.2662 | 0.20868 | 9548.4768 | 0.047695 | 0.18536 | 0.0065485 | 0.19191 | 14.0558 | 7734.2662 | 0.20868 | 9548.4768 | 0.047695 | 0.30592 | 0.0065485 | 0.31247 | 22.8861 | 7734.2662 | 0.20868 | 9954.0106 | 0.047695 | 0.022538 | 0.28029 | 0.009643 | 0.28994 | 21.2358 | 7734.2662 | 0.20868 | 9992.592 | 0.0042 | 0.19398 | 0.00057666 | 0.19456 | 14.248 | 7734.2662 | 0.20868 | 9240.4614 | 0.0042 | 0.29605 | 0.00057666 | 0.29663 | 21.7241 | 7734.2662 | 0.20868 | 9740.8895 | 0.0042 | 0.022538 | 0.27429 | 0.0036711 | 0.27796 | 20.357
01/03 23:00:00 | 51.98 | 11.1 | 22.38% | 1.101 | 40806.9675 | 1.1062 | 3.9825 | 4.0124 | 3.6112 | 0.20327 | 0.67321 | 0.092432 | 6.4417 | 1.101 | 40806.9675 | 1.1062 | 4.3143 | 4.3468 | 3.6948 | 0.20327 | 0.65798 | 0.090341 | 6.2917 | 8294.8129 | 0.2238 | 10240.5097 | 0.051151 | 0.19879 | 0.0070231 | 0.20582 | 14.2616 | 8294.8129 | 0.2238 | 10240.5097 | 0.051151 | 0.32809 | 0.0070231 | 0.33512 | 23.2212 | 8294.8129 | 0.2238 | 10675.4349 | 0.051151 | 0.024172 | 0.30061 | 0.010342 | 0.31095 | 21.5467 | 8294.8129 | 0.2238 | 10716.8125 | 0.0042 | 0.20804 | 0.00057666 | 0.20861 | 14.4566 | 8294.8129 | 0.2238 | 9910.1707 | 0.0042 | 0.31751 | 0.00057666 | 0.31809 | 22.0421 | 8294.8129 | 0.2238 | 10446.8676 | 0.0042 | 0.024172 | 0.29417 | 0.0038954 | 0.29807 | 20.655
01/03 24:00:00 | 51.08 | 10.6 | 26.6% | 1.0863 | 40260.7161 | 1.1018 | 3.9664 | 3.9846 | 3.5861 | 0.24484 | 0.80561 | 0.11061 | 6.5523 | 1.0863 | 40260.7161 | 1.1018 | 4.2969 | 4.3166 | 3.6692 | 0.20603 | 0.66257 | 0.090971 | 6.3826 | 9857.4004 | 0.26596 | 12169.6302 | 0.060787 | 0.23624 | 0.0083461 | 0.24459 | 14.5062 | 9857.4004 | 0.26596 | 12169.6302 | 0.060787 | 0.3899 | 0.0083461 | 0.39824 | 23.6195 | 9857.4004 | 0.26596 | 12686.4871 | 0.060787 | 0.028725 | 0.35724 | 0.01229 | 0.36953 | 21.9162 | 9857.4004 | 0.26596 | 12735.6595 | 0.0042 | 0.24723 | 0.00057666 | 0.24781 | 14.7044 | 9857.4004 | 0.26596 | 11777.0615 | 0.0042 | 0.37732 | 0.00057666 | 0.3779 | 22.42 | 9857.4004 | 0.26596 | 12414.862 | 0.0042 | 0.028725 | 0.34959 | 0.0045206 | 0.35411 | 21.0091
01/04 01:00:00 | 51.08 | 10.6 | 32.09% | 1.0863 | 40260.7161 | 1.1018 | 3.9664 | 3.9846 | 3.5861 | 0.2954 | 0.97198 | 0.13345 | 6.6858 | 1.0863 | 40260.7161 | 1.1018 | 4.2969 | 4.3166 | 3.6692 | 0.2954 | 0.94999 | 0.13043 | 6.5131 | 11893.0204 | 0.32088 | 14682.7413 | 0.07334 | 0.28503 | 0.01007 | 0.2951 | 14.8013 | 11893.0204 | 0.32088 | 14682.7413 | 0.07334 | 0.47042 | 0.01007 | 0.48049 | 24.1 | 11893.0204 | 0.32088 | 15306.3326 | 0.07334 | 0.034657 | 0.43101 | 0.014828 | 0.44584 | 22.3621 | 11893.0204 | 0.32088 | 15365.6595 | 0.0042 | 0.29828 | 0.00057666 | 0.29886 | 15.0033 | 11893.0204 | 0.32088 | 14209.1044 | 0.0042 | 0.45524 | 0.00057666 | 0.45582 | 22.8759 | 11893.0204 | 0.32088 | 14978.6151 | 0.0042 | 0.034657 | 0.42178 | 0.0053351 | 0.42712 | 21.4362
01/04 02:00:00 | 51.08 | 10.6 | 36.34% | 1.0863 | 40260.7161 | 1.1018 | 3.9664 | 3.9846 | 3.5861 | 0.33456 | 1.1008 | 0.15114 | 6.8369 | 1.0863 | 40260.7161 | 1.1018 | 4.2969 | 4.3166 | 3.6692 | 0.2954 | 0.94999 | 0.13043 | 6.6435 | 13469.6275 | 0.36342 | 16629.1698 | 0.083063 | 0.32281 | 0.011405 | 0.33422 | 15.1355 | 13469.6275 | 0.36342 | 16629.1698 | 0.083063 | 0.53278 | 0.011405 | 0.54418 | 24.6441 | 13469.6275 | 0.36342 | 17335.428 | 0.083063 | 0.039251 | 0.48815 | 0.016794 | 0.50494 | 22.867 | 13469.6275 | 0.36342 | 17402.6196 | 0.0042 | 0.33783 | 0.00057666 | 0.3384 | 15.3417 | 13469.6275 | 0.36342 | 16092.745 | 0.0042 | 0.51559 | 0.00057666 | 0.51617 | 23.392 | 13469.6275 | 0.36342 | 16964.2664 | 0.0042 | 0.039251 | 0.47769 | 0.0059659 | 0.48366 | 21.9199
01/04 03:00:00 | 51.98 | 11.1 | 36.63% | 1.101 | 40806.9675 | 1.1062 | 3.9825 | 4.0124 | 3.6112 | 0.33268 | 1.1018 | 0.15128 | 6.9882 | 1.101 | 40806.9675 | 1.1062 | 4.3143 | 4.3468 | 3.6948 | 0.33268 | 1.0769 | 0.14786 | 6.7913 | 13575.8314 | 0.36629 | 16760.2856 | 0.083718 | 0.32536 | 0.011494 | 0.33685 | 15.4724 | 13575.8314 | 0.36629 | 16760.2856 | 0.083718 | 0.53698 | 0.011494 | 0.54847 | 25.1926 | 13575.8314 | 0.36629 | 17472.1124 | 0.083718 | 0.039561 | 0.49199 | 0.016926 | 0.50892 | 23.3759 | 13575.8314 | 0.36629 | 17539.8338 | 0.0042 | 0.34049 | 0.00057666 | 0.34107 | 15.6827 | 13575.8314 | 0.36629 | 16219.6313 | 0.0042 | 0.51966 | 0.00057666 | 0.52023 | 23.9123 | 13575.8314 | 0.36629 | 17098.0244 | 0.0042 | 0.039561 | 0.48146 | 0.0060084 | 0.48747 | 22.4074
01/04 04:00:00 | 51.98 | 11.1 | 36.33% | 1.101 | 40806.9675 | 1.1062 | 3.9825 | 4.0124 | 3.6112 | 0.32994 | 1.0927 | 0.15003 | 7.1383 | 1.101 | 40806.9675 | 1.1062 | 4.3143 | 4.3468 | 3.6948 | 0.33268 | 1.0769 | 0.14786 | 6.9392 | 13463.8483 | 0.36326 | 16622.035 | 0.083027 | 0.32267 | 0.0114 | 0.33407 | 15.8064 | 13463.8483 | 0.36326 | 16622.035 | 0.083027 | 0.53255 | 0.0114 | 0.54395 | 25.7366 | 13463.8483 | 0.36326 | 17327.9901 | 0.083027 | 0.039234 | 0.48794 | 0.016787 | 0.50472 | 23.8807 | 13463.8483 | 0.36326 | 17395.1529 | 0.0042 | 0.33768 | 0.00057666 | 0.33826 | 16.021 | 13463.8483 | 0.36326 | 16085.8403 | 0.0042 | 0.51537 | 0.00057666 | 0.51595 | 24.4282 | 13463.8483 | 0.36326 | 16956.9878 | 0.0042 | 0.039234 | 0.47749 | 0.0059636 | 0.48345 | 22.8908
01/04 05:00:00 | 53.06 | 11.7 | 35.34% | 1.1188 | 41467.1533 | 1.111 | 3.9997 | 4.0453 | 3.6408 | 0.31583 | 1.0543 | 0.14475 | 7.283 | 1.1188 | 41467.1533 | 1.111 | 4.333 | 4.3824 | 3.7251 | 0.31583 | 1.0304 | 0.14148 | 7.0807 | 13096.5823 | 0.35336 | 16168.6202 | 0.080762 | 0.31387 | 0.011089 | 0.32496 | 16.1314 | 13096.5823 | 0.35336 | 16168.6202 | 0.080762 | 0.51802 | 0.011089 | 0.52911 | 26.2657 | 13096.5823 | 0.35336 | 16855.3183 | 0.080762 | 0.038164 | 0.47463 | 0.016329 | 0.49095 | 24.3716 | 13096.5823 | 0.35336 | 16920.649 | 0.0042 | 0.32847 | 0.00057666 | 0.32905 | 16.35 | 13096.5823 | 0.35336 | 15647.0518 | 0.0042 | 0.50131 | 0.00057666 | 0.50189 | 24.9301 | 13096.5823 | 0.35336 | 16494.4362 | 0.0042 | 0.038164 | 0.46446 | 0.0058166 | 0.47028 | 23.3611
01/04 06:00:00 | 57.02 | 13.9 | 28.5% | 1.1853 | 43931.5522 | 1.1231 | 4.0433 | 4.1622 | 3.746 | 0.24048 | 0.82657 | 0.11349 | 7.3965 | 1.1853 | 43931.5522 | 1.1231 | 4.3802 | 4.5091 | 3.8327 | 0.29811 | 1.0015 | 0.1375 | 7.2182 | 10564.6741 | 0.28504 | 13042.8076 | 0.065149 | 0.25319 | 0.0089449 | 0.26214 | 16.3935 | 10564.6741 | 0.28504 | 13042.8076 | 0.065149 | 0.41787 | 0.0089449 | 0.42682 | 26.6925 | 10564.6741 | 0.28504 | 13596.7492 | 0.065149 | 0.030786 | 0.38287 | 0.013172 | 0.39604 | 24.7677 | 10564.6741 | 0.28504 | 13649.4498 | 0.0042 | 0.26497 | 0.00057666 | 0.26554 | 16.6156 | 10564.6741 | 0.28504 | 12622.0718 | 0.0042 | 0.40439 | 0.00057666 | 0.40497 | 25.3351 | 10564.6741 | 0.28504 | 13305.6349 | 0.0042 | 0.030786 | 0.37467 | 0.0048036 | 0.37947 | 23.7406
01/04 07:00:00 | 57.02 | 13.9 | 23.56% | 1.1853 | 43931.5522 | 1.1231 | 4.0433 | 4.1622 | 3.746 | 0.19875 | 0.68312 | 0.093793 | 7.4903 | 1.1853 | 43931.5522 | 1.1231 | 4.3802 | 4.5091 | 3.8327 | 0.19875 | 0.66767 | 0.091671 | 7.3099 | 8731.1885 | 0.23557 | 10779.2451 | 0.053842 | 0.20925 | 0.0073926 | 0.21664 | 16.6102 | 8731.1885 | 0.23557 | 10779.2451 | 0.053842 | 0.34535 | 0.0073926 | 0.35275 | 27.0452 | 8731.1885 | 0.23557 | 11237.0509 | 0.053842 | 0.025443 | 0.31642 | 0.010886 | 0.32731 | 25.095 | 8731.1885 | 0.23557 | 11280.6053 | 0.0042 | 0.21898 | 0.00057666 | 0.21956 | 16.8351 | 8731.1885 | 0.23557 | 10431.5275 | 0.0042 | 0.33421 | 0.00057666 | 0.33479 | 25.6699 | 8731.1885 | 0.23557 | 10996.4591 | 0.0042 | 0.025443 | 0.30965 | 0.00407 | 0.31372 | 24.0543
01/04 08:00:00 | 57.02 | 13.9 | 20.89% | 1.1853 | 43931.5522 | 1.1231 | 4.0433 | 4.1622 | 3.746 | 0.17623 | 0.60573 | 0.083166 | 7.5735 | 1.1853 | 43931.5522 | 1.1231 | 4.3802 | 4.5091 | 3.8327 | 0.19875 | 0.66767 | 0.091671 | 7.4015 | 7741.991 | 0.20888 | 9558.0136 | 0.047742 | 0.18554 | 0.006555 | 0.1921 | 16.8023 | 7741.991 | 0.20888 | 9558.0136 | 0.047742 | 0.30623 | 0.006555 | 0.31278 | 27.358 | 7741.991 | 0.20888 | 9963.9524 | 0.047742 | 0.022561 | 0.28057 | 0.0096526 | 0.29023 | 25.3852 | 7741.991 | 0.20888 | 10002.5724 | 0.0042 | 0.19417 | 0.00057666 | 0.19475 | 17.0299 | 7741.991 | 0.20888 | 9249.6906 | 0.0042 | 0.29635 | 0.00057666 | 0.29692 | 25.9668 | 7741.991 | 0.20888 | 9750.6184 | 0.0042 | 0.022561 | 0.27457 | 0.0036742 | 0.27824 | 24.3325
01/04 09:00:00 | 57.02 | 13.9 | 20.29% | 1.1853 | 43931.5522 | 1.1231 | 4.0433 | 4.1622 | 3.746 | 0.17114 | 0.58825 | 0.080767 | 7.6542 | 1.1853 | 43931.5522 | 1.1231 | 4.3802 | 4.5091 | 3.8327 | 0.17114 | 0.57494 | 0.078939 | 7.4805 | 7518.6013 | 0.20286 | 9282.2238 | 0.046365 | 0.18019 | 0.0063659 | 0.18656 | 16.9888 | 7518.6013 | 0.20286 | 9282.2238 | 0.046365 | 0.29739 | 0.0063659 | 0.30376 | 27.6618 | 7518.6013 | 0.20286 | 9676.4495 | 0.046365 | 0.02191 | 0.27248 | 0.0093741 | 0.28185 | 25.667 | 7518.6013 | 0.20286 | 9713.9551 | 0.0042 | 0.18857 | 0.00057666 | 0.18915 | 17.219 | 7518.6013 | 0.20286 | 8982.7972 | 0.0042 | 0.2878 | 0.00057666 | 0.28837 | 26.2552 | 7518.6013 | 0.20286 | 9469.2711 | 0.0042 | 0.02191 | 0.26664 | 0.0035849 | 0.27023 | 24.6028
01/04 10:00:00 | 57.2 | 14 | 21.78% | 1.1884 | 44045.2027 | 1.1235 | 4.0445 | 4.1674 | 3.7507 | 0.18332 | 0.63093 | 0.086627 | 7.7408 | 1.1884 | 44045.2027 | 1.1235 | 4.3816 | 4.5147 | 3.8375 | 0.1707 | 0.57423 | 0.078841 | 7.5593 | 8074.2215 | 0.21785 | 9968.1746 | 0.049791 | 0.19351 | 0.0068363 | 0.20034 | 17.1892 | 8074.2215 | 0.21785 | 9968.1746 | 0.049791 | 0.31937 | 0.0068363 | 0.3262 | 27.988 | 8074.2215 | 0.21785 | 10391.5334 | 0.049791 | 0.023529 | 0.29261 | 0.010067 | 0.30268 | 25.9697 | 8074.2215 | 0.21785 | 10431.8107 | 0.0042 | 0.20251 | 0.00057666 | 0.20308 | 17.4221 | 8074.2215 | 0.21785 | 9646.6206 | 0.0042 | 0.30906 | 0.00057666 | 0.30964 | 26.5648 | 8074.2215 | 0.21785 | 10169.0447 | 0.0042 | 0.023529 | 0.28635 | 0.0038072 | 0.29016 | 24.8929
01/04 11:00:00 | 57.92 | 14.4 | 16.93% | 1.2007 | 44501.2239 | 1.1247 | 4.0487 | 4.188 | 3.7692 | 0.14103 | 0.48801 | 0.067004 | 7.8079 | 1.2007 | 44501.2239 | 1.1247 | 4.3861 | 4.537 | 3.8565 | 0.14103 | 0.47697 | 0.065488 | 7.6248 | 6276.1443 | 0.16933 | 7748.3264 | 0.038703 | 0.15041 | 0.0053139 | 0.15573 | 17.3449 | 6276.1443 | 0.16933 | 7748.3264 | 0.038703 | 0.24825 | 0.0053139 | 0.25356 | 28.2415 | 6276.1443 | 0.16933 | 8077.4059 | 0.038703 | 0.018289 | 0.22745 | 0.007825 | 0.23528 | 26.205 | 6276.1443 | 0.16933 | 8108.7136 | 0.0042 | 0.15741 | 0.00057666 | 0.15799 | 17.5801 | 6276.1443 | 0.16933 | 7498.3803 | 0.0042 | 0.24024 | 0.00057666 | 0.24081 | 26.8056 | 6276.1443 | 0.16933 | 7904.4639 | 0.0042 | 0.018289 | 0.22258 | 0.0030878 | 0.22567 | 25.1186
01/04 12:00:00 | 59 | 15 | 12.22% | 1.2192 | 45189.514 | 1.1258 | 4.053 | 4.2187 | 3.7968 | 0.10021 | 0.34954 | 0.047993 | 7.8558 | 1.2192 | 45189.514 | 1.1258 | 4.3908 | 4.5702 | 3.8847 | 0.13888 | 0.47351 | 0.065013 | 7.6898 | 4528.225 | 0.12217 | 5590.4013 | 0.027924 | 0.10852 | 0.003834 | 0.11236 | 17.4572 | 4528.225 | 0.12217 | 5590.4013 | 0.027924 | 0.17911 | 0.003834 | 0.18294 | 28.4245 | 4528.225 | 0.12217 | 5827.8314 | 0.027924 | 0.013196 | 0.16411 | 0.0056457 | 0.16975 | 26.3748 | 4528.225 | 0.12217 | 5850.4199 | 0.0042 | 0.11357 | 0.00057666 | 0.11415 | 17.6942 | 4528.225 | 0.12217 | 5410.0657 | 0.0042 | 0.17333 | 0.00057666 | 0.17391 | 26.9795 | 4528.225 | 0.12217 | 5703.0542 | 0.0042 | 0.013196 | 0.16059 | 0.0023884 | 0.16298 | 25.2816
01/04 13:00:00 | 59 | 15 | 7.816% | 1.2192 | 45189.514 | 1.1258 | 4.053 | 4.2187 | 3.7968 | 0.064104 | 0.22361 | 0.030702 | 7.8865 | 1.2192 | 45189.514 | 1.1258 | 4.3908 | 4.5702 | 3.8847 | 0.064104 | 0.21855 | 0.030007 | 7.7198 | 2896.8094 | 0.078158 | 3576.3079 | 0.017864 | 0.069424 | 0.0024527 | 0.071877 | 17.5291 | 2896.8094 | 0.078158 | 3576.3079 | 0.017864 | 0.11458 | 0.0024527 | 0.11703 | 28.5415 | 2896.8094 | 0.078158 | 3728.1975 | 0.017864 | 0.0084415 | 0.10498 | 0.0036117 | 0.10859 | 26.4833 | 2896.8094 | 0.078158 | 3742.6478 | 0.0042 | 0.072654 | 0.00057666 | 0.07323 | 17.7675 | 2896.8094 | 0.078158 | 3460.9432 | 0.0042 | 0.11088 | 0.00057666 | 0.11146 | 27.091 | 2896.8094 | 0.078158 | 3648.3746 | 0.0042 | 0.0084415 | 0.10273 | 0.0017357 | 0.10447 | 25.386
01/04 14:00:00 | 60.98 | 16.1 | 2.557% | 1.2536 | 46464.6508 | 1.1263 | 4.0545 | 4.274 | 3.8466 | 0.020398 | 0.072216 | 0.0099152 | 7.8965 | 1.2536 | 46464.6508 | 1.1263 | 4.3924 | 4.6301 | 3.9356 | 0.062344 | 0.21572 | 0.029619 | 7.7494 | 947.7956 | 0.025572 | 1170.118 | 0.0058447 | 0.022715 | 0.00080248 | 0.023517 | 17.5526 | 947.7956 | 0.025572 | 1170.118 | 0.0058447 | 0.037489 | 0.00080248 | 0.038292 | 28.5798 | 947.7956 | 0.025572 | 1219.8142 | 0.0058447 | 0.0027619 | 0.034349 | 0.0011817 | 0.03553 | 26.5189 | 947.7956 | 0.025572 | 1224.5421 | 0.0042 | 0.023771 | 0.00057666 | 0.024348 | 17.7918 | 947.7956 | 0.025572 | 1132.3723 | 0.0042 | 0.03628 | 0.00057666 | 0.036856 | 27.1278 | 947.7956 | 0.025572 | 1193.6972 | 0.0042 | 0.0027619 | 0.033613 | 0.00095587 | 0.034569 | 25.4206
01/04 15:00:00 | 53.06 | 11.7 | 11.79% | 1.1188 | 41467.1533 | 1.111 | 3.9997 | 4.0453 | 3.6408 | 0.10539 | 0.35182 | 0.048305 | 7.9448 | 1.1188 | 41467.1533 | 1.111 | 4.333 | 4.3824 | 3.7251 | 0.10539 | 0.34386 | 0.047212 | 7.7966 | 4370.4082 | 0.11792 | 5395.5657 | 0.026951 | 0.10474 | 0.0037004 | 0.10844 | 17.6611 | 4370.4082 | 0.11792 | 5395.5657 | 0.026951 | 0.17287 | 0.0037004 | 0.17657 | 28.7564 | 4370.4082 | 0.11792 | 5624.721 | 0.026951 | 0.012736 | 0.15839 | 0.005449 | 0.16383 | 26.6827 | 4370.4082 | 0.11792 | 5646.5223 | 0.0042 | 0.10961 | 0.00057666 | 0.11019 | 17.902 | 4370.4082 | 0.11792 | 5221.5152 | 0.0042 | 0.16729 | 0.00057666 | 0.16787 | 27.2957 | 4370.4082 | 0.11792 | 5504.2925 | 0.0042 | 0.012736 | 0.15499 | 0.0023253 | 0.15732 | 25.5779
01/04 16:00:00 | 51.98 | 11.1 | 19.02% | 1.101 | 40806.9675 | 1.1062 | 3.9825 | 4.0124 | 3.6112 | 0.17272 | 0.57202 | 0.078539 | 8.0233 | 1.101 | 40806.9675 | 1.1062 | 4.3143 | 4.3468 | 3.6948 | 0.1071 | 0.34668 | 0.047599 | 7.8442 | 7048.0508 | 0.19016 | 8701.2973 | 0.043463 | 0.16891 | 0.0059675 | 0.17488 | 17.836 | 7048.0508 | 0.19016 | 8701.2973 | 0.043463 | 0.27878 | 0.0059675 | 0.28475 | 29.0411 | 7048.0508 | 0.19016 | 9070.8504 | 0.043463 | 0.020538 | 0.25542 | 0.0087874 | 0.26421 | 26.9469 | 7048.0508 | 0.19016 | 9106.0088 | 0.0042 | 0.17677 | 0.00057666 | 0.17735 | 18.0794 | 7048.0508 | 0.19016 | 8420.6102 | 0.0042 | 0.26979 | 0.00057666 | 0.27036 | 27.5661 | 7048.0508 | 0.19016 | 8876.6383 | 0.0042 | 0.020538 | 0.24996 | 0.0033966 | 0.25335 | 25.8313
01/04 17:00:00 | 50 | 10 | 20.75% | 1.0687 | 39609.8985 | 1.0959 | 3.9451 | 3.9508 | 3.5557 | 0.19417 | 0.63395 | 0.087041 | 8.1103 | 1.0687 | 39609.8985 | 1.0959 | 4.2739 | 4.28 | 3.638 | 0.19417 | 0.6196 | 0.085072 | 7.9293 | 7691.0722 | 0.20751 | 9495.1509 | 0.047428 | 0.18432 | 0.0065119 | 0.19083 | 18.0268 | 7691.0722 | 0.20751 | 9495.1509 | 0.047428 | 0.30421 | 0.0065119 | 0.31072 | 29.3518 | 7691.0722 | 0.20751 | 9898.4199 | 0.047428 | 0.022412 | 0.27873 | 0.0095891 | 0.28832 | 27.2352 | 7691.0722 | 0.20751 | 9936.7858 | 0.0042 | 0.1929 | 0.00057666 | 0.19347 | 18.2728 | 7691.0722 | 0.20751 | 9188.8557 | 0.0042 | 0.2944 | 0.00057666 | 0.29498 | 27.861 | 7691.0722 | 0.20751 | 9686.489 | 0.0042 | 0.022412 | 0.27276 | 0.0036539 | 0.27641 | 26.1077
01/04 18:00:00 | 48.92 | 9.4 | 24.04% | 1.0513 | 38964.1908 | 1.0894 | 3.9218 | 3.9165 | 3.5248 | 0.22872 | 0.74101 | 0.10174 | 8.2121 | 1.0513 | 38964.1908 | 1.0894 | 4.2486 | 4.2428 | 3.6064 | 0.19739 | 0.62503 | 0.085817 | 8.0151 | 8911.804 | 0.24045 | 11002.2272 | 0.054956 | 0.21358 | 0.0075455 | 0.22112 | 18.2479 | 8911.804 | 0.24045 | 11002.2272 | 0.054956 | 0.3525 | 0.0075455 | 0.36004 | 29.7119 | 8911.804 | 0.24045 | 11469.5033 | 0.054956 | 0.02597 | 0.32297 | 0.011111 | 0.33408 | 27.5693 | 8911.804 | 0.24045 | 11513.9587 | 0.0042 | 0.22351 | 0.00057666 | 0.22409 | 18.4969 | 8911.804 | 0.24045 | 10647.3167 | 0.0042 | 0.34113 | 0.00057666 | 0.3417 | 28.2027 | 8911.804 | 0.24045 | 11223.9346 | 0.0042 | 0.02597 | 0.31605 | 0.0041423 | 0.3202 | 26.4279
01/04 19:00:00 | 48.92 | 9.4 | 27.95% | 1.0513 | 38964.1908 | 1.0894 | 3.9218 | 3.9165 | 3.5248 | 0.26585 | 0.86131 | 0.11826 | 8.3303 | 1.0513 | 38964.1908 | 1.0894 | 4.2486 | 4.2428 | 3.6064 | 0.26585 | 0.84182 | 0.11558 | 8.1307 | 10358.6817 | 0.27948 | 12788.496 | 0.063879 | 0.24825 | 0.0087705 | 0.25703 | 18.5049 | 10358.6817 | 0.27948 | 12788.496 | 0.063879 | 0.40973 | 0.0087705 | 0.4185 | 30.1304 | 10358.6817 | 0.27948 | 13331.6367 | 0.063879 | 0.030186 | 0.3754 | 0.012915 | 0.38832 | 27.9576 | 10358.6817 | 0.27948 | 13383.3097 | 0.0042 | 0.2598 | 0.00057666 | 0.26038 | 18.7573 | 10358.6817 | 0.27948 | 12375.9639 | 0.0042 | 0.39651 | 0.00057666 | 0.39709 | 28.5998 | 10358.6817 | 0.27948 | 13046.1987 | 0.0042 | 0.030186 | 0.36737 | 0.0047212 | 0.37209 | 26.8
01/04 20:00:00 | 48.02 | 8.9 | 27.46% | 1.0369 | 38430.0045 | 1.0836 | 3.9008 | 3.8874 | 3.4987 | 0.26479 | 0.85242 | 0.11704 | 8.4474 | 1.0369 | 38430.0045 | 1.0836 | 4.2259 | 4.2114 | 3.5797 | 0.26955 | 0.84811 | 0.11644 | 8.2472 | 10175.8389 | 0.27455 | 12562.7641 | 0.062751 | 0.24387 | 0.0086157 | 0.25249 | 18.7574 | 10175.8389 | 0.27455 | 12562.7641 | 0.062751 | 0.40249 | 0.0086157 | 0.41111 | 30.5415 | 10175.8389 | 0.27455 | 13096.3178 | 0.062751 | 0.029653 | 0.36878 | 0.012687 | 0.38146 | 28.3391 | 10175.8389 | 0.27455 | 13147.0787 | 0.0042 | 0.25522 | 0.00057666 | 0.25579 | 19.0131 | 10175.8389 | 0.27455 | 12157.5137 | 0.0042 | 0.38951 | 0.00057666 | 0.39009 | 28.9899 | 10175.8389 | 0.27455 | 12815.9181 | 0.0042 | 0.029653 | 0.36088 | 0.004648 | 0.36553 | 27.1655
01/04 21:00:00 | 46.94 | 8.3 | 33.64% | 1.0197 | 37793.6649 | 1.0761 | 3.8739 | 3.8522 | 3.4669 | 0.3299 | 1.054 | 0.14472 | 8.5921 | 1.0197 | 37793.6649 | 1.0761 | 4.1967 | 4.1732 | 3.5472 | 0.3299 | 1.0302 | 0.14144 | 8.3886 | 12468.0899 | 0.3364 | 15392.7035 | 0.076887 | 0.29881 | 0.010557 | 0.30936 | 19.0668 | 12468.0899 | 0.3364 | 15392.7035 | 0.076887 | 0.49316 | 0.010557 | 0.50372 | 31.0452 | 12468.0899 | 0.3364 | 16046.4477 | 0.076887 | 0.036333 | 0.45185 | 0.015545 | 0.46739 | 28.8065 | 12468.0899 | 0.3364 | 16108.6432 | 0.0042 | 0.31271 | 0.00057666 | 0.31328 | 19.3264 | 12468.0899 | 0.3364 | 14896.1647 | 0.0042 | 0.47725 | 0.00057666 | 0.47783 | 29.4677 | 12468.0899 | 0.3364 | 15702.884 | 0.0042 | 0.036333 | 0.44218 | 0.0055652 | 0.44774 | 27.6133
01/04 22:00:00 | 46.04 | 7.8 | 39.69% | 1.0055 | 37267.2853 | 1.0695 | 3.8501 | 3.8223 | 3.4401 | 0.39468 | 1.2531 | 0.17206 | 8.7642 | 1.0055 | 37267.2853 | 1.0695 | 4.1709 | 4.1409 | 3.5197 | 0.33456 | 1.0382 | 0.14254 | 8.5311 | 14708.8355 | 0.39685 | 18159.0562 | 0.090704 | 0.35251 | 0.012454 | 0.36496 | 19.4318 | 14708.8355 | 0.39685 | 18159.0562 | 0.090704 | 0.58179 | 0.012454 | 0.59425 | 31.6395 | 14708.8355 | 0.39685 | 18930.2902 | 0.090704 | 0.042862 | 0.53306 | 0.018339 | 0.55139 | 29.3579 | 14708.8355 | 0.39685 | 19003.6634 | 0.0042 | 0.36891 | 0.00057666 | 0.36948 | 19.6959 | 14708.8355 | 0.39685 | 17573.2801 | 0.0042 | 0.56302 | 0.00057666 | 0.5636 | 30.0313 | 14708.8355 | 0.39685 | 18524.9817 | 0.0042 | 0.042862 | 0.52164 | 0.0064617 | 0.5281 | 28.1414
01/04 23:00:00 | 46.04 | 7.8 | 40.7% | 1.0055 | 37267.2853 | 1.0695 | 3.8501 | 3.8223 | 3.4401 | 0.4048 | 1.2853 | 0.17647 | 8.9406 | 1.0055 | 37267.2853 | 1.0695 | 4.1709 | 4.1409 | 3.5197 | 0.4048 | 1.2562 | 0.17247 | 8.7036 | 15085.8547 | 0.40703 | 18624.512 | 0.093029 | 0.36155 | 0.012773 | 0.37432 | 19.8061 | 15085.8547 | 0.40703 | 18624.512 | 0.093029 | 0.5967 | 0.012773 | 0.60948 | 32.2489 | 15085.8547 | 0.40703 | 19415.5145 | 0.093029 | 0.043961 | 0.54672 | 0.018809 | 0.56553 | 29.9234 | 15085.8547 | 0.40703 | 19490.7684 | 0.0042 | 0.37836 | 0.00057666 | 0.37894 | 20.0748 | 15085.8547 | 0.40703 | 18023.7213 | 0.0042 | 0.57746 | 0.00057666 | 0.57803 | 30.6094 | 15085.8547 | 0.40703 | 18999.8171 | 0.0042 | 0.043961 | 0.53501 | 0.0066125 | 0.54163 | 28.683
01/04 24:00:00 | 46.04 | 7.8 | 42.48% | 1.0055 | 37267.2853 | 1.0695 | 3.8501 | 3.8223 | 3.4401 | 0.42243 | 1.3412 | 0.18415 | 9.1248 | 1.0055 | 37267.2853 | 1.0695 | 4.1709 | 4.1409 | 3.5197 | 0.4048 | 1.2562 | 0.17247 | 8.8761 | 15742.7737 | 0.42475 | 19435.5231 | 0.09708 | 0.37729 | 0.013329 | 0.39062 | 20.1967 | 15742.7737 | 0.42475 | 19435.5231 | 0.09708 | 0.62269 | 0.013329 | 0.63602 | 32.8849 | 15742.7737 | 0.42475 | 20260.97 | 0.09708 | 0.045875 | 0.57053 | 0.019628 | 0.59015 | 30.5136 | 15742.7737 | 0.42475 | 20339.5009 | 0.0042 | 0.39484 | 0.00057666 | 0.39541 | 20.4702 | 15742.7737 | 0.42475 | 18808.5707 | 0.0042 | 0.6026 | 0.00057666 | 0.60318 | 31.2126 | 15742.7737 | 0.42475 | 19827.1709 | 0.0042 | 0.045875 | 0.55831 | 0.0068754 | 0.56519 | 29.2482
01/05 01:00:00 | 46.04 | 7.8 | 44.82% | 1.0055 | 37267.2853 | 1.0695 | 3.8501 | 3.8223 | 3.4401 | 0.44573 | 1.4152 | 0.19431 | 9.3191 | 1.0055 | 37267.2853 | 1.0695 | 4.1709 | 4.1409 | 3.5197 | 0.44573 | 1.3832 | 0.18991 | 9.066 | 16611.1669 | 0.44818 | 20507.6135 | 0.10244 | 0.3981 | 0.014064 | 0.41216 | 20.6089 | 16611.1669 | 0.44818 | 20507.6135 | 0.10244 | 0.65704 | 0.014064 | 0.6711 | 33.556 | 16611.1669 | 0.44818 | 21378.5932 | 0.10244 | 0.048406 | 0.602 | 0.020711 | 0.62271 | 31.1363 | 16611.1669 | 0.44818 | 21461.4559 | 0.0042 | 0.41662 | 0.00057666 | 0.41719 | 20.8874 | 16611.1669 | 0.44818 | 19846.0775 | 0.0042 | 0.63584 | 0.00057666 | 0.63642 | 31.849 | 16611.1669 | 0.44818 | 20920.8651 | 0.0042 | 0.048406 | 0.58911 | 0.0072228 | 0.59633 | 29.8445
01/05 02:00:00 | 44.96 | 7.2 | 47.32% | 0.98858 | 36640.3138 | 1.0611 | 3.8198 | 3.7861 | 3.4075 | 0.47865 | 1.5085 | 0.20711 | 9.5262 | 0.98858 | 36640.3138 | 1.0611 | 4.1381 | 4.1016 | 3.4863 | 0.45336 | 1.3964 | 0.19173 | 9.2577 | 17537.8962 | 0.47319 | 21651.7236 | 0.10815 | 0.42031 | 0.014849 | 0.43516 | 21.044 | 17537.8962 | 0.47319 | 21651.7236 | 0.10815 | 0.69369 | 0.014849 | 0.70854 | 34.2646 | 17537.8962 | 0.47319 | 22571.2949 | 0.10815 | 0.051107 | 0.63558 | 0.021866 | 0.65745 | 31.7937 | 17537.8962 | 0.47319 | 22658.7806 | 0.0042 | 0.43986 | 0.00057666 | 0.44044 | 21.3278 | 17537.8962 | 0.47319 | 20953.281 | 0.0042 | 0.67132 | 0.00057666 | 0.67189 | 32.5209 | 17537.8962 | 0.47319 | 22088.0304 | 0.0042 | 0.051107 | 0.62197 | 0.0075936 | 0.62957 | 30.4741
01/05 03:00:00 | 46.04 | 7.8 | 49.47% | 1.0055 | 37267.2853 | 1.0695 | 3.8501 | 3.8223 | 3.4401 | 0.49196 | 1.562 | 0.21446 | 9.7407 | 1.0055 | 37267.2853 | 1.0695 | 4.1709 | 4.1409 | 3.5197 | 0.49196 | 1.5266 | 0.20961 | 9.4673 | 18334.0086 | 0.49466 | 22634.5786 | 0.11306 | 0.43939 | 0.015523 | 0.45491 | 21.4989 | 18334.0086 | 0.49466 | 22634.5786 | 0.11306 | 0.72518 | 0.015523 | 0.7407 | 35.0053 | 18334.0086 | 0.49466 | 23595.8927 | 0.11306 | 0.053426 | 0.66443 | 0.022859 | 0.68729 | 32.481 | 18334.0086 | 0.49466 | 23687.3497 | 0.0042 | 0.45983 | 0.00057666 | 0.4604 | 21.7882 | 18334.0086 | 0.49466 | 21904.4309 | 0.0042 | 0.70179 | 0.00057666 | 0.70237 | 33.2232 | 18334.0086 | 0.49466 | 23090.691 | 0.0042 | 0.053426 | 0.65021 | 0.0079121 | 0.65812 | 31.1322
01/05 04:00:00 | 46.04 | 7.8 | 48.16% | 1.0055 | 37267.2853 | 1.0695 | 3.8501 | 3.8223 | 3.4401 | 0.47901 | 1.5209 | 0.20882 | 9.9495 | 1.0055 | 37267.2853 | 1.0695 | 4.1709 | 4.1409 | 3.5197 | 0.49196 | 1.5266 | 0.20961 | 9.677 | 17851.4443 | 0.48164 | 22038.8202 | 0.11008 | 0.42782 | 0.015115 | 0.44294 | 21.9419 | 17851.4443 | 0.48164 | 22038.8202 | 0.11008 | 0.70609 | 0.015115 | 0.72121 | 35.7265 | 17851.4443 | 0.48164 | 22974.8318 | 0.11008 | 0.05202 | 0.64694 | 0.022257 | 0.6692 | 33.1502 | 17851.4443 | 0.48164 | 23063.8816 | 0.0042 | 0.44772 | 0.00057666 | 0.4483 | 22.2365 | 17851.4443 | 0.48164 | 21327.8905 | 0.0042 | 0.68332 | 0.00057666 | 0.68389 | 33.9071 | 17851.4443 | 0.48164 | 22482.9274 | 0.0042 | 0.05202 | 0.63309 | 0.007719 | 0.64081 | 31.773
01/05 05:00:00 | 46.04 | 7.8 | 46.7% | 1.0055 | 37267.2853 | 1.0695 | 3.8501 | 3.8223 | 3.4401 | 0.46448 | 1.4747 | 0.20248 | 10.1519 | 1.0055 | 37267.2853 | 1.0695 | 4.1709 | 4.1409 | 3.5197 | 0.46448 | 1.4414 | 0.1979 | 9.8749 | 17309.7734 | 0.46703 | 21370.0906 | 0.10674 | 0.41484 | 0.014656 | 0.4295 | 22.3714 | 17309.7734 | 0.46703 | 21370.0906 | 0.10674 | 0.68467 | 0.014656 | 0.69933 | 36.4258 | 17309.7734 | 0.46703 | 22277.7007 | 0.10674 | 0.050442 | 0.62731 | 0.021582 | 0.6489 | 33.7991 | 17309.7734 | 0.46703 | 22364.0483 | 0.0042 | 0.43414 | 0.00057666 | 0.43471 | 22.6713 | 17309.7734 | 0.46703 | 20680.7329 | 0.0042 | 0.66258 | 0.00057666 | 0.66316 | 34.5703 | 17309.7734 | 0.46703 | 21800.7222 | 0.0042 | 0.050442 | 0.61388 | 0.0075023 | 0.62139 | 32.3944
01/05 06:00:00 | 44.96 | 7.2 | 45.5% | 0.98858 | 36640.3138 | 1.0611 | 3.8198 | 3.7861 | 3.4075 | 0.46026 | 1.4505 | 0.19916 | 10.3511 | 0.98858 | 36640.3138 | 1.0611 | 4.1381 | 4.1016 | 3.4863 | 0.47242 | 1.4552 | 0.1998 | 10.0746 | 16864.2144 | 0.45501 | 20820.0178 | 0.104 | 0.40417 | 0.014279 | 0.41844 | 22.7898 | 16864.2144 | 0.45501 | 20820.0178 | 0.104 | 0.66705 | 0.014279 | 0.68132 | 37.1072 | 16864.2144 | 0.45501 | 21704.2656 | 0.104 | 0.049143 | 0.61117 | 0.021026 | 0.63219 | 34.4313 | 16864.2144 | 0.45501 | 21788.3907 | 0.0042 | 0.42296 | 0.00057666 | 0.42354 | 23.0948 | 16864.2144 | 0.45501 | 20148.4043 | 0.0042 | 0.64553 | 0.00057666 | 0.6461 | 35.2164 | 16864.2144 | 0.45501 | 21239.5647 | 0.0042 | 0.049143 | 0.59808 | 0.007324 | 0.60541 | 32.9998
01/05 07:00:00 | 44.96 | 7.2 | 46.18% | 0.98858 | 36640.3138 | 1.0611 | 3.8198 | 3.7861 | 3.4075 | 0.46717 | 1.4723 | 0.20215 | 10.5533 | 0.98858 | 36640.3138 | 1.0611 | 4.1381 | 4.1016 | 3.4863 | 0.46717 | 1.439 | 0.19757 | 10.2722 | 17117.3892 | 0.46184 | 21132.5793 | 0.10556 | 0.41023 | 0.014493 | 0.42473 | 23.2145 | 17117.3892 | 0.46184 | 21132.5793 | 0.10556 | 0.67706 | 0.014493 | 0.69155 | 37.7987 | 17117.3892 | 0.46184 | 22030.102 | 0.10556 | 0.049881 | 0.62034 | 0.021342 | 0.64168 | 35.073 | 17117.3892 | 0.46184 | 22115.49 | 0.0042 | 0.42931 | 0.00057666 | 0.42989 | 23.5247 | 17117.3892 | 0.46184 | 20450.8832 | 0.0042 | 0.65522 | 0.00057666 | 0.6558 | 35.8722 | 17117.3892 | 0.46184 | 21558.4247 | 0.0042 | 0.049881 | 0.60706 | 0.0074253 | 0.61449 | 33.6143
01/05 08:00:00 | 42.26 | 5.7 | 48.38% | 0.94689 | 35095.241 | 1.0381 | 3.7371 | 3.693 | 3.3237 | 0.51098 | 1.5813 | 0.21712 | 10.7704 | 0.94689 | 35095.241 | 1.0381 | 4.0486 | 4.0007 | 3.4006 | 0.48774 | 1.4753 | 0.20256 | 10.4748 | 17932.9743 | 0.48384 | 22139.4745 | 0.11059 | 0.42978 | 0.015184 | 0.44496 | 23.6595 | 17932.9743 | 0.48384 | 22139.4745 | 0.11059 | 0.70932 | 0.015184 | 0.7245 | 38.5232 | 17932.9743 | 0.48384 | 23079.761 | 0.11059 | 0.052258 | 0.6499 | 0.022359 | 0.67226 | 35.7452 | 17932.9743 | 0.48384 | 23169.2175 | 0.0042 | 0.44977 | 0.00057666 | 0.45035 | 23.975 | 17932.9743 | 0.48384 | 21425.2979 | 0.0042 | 0.68644 | 0.00057666 | 0.68701 | 36.5592 | 17932.9743 | 0.48384 | 22585.61 | 0.0042 | 0.052258 | 0.63598 | 0.0077517 | 0.64374 | 34.258
01/05 09:00:00 | 43.34 | 6.3 | 38.04% | 0.96347 | 35709.4377 | 1.0476 | 3.7714 | 3.7306 | 3.3575 | 0.39479 | 1.2306 | 0.16896 | 10.9393 | 0.96347 | 35709.4377 | 1.0476 | 4.0856 | 4.0415 | 3.4353 | 0.39479 | 1.2028 | 0.16514 | 10.6399 | 14097.6755 | 0.38037 | 17404.5376 | 0.086936 | 0.33786 | 0.011936 | 0.3498 | 24.0093 | 14097.6755 | 0.38037 | 17404.5376 | 0.086936 | 0.55762 | 0.011936 | 0.56955 | 39.0928 | 14097.6755 | 0.38037 | 18143.7265 | 0.086936 | 0.041082 | 0.51091 | 0.017577 | 0.52848 | 36.2737 | 14097.6755 | 0.38037 | 18214.051 | 0.0042 | 0.35358 | 0.00057666 | 0.35415 | 24.3292 | 14097.6755 | 0.38037 | 16843.1009 | 0.0042 | 0.53963 | 0.00057666 | 0.54021 | 37.0994 | 14097.6755 | 0.38037 | 17755.2588 | 0.0042 | 0.041082 | 0.49997 | 0.0062172 | 0.50618 | 34.7642
01/05 10:00:00 | 48.92 | 9.4 | 20.74% | 1.0513 | 38964.1908 | 1.0894 | 3.9218 | 3.9165 | 3.5248 | 0.19728 | 0.63915 | 0.087755 | 11.0271 | 1.0513 | 38964.1908 | 1.0894 | 4.2486 | 4.2428 | 3.6064 | 0.36181 | 1.1457 | 0.1573 | 10.7972 | 7686.8185 | 0.2074 | 9489.8993 | 0.047402 | 0.18422 | 0.0065083 | 0.19073 | 24.2 | 7686.8185 | 0.2074 | 9489.8993 | 0.047402 | 0.30404 | 0.0065083 | 0.31055 | 39.4033 | 7686.8185 | 0.2074 | 9892.9452 | 0.047402 | 0.0224 | 0.27857 | 0.0095838 | 0.28816 | 36.5619 | 7686.8185 | 0.2074 | 9931.29 | 0.0042 | 0.19279 | 0.00057666 | 0.19337 | 24.5226 | 7686.8185 | 0.2074 | 9183.7735 | 0.0042 | 0.29424 | 0.00057666 | 0.29481 | 37.3942 | 7686.8185 | 0.2074 | 9681.1315 | 0.0042 | 0.0224 | 0.27261 | 0.0036522 | 0.27626 | 35.0405
01/05 11:00:00 | 53.06 | 11.7 | 4.219% | 1.1188 | 41467.1533 | 1.111 | 3.9997 | 4.0453 | 3.6408 | 0.037709 | 0.12588 | 0.017283 | 11.0444 | 1.1188 | 41467.1533 | 1.111 | 4.333 | 4.3824 | 3.7251 | 0.037709 | 0.12303 | 0.016892 | 10.8141 | 1563.6824 | 0.042189 | 1930.4722 | 0.0096427 | 0.037475 | 0.0013239 | 0.038799 | 24.2388 | 1563.6824 | 0.042189 | 1930.4722 | 0.0096427 | 0.06185 | 0.0013239 | 0.063174 | 39.4665 | 1563.6824 | 0.042189 | 2012.4613 | 0.0096427 | 0.0045567 | 0.056669 | 0.0019496 | 0.058618 | 36.6205 | 1563.6824 | 0.042189 | 2020.2616 | 0.0042 | 0.039218 | 0.00057666 | 0.039795 | 24.5623 | 1563.6824 | 0.042189 | 1868.1989 | 0.0042 | 0.059855 | 0.00057666 | 0.060431 | 37.4547 | 1563.6824 | 0.042189 | 1969.3734 | 0.0042 | 0.0045567 | 0.055455 | 0.0012023 | 0.056658 | 35.0971
01/05 12:00:00 | 55.94 | 13.3 | 0% | 1.167 | 43252.6302 | 1.1207 | 4.0346 | 4.1309 | 3.7178 | 0 | 0 | 0 | 11.0444 | 1.167 | 43252.6302 | 1.1207 | 4.3708 | 4.4751 | 3.8039 | 0.036152 | 0.12048 | 0.016542 | 10.8307 | 0 | 0 | 0 | 0 | 0 | 0 | 0 | 24.2388 | 0 | 0 | 0 | 0 | 0 | 0 | 0 | 39.4665 | 0 | 0 | 0 | 0 | 0 | 0 | 0 | 0 | 36.6205 | 0 | 0 | 0 | 0.0042 | 0 | 0.00057666 | 0.00057666 | 24.5629 | 0 | 0 | 0 | 0.0042 | 0 | 0.00057666 | 0.00057666 | 37.4552 | 0 | 0 | 0 | 0.0042 | 0 | 0 | 0.00057666 | 0.00057666 | 35.0977
01/05 13:00:00 | 55.94 | 13.3 | 0% | 1.167 | 43252.6302 | 1.1207 | 4.0346 | 4.1309 | 3.7178 | 0 | 0 | 0 | 11.0444 | 1.167 | 43252.6302 | 1.1207 | 4.3708 | 4.4751 | 3.8039 | 0 | 0 | 0 | 10.8307 | 0 | 0 | 0 | 0 | 0 | 0 | 0 | 24.2388 | 0 | 0 | 0 | 0 | 0 | 0 | 0 | 39.4665 | 0 | 0 | 0 | 0 | 0 | 0 | 0 | 0 | 36.6205 | 0 | 0 | 0 | 0.0042 | 0 | 0.00057666 | 0.00057666 | 24.5635 | 0 | 0 | 0 | 0.0042 | 0 | 0.00057666 | 0.00057666 | 37.4558 | 0 | 0 | 0 | 0.0042 | 0 | 0 | 0.00057666 | 0.00057666 | 35.0983
01/05 14:00:00 | 60.98 | 16.1 | 0% | 1.2536 | 46464.6508 | 1.1263 | 4.0545 | 4.274 | 3.8466 | 0 | 0 | 0 | 11.0444 | 1.2536 | 46464.6508 | 1.1263 | 4.3924 | 4.6301 | 3.9356 | 0 | 0 | 0 | 10.8307 | 0 | 0 | 0 | 0 | 0 | 0 | 0 | 24.2388 | 0 | 0 | 0 | 0 | 0 | 0 | 0 | 39.4665 | 0 | 0 | 0 | 0 | 0 | 0 | 0 | 0 | 36.6205 | 0 | 0 | 0 | 0.0042 | 0 | 0.00057666 | 0.00057666 | 24.5641 | 0 | 0 | 0 | 0.0042 | 0 | 0.00057666 | 0.00057666 | 37.4564 | 0 | 0 | 0 | 0.0042 | 0 | 0 | 0.00057666 | 0.00057666 | 35.0988
01/05 15:00:00 | 62.06 | 16.7 | 0% | 1.2726 | 47167.4189 | 1.1255 | 4.0519 | 4.3037 | 3.8734 | 0 | 0 | 0 | 11.0444 | 1.2726 | 47167.4189 | 1.1255 | 4.3895 | 4.6624 | 3.963 | 0 | 0 | 0 | 10.8307 | 0 | 0 | 0 | 0 | 0 | 0 | 0 | 24.2388 | 0 | 0 | 0 | 0 | 0 | 0 | 0 | 39.4665 | 0 | 0 | 0 | 0 | 0 | 0 | 0 | 0 | 36.6205 | 0 | 0 | 0 | 0.0042 | 0 | 0.00057666 | 0.00057666 | 24.5647 | 0 | 0 | 0 | 0.0042 | 0 | 0.00057666 | 0.00057666 | 37.457 | 0 | 0 | 0 | 0.0042 | 0 | 0 | 0.00057666 | 0.00057666 | 35.0994
01/05 16:00:00 | 60.08 | 15.6 | 0% | 1.238 | 45882.914 | 1.1264 | 4.0549 | 4.249 | 3.8241 | 0 | 0 | 0 | 11.0444 | 1.238 | 45882.914 | 1.1264 | 4.3928 | 4.603 | 3.9126 | 0 | 0 | 0 | 10.8307 | 0 | 0 | 0 | 0 | 0 | 0 | 0 | 24.2388 | 0 | 0 | 0 | 0 | 0 | 0 | 0 | 39.4665 | 0 | 0 | 0 | 0 | 0 | 0 | 0 | 0 | 36.6205 | 0 | 0 | 0 | 0.0042 | 0 | 0.00057666 | 0.00057666 | 24.5652 | 0 | 0 | 0 | 0.0042 | 0 | 0.00057666 | 0.00057666 | 37.4575 | 0 | 0 | 0 | 0.0042 | 0 | 0 | 0.00057666 | 0.00057666 | 35.1
01/05 17:00:00 | 55.04 | 12.8 | 0% | 1.1518 | 42690.7653 | 1.1182 | 4.0255 | 4.1045 | 3.694 | 0 | 0 | 0 | 11.0444 | 1.1518 | 42690.7653 | 1.1182 | 4.3609 | 4.4465 | 3.7795 | 0 | 0 | 0 | 10.8307 | 0 | 0 | 0 | 0 | 0 | 0 | 0 | 24.2388 | 0 | 0 | 0 | 0 | 0 | 0 | 0 | 39.4665 | 0 | 0 | 0 | 0 | 0 | 0 | 0 | 0 | 36.6205 | 0 | 0 | 0 | 0.0042 | 0 | 0.00057666 | 0.00057666 | 24.5658 | 0 | 0 | 0 | 0.0042 | 0 | 0.00057666 | 0.00057666 | 37.4581 | 0 | 0 | 0 | 0.0042 | 0 | 0 | 0.00057666 | 0.00057666 | 35.1006
01/05 18:00:00 | 51.08 | 10.6 | 0% | 1.0863 | 40260.7161 | 1.1018 | 3.9664 | 3.9846 | 3.5861 | 0 | 0 | 0 | 11.0444 | 1.0863 | 40260.7161 | 1.1018 | 4.2969 | 4.3166 | 3.6692 | 0 | 0 | 0 | 10.8307 | 0 | 0 | 0 | 0 | 0 | 0 | 0 | 24.2388 | 0 | 0 | 0 | 0 | 0 | 0 | 0 | 39.4665 | 0 | 0 | 0 | 0 | 0 | 0 | 0 | 0 | 36.6205 | 0 | 0 | 0 | 0.0042 | 0 | 0.00057666 | 0.00057666 | 24.5664 | 0 | 0 | 0 | 0.0042 | 0 | 0.00057666 | 0.00057666 | 37.4587 | 0 | 0 | 0 | 0.0042 | 0 | 0 | 0.00057666 | 0.00057666 | 35.1012
01/05 19:00:00 | 51.08 | 10.6 | 0% | 1.0863 | 40260.7161 | 1.1018 | 3.9664 | 3.9846 | 3.5861 | 0 | 0 | 0 | 11.0444 | 1.0863 | 40260.7161 | 1.1018 | 4.2969 | 4.3166 | 3.6692 | 0 | 0 | 0 | 10.8307 | 0 | 0 | 0 | 0 | 0 | 0 | 0 | 24.2388 | 0 | 0 | 0 | 0 | 0 | 0 | 0 | 39.4665 | 0 | 0 | 0 | 0 | 0 | 0 | 0 | 0 | 36.6205 | 0 | 0 | 0 | 0.0042 | 0 | 0.00057666 | 0.00057666 | 24.567 | 0 | 0 | 0 | 0.0042 | 0 | 0.00057666 | 0.00057666 | 37.4593 | 0 | 0 | 0 | 0.0042 | 0 | 0 | 0.00057666 | 0.00057666 | 35.1017
01/05 20:00:00 | 46.94 | 8.3 | 8.045% | 1.0197 | 37793.6649 | 1.0761 | 3.8739 | 3.8522 | 3.4669 | 0.0789 | 0.25208 | 0.034611 | 11.079 | 1.0197 | 37793.6649 | 1.0761 | 4.1967 | 4.1732 | 3.5472 | 0 | 0 | 0 | 10.8307 | 2981.9182 | 0.080454 | 3681.3805 | 0.018388 | 0.071464 | 0.0025247 | 0.073989 | 24.3128 | 2981.9182 | 0.080454 | 3681.3805 | 0.018388 | 0.11795 | 0.0025247 | 0.12047 | 39.587 | 2981.9182 | 0.080454 | 3837.7326 | 0.018388 | 0.0086895 | 0.10807 | 0.0037178 | 0.11178 | 36.7323 | 2981.9182 | 0.080454 | 3852.6075 | 0.0042 | 0.074788 | 0.00057666 | 0.075365 | 24.6423 | 2981.9182 | 0.080454 | 3562.6263 | 0.0042 | 0.11414 | 0.00057666 | 0.11472 | 37.574 | 2981.9182 | 0.080454 | 3755.5645 | 0.0042 | 0.0086895 | 0.10575 | 0.0017697 | 0.10752 | 35.2093
01/05 21:00:00 | 48.92 | 9.4 | 15.42% | 1.0513 | 38964.1908 | 1.0894 | 3.9218 | 3.9165 | 3.5248 | 0.14667 | 0.47517 | 0.065241 | 11.1442 | 1.0513 | 38964.1908 | 1.0894 | 4.2486 | 4.2428 | 3.6064 | 0.14667 | 0.46442 | 0.063765 | 10.8944 | 5714.7525 | 0.15419 | 7055.2499 | 0.035241 | 0.13696 | 0.0048386 | 0.1418 | 24.4546 | 5714.7525 | 0.15419 | 7055.2499 | 0.035241 | 0.22604 | 0.0048386 | 0.23088 | 39.8178 | 5714.7525 | 0.15419 | 7354.8938 | 0.035241 | 0.016653 | 0.20711 | 0.0071251 | 0.21423 | 36.9465 | 5714.7525 | 0.15419 | 7383.4011 | 0.0042 | 0.14333 | 0.00057666 | 0.14391 | 24.7862 | 5714.7525 | 0.15419 | 6827.6612 | 0.0042 | 0.21875 | 0.00057666 | 0.21933 | 37.7933 | 5714.7525 | 0.15419 | 7197.4212 | 0.0042 | 0.016653 | 0.20267 | 0.0028631 | 0.20553 | 35.4148
01/05 22:00:00 | 45.5 | 7.5 | 23.24% | 0.99702 | 36953.1608 | 1.0653 | 3.8352 | 3.8043 | 3.4238 | 0.23307 | 0.73725 | 0.10122 | 11.2454 | 0.99702 | 36953.1608 | 1.0653 | 4.1548 | 4.1213 | 3.5031 | 0.15465 | 0.47812 | 0.065646 | 10.9601 | 8612.6152 | 0.23237 | 10632.8582 | 0.053111 | 0.20641 | 0.0072922 | 0.2137 | 24.6683 | 8612.6152 | 0.23237 | 10632.8582 | 0.053111 | 0.34066 | 0.0072922 | 0.34795 | 40.1658 | 8612.6152 | 0.23237 | 11084.4468 | 0.053111 | 0.025098 | 0.31213 | 0.010738 | 0.32286 | 37.2694 | 8612.6152 | 0.23237 | 11127.4098 | 0.0042 | 0.21601 | 0.00057666 | 0.21659 | 25.0028 | 8612.6152 | 0.23237 | 10289.8628 | 0.0042 | 0.32967 | 0.00057666 | 0.33025 | 38.1236 | 8612.6152 | 0.23237 | 10847.1224 | 0.0042 | 0.025098 | 0.30544 | 0.0040226 | 0.30947 | 35.7242
01/05 23:00:00 | 44.96 | 7.2 | 32.58% | 0.98858 | 36640.3138 | 1.0611 | 3.8198 | 3.7861 | 3.4075 | 0.32956 | 1.0386 | 0.1426 | 11.388 | 0.98858 | 36640.3138 | 1.0611 | 4.1381 | 4.1016 | 3.4863 | 0.32956 | 1.0151 | 0.13938 | 11.0994 | 12075.2067 | 0.3258 | 14907.6626 | 0.074464 | 0.28939 | 0.010224 | 0.29962 | 24.9679 | 12075.2067 | 0.3258 | 14907.6626 | 0.074464 | 0.47762 | 0.010224 | 0.48785 | 40.6536 | 12075.2067 | 0.3258 | 15540.8066 | 0.074464 | 0.035188 | 0.43761 | 0.015055 | 0.45267 | 37.7221 | 12075.2067 | 0.3258 | 15601.0423 | 0.0042 | 0.30285 | 0.00057666 | 0.30343 | 25.3062 | 12075.2067 | 0.3258 | 14426.7703 | 0.0042 | 0.46221 | 0.00057666 | 0.46279 | 38.5863 | 12075.2067 | 0.3258 | 15208.0689 | 0.0042 | 0.035188 | 0.42824 | 0.005408 | 0.43365 | 36.1579
01/05 24:00:00 | 44.06 | 6.7 | 39.38% | 0.97459 | 36121.741 | 1.0537 | 3.7934 | 3.7554 | 3.3799 | 0.40409 | 1.2657 | 0.17378 | 11.5618 | 0.97459 | 36121.741 | 1.0537 | 4.1095 | 4.0684 | 3.4581 | 0.33429 | 1.0234 | 0.14051 | 11.24 | 14596.3967 | 0.39382 | 18020.2429 | 0.090011 | 0.34981 | 0.012359 | 0.36217 | 25.3301 | 14596.3967 | 0.39382 | 18020.2429 | 0.090011 | 0.57734 | 0.012359 | 0.5897 | 41.2433 | 14596.3967 | 0.39382 | 18785.5814 | 0.090011 | 0.042535 | 0.52898 | 0.018199 | 0.54718 | 38.2692 | 14596.3967 | 0.39382 | 18858.3937 | 0.0042 | 0.36609 | 0.00057666 | 0.36666 | 25.6729 | 14596.3967 | 0.39382 | 17438.9447 | 0.0042 | 0.55872 | 0.00057666 | 0.5593 | 39.1456 | 14596.3967 | 0.39382 | 18383.3712 | 0.0042 | 0.042535 | 0.51765 | 0.0064167 | 0.52407 | 36.682
01/06 01:00:00 | 43.34 | 6.3 | 44.99% | 0.96347 | 35709.4377 | 1.0476 | 3.7714 | 3.7306 | 3.3575 | 0.46691 | 1.4554 | 0.19983 | 11.7617 | 0.96347 | 35709.4377 | 1.0476 | 4.0856 | 4.0415 | 3.4353 | 0.46691 | 1.4225 | 0.19531 | 11.4353 | 16673.0701 | 0.44985 | 20584.0371 | 0.10282 | 0.39958 | 0.014117 | 0.4137 | 25.7438 | 16673.0701 | 0.44985 | 20584.0371 | 0.10282 | 0.65949 | 0.014117 | 0.6736 | 41.9169 | 16673.0701 | 0.44985 | 21458.2626 | 0.10282 | 0.048586 | 0.60424 | 0.020788 | 0.62503 | 38.8943 | 16673.0701 | 0.44985 | 21541.4342 | 0.0042 | 0.41817 | 0.00057666 | 0.41875 | 26.0917 | 16673.0701 | 0.44985 | 19920.0359 | 0.0042 | 0.63821 | 0.00057666 | 0.63879 | 39.7844 | 16673.0701 | 0.44985 | 20998.8288 | 0.0042 | 0.048586 | 0.5913 | 0.0072476 | 0.59855 | 37.2805
01/06 02:00:00 | 42.08 | 5.6 | 49.42% | 0.94415 | 34993.3717 | 1.0365 | 3.7313 | 3.6866 | 3.318 | 0.5234 | 1.6178 | 0.22213 | 11.9838 | 0.94415 | 34993.3717 | 1.0365 | 4.0422 | 3.9938 | 3.3948 | 0.47646 | 1.4394 | 0.19764 | 11.6329 | 18315.4536 | 0.49416 | 22611.6711 | 0.11295 | 0.43895 | 0.015507 | 0.45445 | 26.1983 | 18315.4536 | 0.49416 | 22611.6711 | 0.11295 | 0.72445 | 0.015507 | 0.73996 | 42.6569 | 18315.4536 | 0.49416 | 23572.0123 | 0.11295 | 0.053372 | 0.66376 | 0.022835 | 0.6866 | 39.5809 | 18315.4536 | 0.49416 | 23663.3767 | 0.0042 | 0.45936 | 0.00057666 | 0.45994 | 26.5516 | 18315.4536 | 0.49416 | 21882.2623 | 0.0042 | 0.70108 | 0.00057666 | 0.70166 | 40.4861 | 18315.4536 | 0.49416 | 23067.3219 | 0.0042 | 0.053372 | 0.64955 | 0.0079047 | 0.65745 | 37.938
01/06 03:00:00 | 40.64 | 4.8 | 53.38% | 0.9223 | 34183.5269 | 1.0231 | 3.6831 | 3.6354 | 3.2719 | 0.57873 | 1.7721 | 0.24331 | 12.2271 | 0.9223 | 34183.5269 | 1.0231 | 3.99 | 3.9384 | 3.3476 | 0.57873 | 1.732 | 0.2378 | 11.8707 | 19783.063 | 0.53376 | 24423.5346 | 0.122 | 0.47412 | 0.01675 | 0.49087 | 26.6891 | 19783.063 | 0.53376 | 24423.5346 | 0.122 | 0.7825 | 0.01675 | 0.79925 | 43.4561 | 19783.063 | 0.53376 | 25460.8276 | 0.122 | 0.057649 | 0.71695 | 0.024665 | 0.74161 | 40.3225 | 19783.063 | 0.53376 | 25559.5129 | 0.0042 | 0.49617 | 0.00057666 | 0.49675 | 27.0483 | 19783.063 | 0.53376 | 23635.6786 | 0.0042 | 0.75726 | 0.00057666 | 0.75783 | 41.2439 | 19783.063 | 0.53376 | 24915.6965 | 0.0042 | 0.057649 | 0.7016 | 0.0084919 | 0.71009 | 38.6481
01/06 04:00:00 | 39.92 | 4.4 | 58.54% | 0.91146 | 33782.0112 | 1.0162 | 3.6581 | 3.6095 | 3.2485 | 0.64222 | 1.9574 | 0.26875 | 12.4958 | 0.91146 | 33782.0112 | 1.0162 | 3.963 | 3.9103 | 3.3237 | 0.58561 | 1.7444 | 0.23951 | 12.1102 | 21695.5823 | 0.58536 | 26784.6695 | 0.13379 | 0.51995 | 0.018369 | 0.53832 | 27.2275 | 21695.5823 | 0.58536 | 26784.6695 | 0.13379 | 0.85815 | 0.018369 | 0.87651 | 44.3327 | 21695.5823 | 0.58536 | 27922.2423 | 0.13379 | 0.063222 | 0.78626 | 0.02705 | 0.81331 | 41.1358 | 21695.5823 | 0.58536 | 28030.4681 | 0.0042 | 0.54414 | 0.00057666 | 0.54471 | 27.5931 | 21695.5823 | 0.58536 | 25920.6479 | 0.0042 | 0.83046 | 0.00057666 | 0.83104 | 42.075 | 21695.5823 | 0.58536 | 27324.4109 | 0.0042 | 0.063222 | 0.76942 | 0.0092571 | 0.77868 | 39.4267
01/06 05:00:00 | 36.5 | 2.5 | 62.68% | 0.86084 | 31905.8255 | 0.98131 | 3.5327 | 3.483 | 3.1347 | 0.72813 | 2.1721 | 0.29823 | 12.7941 | 0.86084 | 31905.8255 | 0.98131 | 3.8271 | 3.7732 | 3.2072 | 0.72813 | 2.123 | 0.29148 | 12.4017 | 23231.6765 | 0.62681 | 28681.0821 | 0.14326 | 0.55677 | 0.01967 | 0.57644 | 27.8039 | 23231.6765 | 0.62681 | 28681.0821 | 0.14326 | 0.9189 | 0.01967 | 0.93857 | 45.2712 | 23231.6765 | 0.62681 | 29899.1975 | 0.14326 | 0.067699 | 0.84193 | 0.028965 | 0.87089 | 42.0067 | 23231.6765 | 0.62681 | 30015.0859 | 0.0042 | 0.58266 | 0.00057666 | 0.58324 | 28.1763 | 23231.6765 | 0.62681 | 27755.8859 | 0.0042 | 0.88926 | 0.00057666 | 0.88984 | 42.9648 | 23231.6765 | 0.62681 | 29259.0384 | 0.0042 | 0.067699 | 0.8239 | 0.0098717 | 0.83377 | 40.2605
01/06 06:00:00 | 36.5 | 2.5 | 63.28% | 0.86084 | 31905.8255 | 0.98131 | 3.5327 | 3.483 | 3.1347 | 0.73512 | 2.1929 | 0.30109 | 13.0952 | 0.86084 | 31905.8255 | 0.98131 | 3.8271 | 3.7732 | 3.2072 | 0.72813 | 2.123 | 0.29148 | 12.6932 | 23454.5746 | 0.63282 | 28956.2649 | 0.14464 | 0.56211 | 0.019859 | 0.58197 | 28.3859 | 23454.5746 | 0.63282 | 28956.2649 | 0.14464 | 0.92772 | 0.019859 | 0.94758 | 46.2188 | 23454.5746 | 0.63282 | 30186.0677 | 0.14464 | 0.068348 | 0.85 | 0.029243 | 0.87925 | 42.8859 | 23454.5746 | 0.63282 | 30303.068 | 0.0042 | 0.58825 | 0.00057666 | 0.58883 | 28.7651 | 23454.5746 | 0.63282 | 28022.1919 | 0.0042 | 0.89779 | 0.00057666 | 0.89837 | 43.8632 | 23454.5746 | 0.63282 | 29539.7665 | 0.0042 | 0.068348 | 0.83181 | 0.0099609 | 0.84177 | 41.1023
01/06 07:00:00 | 36.14 | 2.3 | 63.31% | 0.85559 | 31711.313 | 0.97748 | 3.5189 | 3.4693 | 3.1224 | 0.73992 | 2.2024 | 0.30239 | 13.3976 | 0.85559 | 31711.313 | 0.97748 | 3.8122 | 3.7584 | 3.1947 | 0.73992 | 2.1526 | 0.29555 | 12.9887 | 23463.904 | 0.63307 | 28967.7827 | 0.14469 | 0.56233 | 0.019866 | 0.5822 | 28.9681 | 23463.904 | 0.63307 | 28967.7827 | 0.14469 | 0.92809 | 0.019866 | 0.94796 | 47.1668 | 23463.904 | 0.63307 | 30198.0746 | 0.14469 | 0.068375 | 0.85034 | 0.029254 | 0.8796 | 43.7655 | 23463.904 | 0.63307 | 30315.1215 | 0.0042 | 0.58849 | 0.00057666 | 0.58906 | 29.3542 | 23463.904 | 0.63307 | 28033.3381 | 0.0042 | 0.89815 | 0.00057666 | 0.89873 | 44.7619 | 23463.904 | 0.63307 | 29551.5164 | 0.0042 | 0.068375 | 0.83214 | 0.0099646 | 0.8421 | 41.9444
01/06 08:00:00 | 36.14 | 2.3 | 62.97% | 0.85559 | 31711.313 | 0.97748 | 3.5189 | 3.4693 | 3.1224 | 0.73593 | 2.1906 | 0.30076 | 13.6983 | 0.85559 | 31711.313 | 0.97748 | 3.8122 | 3.7584 | 3.1947 | 0.73992 | 2.1526 | 0.29555 | 13.2843 | 23337.3663 | 0.62966 | 28811.5633 | 0.14391 | 0.5593 | 0.019759 | 0.57906 | 29.5471 | 23337.3663 | 0.62966 | 28811.5633 | 0.14391 | 0.92308 | 0.019759 | 0.94284 | 48.1096 | 23337.3663 | 0.62966 | 30035.2204 | 0.14391 | 0.068007 | 0.84576 | 0.029097 | 0.87485 | 44.6404 | 23337.3663 | 0.62966 | 30151.636 | 0.0042 | 0.58531 | 0.00057666 | 0.58589 | 29.9401 | 23337.3663 | 0.62966 | 27882.158 | 0.0042 | 0.89331 | 0.00057666 | 0.89388 | 45.6558 | 23337.3663 | 0.62966 | 29392.1489 | 0.0042 | 0.068007 | 0.82765 | 0.009914 | 0.83756 | 42.7819
01/06 09:00:00 | 40.46 | 4.7 | 43.3% | 0.91958 | 34082.9351 | 1.0214 | 3.6769 | 3.629 | 3.2661 | 0.47082 | 1.44 | 0.19771 | 13.896 | 0.91958 | 34082.9351 | 1.0214 | 3.9833 | 3.9314 | 3.3417 | 0.47082 | 1.4074 | 0.19324 | 13.4775 | 16046.8889 | 0.43296 | 19810.974 | 0.098956 | 0.38458 | 0.013587 | 0.39816 | 29.9453 | 16046.8889 | 0.43296 | 19810.974 | 0.098956 | 0.63472 | 0.013587 | 0.6483 | 48.7579 | 16046.8889 | 0.43296 | 20652.3667 | 0.098956 | 0.046762 | 0.58155 | 0.020007 | 0.60155 | 45.2419 | 16046.8889 | 0.43296 | 20732.4147 | 0.0042 | 0.40246 | 0.00057666 | 0.40304 | 30.3431 | 16046.8889 | 0.43296 | 19171.9103 | 0.0042 | 0.61424 | 0.00057666 | 0.61482 | 46.2706 | 16046.8889 | 0.43296 | 20210.1876 | 0.0042 | 0.046762 | 0.5691 | 0.006997 | 0.57609 | 43.358
01/06 10:00:00 | 53.06 | 11.7 | 16.35% | 1.1188 | 41467.1533 | 1.111 | 3.9997 | 4.0453 | 3.6408 | 0.14617 | 0.48794 | 0.066994 | 13.963 | 1.1188 | 41467.1533 | 1.111 | 4.333 | 4.3824 | 3.7251 | 0.38698 | 1.2625 | 0.17335 | 13.6509 | 6061.339 | 0.16354 | 7483.1345 | 0.037378 | 0.14527 | 0.005132 | 0.1504 | 30.0957 | 6061.339 | 0.16354 | 7483.1345 | 0.037378 | 0.23975 | 0.005132 | 0.24488 | 49.0028 | 6061.339 | 0.16354 | 7800.9511 | 0.037378 | 0.017663 | 0.21967 | 0.0075572 | 0.22722 | 45.4691 | 6061.339 | 0.16354 | 7831.1873 | 0.0042 | 0.15202 | 0.00057666 | 0.1526 | 30.4957 | 6061.339 | 0.16354 | 7241.7431 | 0.0042 | 0.23202 | 0.00057666 | 0.23259 | 46.5032 | 6061.339 | 0.16354 | 7633.9282 | 0.0042 | 0.017663 | 0.21496 | 0.0030018 | 0.21796 | 43.576
01/06 11:00:00 | 59 | 15 | 0.3396% | 1.2192 | 45189.514 | 1.1258 | 4.053 | 4.2187 | 3.7968 | 0.0027854 | 0.0097163 | 0.0013341 | 13.9644 | 1.2192 | 45189.514 | 1.1258 | 4.3908 | 4.5702 | 3.8847 | 0.0027854 | 0.0094965 | 0.0013039 | 13.6522 | 125.8715 | 0.0033961 | 155.3969 | 0.00077621 | 0.0030166 | 0.00010657 | 0.0031232 | 30.0988 | 125.8715 | 0.0033961 | 155.3969 | 0.00077621 | 0.0049787 | 0.00010657 | 0.0050853 | 49.0079 | 125.8715 | 0.0033961 | 161.9968 | 0.00077621 | 0.0003668 | 0.0045616 | 0.00015693 | 0.0047186 | 45.4739 | 125.8715 | 0.0033961 | 162.6247 | 0.0042 | 0.0031569 | 0.00057666 | 0.0037336 | 30.4994 | 125.8715 | 0.0033961 | 150.3841 | 0.0042 | 0.0048181 | 0.00057666 | 0.0053948 | 46.5086 | 125.8715 | 0.0033961 | 158.5284 | 0.0042 | 0.0003668 | 0.004464 | 0.00062702 | 0.005091 | 43.5811
01/06 12:00:00 | 62.96 | 17.2 | 0% | 1.2885 | 47756.9624 | 1.1244 | 4.0478 | 4.3283 | 3.8955 | 0 | 0 | 0 | 13.9644 | 1.2885 | 47756.9624 | 1.1244 | 4.3851 | 4.689 | 3.9857 | 0.0026357 | 0.0092559 | 0.0012708 | 13.6534 | 0 | 0 | 0 | 0 | 0 | 0 | 0 | 30.0988 | 0 | 0 | 0 | 0 | 0 | 0 | 0 | 49.0079 | 0 | 0 | 0 | 0 | 0 | 0 | 0 | 0 | 45.4739 | 0 | 0 | 0 | 0.0042 | 0 | 0.00057666 | 0.00057666 | 30.5 | 0 | 0 | 0 | 0.0042 | 0 | 0.00057666 | 0.00057666 | 46.5092 | 0 | 0 | 0 | 0.0042 | 0 | 0 | 0.00057666 | 0.00057666 | 43.5817
01/06 13:00:00 | 62.96 | 17.2 | 0% | 1.2885 | 47756.9624 | 1.1244 | 4.0478 | 4.3283 | 3.8955 | 0 | 0 | 0 | 13.9644 | 1.2885 | 47756.9624 | 1.1244 | 4.3851 | 4.689 | 3.9857 | 0 | 0 | 0 | 13.6534 | 0 | 0 | 0 | 0 | 0 | 0 | 0 | 30.0988 | 0 | 0 | 0 | 0 | 0 | 0 | 0 | 49.0079 | 0 | 0 | 0 | 0 | 0 | 0 | 0 | 0 | 45.4739 | 0 | 0 | 0 | 0.0042 | 0 | 0.00057666 | 0.00057666 | 30.5006 | 0 | 0 | 0 | 0.0042 | 0 | 0.00057666 | 0.00057666 | 46.5097 | 0 | 0 | 0 | 0.0042 | 0 | 0 | 0.00057666 | 0.00057666 | 43.5822
01/06 14:00:00 | 66.92 | 19.4 | 0% | 1.3596 | 50393.1104 | 1.1139 | 4.01 | 4.435 | 3.9915 | 0 | 0 | 0 | 13.9644 | 1.3596 | 50393.1104 | 1.1139 | 4.3441 | 4.8046 | 4.0839 | 0 | 0 | 0 | 13.6534 | 0 | 0 | 0 | 0 | 0 | 0 | 0 | 30.0988 | 0 | 0 | 0 | 0 | 0 | 0 | 0 | 49.0079 | 0 | 0 | 0 | 0 | 0 | 0 | 0 | 0 | 45.4739 | 0 | 0 | 0 | 0.0042 | 0 | 0.00057666 | 0.00057666 | 30.5012 | 0 | 0 | 0 | 0.0042 | 0 | 0.00057666 | 0.00057666 | 46.5103 | 0 | 0 | 0 | 0.0042 | 0 | 0 | 0.00057666 | 0.00057666 | 43.5828
01/06 15:00:00 | 66.92 | 19.4 | 0% | 1.3596 | 50393.1104 | 1.1139 | 4.01 | 4.435 | 3.9915 | 0 | 0 | 0 | 13.9644 | 1.3596 | 50393.1104 | 1.1139 | 4.3441 | 4.8046 | 4.0839 | 0 | 0 | 0 | 13.6534 | 0 | 0 | 0 | 0 | 0 | 0 | 0 | 30.0988 | 0 | 0 | 0 | 0 | 0 | 0 | 0 | 49.0079 | 0 | 0 | 0 | 0 | 0 | 0 | 0 | 0 | 45.4739 | 0 | 0 | 0 | 0.0042 | 0 | 0.00057666 | 0.00057666 | 30.5018 | 0 | 0 | 0 | 0.0042 | 0 | 0.00057666 | 0.00057666 | 46.5109 | 0 | 0 | 0 | 0.0042 | 0 | 0 | 0.00057666 | 0.00057666 | 43.5834
01/06 16:00:00 | 66.02 | 18.9 | 0% | 1.3433 | 49787.9534 | 1.117 | 4.0213 | 4.4109 | 3.9698 | 0 | 0 | 0 | 13.9644 | 1.3433 | 49787.9534 | 1.117 | 4.3565 | 4.7785 | 4.0617 | 0 | 0 | 0 | 13.6534 | 0 | 0 | 0 | 0 | 0 | 0 | 0 | 30.0988 | 0 | 0 | 0 | 0 | 0 | 0 | 0 | 49.0079 | 0 | 0 | 0 | 0 | 0 | 0 | 0 | 0 | 45.4739 | 0 | 0 | 0 | 0.0042 | 0 | 0.00057666 | 0.00057666 | 30.5023 | 0 | 0 | 0 | 0.0042 | 0 | 0.00057666 | 0.00057666 | 46.5115 | 0 | 0 | 0 | 0.0042 | 0 | 0 | 0.00057666 | 0.00057666 | 43.584
01/06 17:00:00 | 59 | 15 | 0% | 1.2192 | 45189.514 | 1.1258 | 4.053 | 4.2187 | 3.7968 | 0 | 0 | 0 | 13.9644 | 1.2192 | 45189.514 | 1.1258 | 4.3908 | 4.5702 | 3.8847 | 0 | 0 | 0 | 13.6534 | 0 | 0 | 0 | 0 | 0 | 0 | 0 | 30.0988 | 0 | 0 | 0 | 0 | 0 | 0 | 0 | 49.0079 | 0 | 0 | 0 | 0 | 0 | 0 | 0 | 0 | 45.4739 | 0 | 0 | 0 | 0.0042 | 0 | 0.00057666 | 0.00057666 | 30.5029 | 0 | 0 | 0 | 0.0042 | 0 | 0.00057666 | 0.00057666 | 46.512 | 0 | 0 | 0 | 0.0042 | 0 | 0 | 0.00057666 | 0.00057666 | 43.5846
01/06 18:00:00 | 61.52 | 16.4 | 0% | 1.2631 | 46815.3961 | 1.126 | 4.0535 | 4.2889 | 3.86 | 0 | 0 | 0 | 13.9644 | 1.2631 | 46815.3961 | 1.126 | 4.3913 | 4.6463 | 3.9493 | 0 | 0 | 0 | 13.6534 | 0 | 0 | 0 | 0 | 0 | 0 | 0 | 30.0988 | 0 | 0 | 0 | 0 | 0 | 0 | 0 | 49.0079 | 0 | 0 | 0 | 0 | 0 | 0 | 0 | 0 | 45.4739 | 0 | 0 | 0 | 0.0042 | 0 | 0.00057666 | 0.00057666 | 30.5035 | 0 | 0 | 0 | 0.0042 | 0 | 0.00057666 | 0.00057666 | 46.5126 | 0 | 0 | 0 | 0.0042 | 0 | 0 | 0.00057666 | 0.00057666 | 43.5851
01/06 19:00:00 | 59.18 | 15.1 | 0% | 1.2224 | 45304.7259 | 1.126 | 4.0535 | 4.2237 | 3.8014 | 0 | 0 | 0 | 13.9644 | 1.2224 | 45304.7259 | 1.126 | 4.3913 | 4.5757 | 3.8893 | 0 | 0 | 0 | 13.6534 | 0 | 0 | 0 | 0 | 0 | 0 | 0 | 30.0988 | 0 | 0 | 0 | 0 | 0 | 0 | 0 | 49.0079 | 0 | 0 | 0 | 0 | 0 | 0 | 0 | 0 | 45.4739 | 0 | 0 | 0 | 0.0042 | 0 | 0.00057666 | 0.00057666 | 30.5041 | 0 | 0 | 0 | 0.0042 | 0 | 0.00057666 | 0.00057666 | 46.5132 | 0 | 0 | 0 | 0.0042 | 0 | 0 | 0.00057666 | 0.00057666 | 43.5857
01/06 20:00:00 | 57.2 | 14 | 0% | 1.1884 | 44045.2027 | 1.1235 | 4.0445 | 4.1674 | 3.7507 | 0 | 0 | 0 | 13.9644 | 1.1884 | 44045.2027 | 1.1235 | 4.3816 | 4.5147 | 3.8375 | 0 | 0 | 0 | 13.6534 | 0 | 0 | 0 | 0 | 0 | 0 | 0 | 30.0988 | 0 | 0 | 0 | 0 | 0 | 0 | 0 | 49.0079 | 0 | 0 | 0 | 0 | 0 | 0 | 0 | 0 | 45.4739 | 0 | 0 | 0 | 0.0042 | 0 | 0.00057666 | 0.00057666 | 30.5046 | 0 | 0 | 0 | 0.0042 | 0 | 0.00057666 | 0.00057666 | 46.5138 | 0 | 0 | 0 | 0.0042 | 0 | 0 | 0.00057666 | 0.00057666 | 43.5863
01/06 21:00:00 | 53.6 | 12 | 0% | 1.1278 | 41799.1623 | 1.1132 | 4.0075 | 4.0616 | 3.6554 | 0 | 0 | 0 | 13.9644 | 1.1278 | 41799.1623 | 1.1132 | 4.3415 | 4.4001 | 3.7401 | 0 | 0 | 0 | 13.6534 | 0 | 0 | 0 | 0 | 0 | 0 | 0 | 30.0988 | 0 | 0 | 0 | 0 | 0 | 0 | 0 | 49.0079 | 0 | 0 | 0 | 0 | 0 | 0 | 0 | 0 | 45.4739 | 0 | 0 | 0 | 0.0042 | 0 | 0.00057666 | 0.00057666 | 30.5052 | 0 | 0 | 0 | 0.0042 | 0 | 0.00057666 | 0.00057666 | 46.5144 | 0 | 0 | 0 | 0.0042 | 0 | 0 | 0.00057666 | 0.00057666 | 43.5869
01/06 22:00:00 | 48.56 | 9.2 | 9.749% | 1.0455 | 38750.0905 | 1.0871 | 3.9136 | 3.9049 | 3.5144 | 0.093246 | 0.30133 | 0.041372 | 14.0057 | 1.0455 | 38750.0905 | 1.0871 | 4.2397 | 4.2303 | 3.5958 | 0 | 0 | 0 | 13.6534 | 3613.2828 | 0.097489 | 4460.843 | 0.022282 | 0.086595 | 0.0030593 | 0.089655 | 30.1885 | 3613.2828 | 0.097489 | 4460.843 | 0.022282 | 0.14292 | 0.0030593 | 0.14598 | 49.1539 | 3613.2828 | 0.097489 | 4650.2996 | 0.022282 | 0.010529 | 0.13095 | 0.004505 | 0.13545 | 45.6093 | 3613.2828 | 0.097489 | 4668.3241 | 0.0042 | 0.090623 | 0.00057666 | 0.0912 | 30.5964 | 3613.2828 | 0.097489 | 4316.9448 | 0.0042 | 0.13831 | 0.00057666 | 0.13889 | 46.6532 | 3613.2828 | 0.097489 | 4550.734 | 0.0042 | 0.010529 | 0.12814 | 0.0020223 | 0.13017 | 43.717
01/06 23:00:00 | 47.3 | 8.5 | 19.9% | 1.0254 | 38005.2103 | 1.0786 | 3.8831 | 3.864 | 3.4776 | 0.19411 | 0.62173 | 0.085364 | 14.0911 | 1.0254 | 38005.2103 | 1.0786 | 4.2067 | 4.186 | 3.5581 | 0.19411 | 0.60767 | 0.083433 | 13.7369 | 7377.1779 | 0.19904 | 9107.627 | 0.045493 | 0.1768 | 0.0062461 | 0.18305 | 30.3715 | 7377.1779 | 0.19904 | 9107.627 | 0.045493 | 0.2918 | 0.0062461 | 0.29804 | 49.4519 | 7377.1779 | 0.19904 | 9494.4375 | 0.045493 | 0.021498 | 0.26735 | 0.0091977 | 0.27655 | 45.8859 | 7377.1779 | 0.19904 | 9531.2376 | 0.0042 | 0.18502 | 0.00057666 | 0.1856 | 30.782 | 7377.1779 | 0.19904 | 8813.8326 | 0.0042 | 0.28238 | 0.00057666 | 0.28296 | 46.9362 | 7377.1779 | 0.19904 | 9291.1561 | 0.0042 | 0.021498 | 0.26163 | 0.0035283 | 0.26516 | 43.9822
01/06 24:00:00 | 46.04 | 7.8 | 28.9% | 1.0055 | 37267.2853 | 1.0695 | 3.8501 | 3.8223 | 3.4401 | 0.28742 | 0.91256 | 0.12529 | 14.2164 | 1.0055 | 37267.2853 | 1.0695 | 4.1709 | 4.1409 | 3.5197 | 0.19795 | 0.61429 | 0.084342 | 13.8212 | 10711.2582 | 0.289 | 13223.7756 | 0.066053 | 0.2567 | 0.009069 | 0.26577 | 30.6373 | 10711.2582 | 0.289 | 13223.7756 | 0.066053 | 0.42367 | 0.009069 | 0.43274 | 49.8846 | 10711.2582 | 0.289 | 13785.4031 | 0.066053 | 0.031213 | 0.38818 | 0.013355 | 0.40154 | 46.2874 | 10711.2582 | 0.289 | 13838.8349 | 0.0042 | 0.26864 | 0.00057666 | 0.26922 | 31.0512 | 10711.2582 | 0.289 | 12797.2022 | 0.0042 | 0.41001 | 0.00057666 | 0.41058 | 47.3468 | 10711.2582 | 0.289 | 13490.2496 | 0.0042 | 0.031213 | 0.37987 | 0.0048622 | 0.38473 | 44.3669
01/07 01:00:00 | 44.24 | 6.8 | 36.95% | 0.97738 | 36225.1717 | 1.0552 | 3.7987 | 3.7616 | 3.3854 | 0.37808 | 1.1857 | 0.1628 | 14.3792 | 0.97738 | 36225.1717 | 1.0552 | 4.1153 | 4.075 | 3.4638 | 0.37808 | 1.1589 | 0.15911 | 13.9803 | 13695.9407 | 0.36953 | 16908.5688 | 0.084458 | 0.32823 | 0.011596 | 0.33983 | 30.9771 | 13695.9407 | 0.36953 | 16908.5688 | 0.084458 | 0.54173 | 0.011596 | 0.55332 | 50.438 | 13695.9407 | 0.36953 | 17626.6933 | 0.084458 | 0.039911 | 0.49635 | 0.017076 | 0.51342 | 46.8008 | 13695.9407 | 0.36953 | 17695.0139 | 0.0042 | 0.3435 | 0.00057666 | 0.34408 | 31.3953 | 13695.9407 | 0.36953 | 16363.1311 | 0.0042 | 0.52425 | 0.00057666 | 0.52483 | 47.8716 | 13695.9407 | 0.36953 | 17249.2956 | 0.0042 | 0.039911 | 0.48572 | 0.0060564 | 0.49178 | 44.8587
01/07 02:00:00 | 41 | 5 | 44.72% | 0.92774 | 34385.1365 | 1.0265 | 3.6954 | 3.6483 | 3.2835 | 0.48207 | 1.4796 | 0.20315 | 14.5823 | 0.92774 | 34385.1365 | 1.0265 | 4.0033 | 3.9524 | 3.3595 | 0.39831 | 1.1948 | 0.16405 | 14.1444 | 16576.0777 | 0.44723 | 20464.2934 | 0.10222 | 0.39726 | 0.014035 | 0.41129 | 31.3884 | 16576.0777 | 0.44723 | 20464.2934 | 0.10222 | 0.65565 | 0.014035 | 0.66968 | 51.1077 | 16576.0777 | 0.44723 | 21333.4333 | 0.10222 | 0.048304 | 0.60072 | 0.020667 | 0.62139 | 47.4222 | 16576.0777 | 0.44723 | 21416.121 | 0.0042 | 0.41574 | 0.00057666 | 0.41631 | 31.8116 | 16576.0777 | 0.44723 | 19804.1549 | 0.0042 | 0.6345 | 0.00057666 | 0.63508 | 48.5067 | 16576.0777 | 0.44723 | 20876.6722 | 0.0042 | 0.048304 | 0.58786 | 0.0072088 | 0.59507 | 45.4538
01/07 03:00:00 | 44.24 | 6.8 | 46.55% | 0.97738 | 36225.1717 | 1.0552 | 3.7987 | 3.7616 | 3.3854 | 0.47628 | 1.4937 | 0.20508 | 14.7874 | 0.97738 | 36225.1717 | 1.0552 | 4.1153 | 4.075 | 3.4638 | 0.47628 | 1.4599 | 0.20044 | 14.3448 | 17253.3582 | 0.46551 | 21300.4422 | 0.1064 | 0.41349 | 0.014608 | 0.4281 | 31.8165 | 17253.3582 | 0.46551 | 21300.4422 | 0.1064 | 0.68244 | 0.014608 | 0.69705 | 51.8047 | 17253.3582 | 0.46551 | 22205.0942 | 0.1064 | 0.050277 | 0.62527 | 0.021511 | 0.64678 | 48.069 | 17253.3582 | 0.46551 | 22291.1604 | 0.0042 | 0.43272 | 0.00057666 | 0.4333 | 32.2449 | 17253.3582 | 0.46551 | 20613.3311 | 0.0042 | 0.66042 | 0.00057666 | 0.661 | 49.1677 | 17253.3582 | 0.46551 | 21729.6702 | 0.0042 | 0.050277 | 0.61188 | 0.0074797 | 0.61936 | 46.0731
01/07 04:00:00 | 46.04 | 7.8 | 44.01% | 1.0055 | 37267.2853 | 1.0695 | 3.8501 | 3.8223 | 3.4401 | 0.43772 | 1.3898 | 0.19082 | 14.9782 | 1.0055 | 37267.2853 | 1.0695 | 4.1709 | 4.1409 | 3.5197 | 0.46296 | 1.4367 | 0.19725 | 14.5421 | 16312.6051 | 0.44013 | 20139.0186 | 0.10059 | 0.39095 | 0.013812 | 0.40476 | 32.2213 | 16312.6051 | 0.44013 | 20139.0186 | 0.10059 | 0.64523 | 0.013812 | 0.65904 | 52.4637 | 16312.6051 | 0.44013 | 20994.3437 | 0.10059 | 0.047536 | 0.59118 | 0.020338 | 0.61151 | 48.6805 | 16312.6051 | 0.44013 | 21075.7172 | 0.0042 | 0.40913 | 0.00057666 | 0.40971 | 32.6546 | 16312.6051 | 0.44013 | 19489.3729 | 0.0042 | 0.62441 | 0.00057666 | 0.62499 | 49.7927 | 16312.6051 | 0.44013 | 20544.8427 | 0.0042 | 0.047536 | 0.57852 | 0.0071033 | 0.58562 | 46.6587
01/07 05:00:00 | 41 | 5 | 46.93% | 0.92774 | 34385.1365 | 1.0265 | 3.6954 | 3.6483 | 3.2835 | 0.50588 | 1.5527 | 0.21318 | 15.1914 | 0.92774 | 34385.1365 | 1.0265 | 4.0033 | 3.9524 | 3.3595 | 0.50588 | 1.5175 | 0.20836 | 14.7504 | 17394.8869 | 0.46933 | 21475.1691 | 0.10727 | 0.41688 | 0.014728 | 0.43161 | 32.6529 | 17394.8869 | 0.46933 | 21475.1691 | 0.10727 | 0.68804 | 0.014728 | 0.70276 | 53.1665 | 17394.8869 | 0.46933 | 22387.2419 | 0.10727 | 0.05069 | 0.6304 | 0.021688 | 0.65209 | 49.3326 | 17394.8869 | 0.46933 | 22474.0141 | 0.0042 | 0.43627 | 0.00057666 | 0.43685 | 33.0915 | 17394.8869 | 0.46933 | 20782.4217 | 0.0042 | 0.66584 | 0.00057666 | 0.66642 | 50.4591 | 17394.8869 | 0.46933 | 21907.9181 | 0.0042 | 0.05069 | 0.6169 | 0.0075364 | 0.62444 | 47.2832
01/07 06:00:00 | 42.08 | 5.6 | 48.6% | 0.94415 | 34993.3717 | 1.0365 | 3.7313 | 3.6866 | 3.318 | 0.5147 | 1.591 | 0.21844 | 15.4098 | 0.94415 | 34993.3717 | 1.0365 | 4.0422 | 3.9938 | 3.3948 | 0.49709 | 1.5018 | 0.20619 | 14.9566 | 18011.0678 | 0.48595 | 22235.8862 | 0.11107 | 0.43165 | 0.01525 | 0.4469 | 33.0998 | 18011.0678 | 0.48595 | 22235.8862 | 0.11107 | 0.71241 | 0.01525 | 0.72766 | 53.8942 | 18011.0678 | 0.48595 | 23180.2675 | 0.11107 | 0.052485 | 0.65273 | 0.022456 | 0.67519 | 50.0078 | 18011.0678 | 0.48595 | 23270.1135 | 0.0042 | 0.45173 | 0.00057666 | 0.4523 | 33.5438 | 18011.0678 | 0.48595 | 21518.5996 | 0.0042 | 0.68943 | 0.00057666 | 0.69 | 51.1491 | 18011.0678 | 0.48595 | 22683.9645 | 0.0042 | 0.052485 | 0.63875 | 0.0077829 | 0.64654 | 47.9297
01/07 07:00:00 | 42.08 | 5.6 | 47.49% | 0.94415 | 34993.3717 | 1.0365 | 3.7313 | 3.6866 | 3.318 | 0.503 | 1.5548 | 0.21347 | 15.6233 | 0.94415 | 34993.3717 | 1.0365 | 4.0422 | 3.9938 | 3.3948 | 0.503 | 1.5196 | 0.20864 | 15.1653 | 17601.6198 | 0.4749 | 21730.3948 | 0.10854 | 0.42184 | 0.014903 | 0.43674 | 33.5365 | 17601.6198 | 0.4749 | 21730.3948 | 0.10854 | 0.69621 | 0.014903 | 0.71112 | 54.6053 | 17601.6198 | 0.4749 | 22653.3073 | 0.10854 | 0.051292 | 0.63789 | 0.021945 | 0.65984 | 50.6676 | 17601.6198 | 0.4749 | 22741.1108 | 0.0042 | 0.44146 | 0.00057666 | 0.44203 | 33.9858 | 17601.6198 | 0.4749 | 21029.4143 | 0.0042 | 0.67375 | 0.00057666 | 0.67433 | 51.8234 | 17601.6198 | 0.4749 | 22168.2869 | 0.0042 | 0.051292 | 0.62423 | 0.0076191 | 0.63185 | 48.5616
01/07 08:00:00 | 44.96 | 7.2 | 44.47% | 0.98858 | 36640.3138 | 1.0611 | 3.8198 | 3.7861 | 3.4075 | 0.4498 | 1.4176 | 0.19463 | 15.8179 | 0.98858 | 36640.3138 | 1.0611 | 4.1381 | 4.1016 | 3.4863 | 0.48039 | 1.4797 | 0.20316 | 15.3684 | 16480.8057 | 0.44466 | 20346.6737 | 0.10163 | 0.39498 | 0.013954 | 0.40893 | 33.9454 | 16480.8057 | 0.44466 | 20346.6737 | 0.10163 | 0.65188 | 0.013954 | 0.66583 | 55.2711 | 16480.8057 | 0.44466 | 21210.8181 | 0.10163 | 0.048026 | 0.59727 | 0.020548 | 0.61782 | 51.2854 | 16480.8057 | 0.44466 | 21293.0306 | 0.0042 | 0.41335 | 0.00057666 | 0.41392 | 34.3997 | 16480.8057 | 0.44466 | 19690.3294 | 0.0042 | 0.63085 | 0.00057666 | 0.63143 | 52.4549 | 16480.8057 | 0.44466 | 20756.6822 | 0.0042 | 0.048026 | 0.58448 | 0.0071706 | 0.59165 | 49.1532
01/07 09:00:00 | 46.22 | 7.9 | 28.13% | 1.0083 | 37372.2773 | 1.0708 | 3.8549 | 3.8283 | 3.4455 | 0.27895 | 0.88677 | 0.12175 | 15.9397 | 1.0083 | 37372.2773 | 1.0708 | 4.1762 | 4.1474 | 3.5253 | 0.27895 | 0.86671 | 0.119 | 15.4874 | 10424.9405 | 0.28127 | 12870.2969 | 0.064287 | 0.24984 | 0.0088266 | 0.25867 | 34.2041 | 10424.9405 | 0.28127 | 12870.2969 | 0.064287 | 0.41235 | 0.0088266 | 0.42117 | 55.6923 | 10424.9405 | 0.28127 | 13416.9118 | 0.064287 | 0.030379 | 0.3778 | 0.012998 | 0.3908 | 51.6762 | 10424.9405 | 0.28127 | 13468.9153 | 0.0042 | 0.26146 | 0.00057666 | 0.26204 | 34.6618 | 10424.9405 | 0.28127 | 12455.126 | 0.0042 | 0.39905 | 0.00057666 | 0.39962 | 52.8545 | 10424.9405 | 0.28127 | 13129.6479 | 0.0042 | 0.030379 | 0.36972 | 0.0047477 | 0.37446 | 49.5277
01/07 10:00:00 | 57.92 | 14.4 | 6.911% | 1.2007 | 44501.2239 | 1.1247 | 4.0487 | 4.188 | 3.7692 | 0.057557 | 0.19917 | 0.027345 | 15.967 | 1.2007 | 44501.2239 | 1.1247 | 4.3861 | 4.537 | 3.8565 | 0.23426 | 0.79227 | 0.10878 | 15.5962 | 2561.3769 | 0.069108 | 3162.1937 | 0.015795 | 0.061386 | 0.0021687 | 0.063554 | 34.2677 | 2561.3769 | 0.069108 | 3162.1937 | 0.015795 | 0.10131 | 0.0021687 | 0.10348 | 55.7958 | 2561.3769 | 0.069108 | 3296.4953 | 0.015795 | 0.007464 | 0.092826 | 0.0031935 | 0.096019 | 51.7723 | 2561.3769 | 0.069108 | 3309.2724 | 0.0042 | 0.064241 | 0.00057666 | 0.064817 | 34.7266 | 2561.3769 | 0.069108 | 3060.1874 | 0.0042 | 0.098044 | 0.00057666 | 0.098621 | 52.9531 | 2561.3769 | 0.069108 | 3225.9155 | 0.0042 | 0.007464 | 0.090838 | 0.0016015 | 0.09244 | 49.6201
01/07 11:00:00 | 62.96 | 17.2 | 0% | 1.2885 | 47756.9624 | 1.1244 | 4.0478 | 4.3283 | 3.8955 | 0 | 0 | 0 | 15.967 | 1.2885 | 47756.9624 | 1.1244 | 4.3851 | 4.689 | 3.9857 | 0 | 0 | 0 | 15.5962 | 0 | 0 | 0 | 0 | 0 | 0 | 0 | 34.2677 | 0 | 0 | 0 | 0 | 0 | 0 | 0 | 55.7958 | 0 | 0 | 0 | 0 | 0 | 0 | 0 | 0 | 51.7723 | 0 | 0 | 0 | 0.0042 | 0 | 0.00057666 | 0.00057666 | 34.7272 | 0 | 0 | 0 | 0.0042 | 0 | 0.00057666 | 0.00057666 | 52.9537 | 0 | 0 | 0 | 0.0042 | 0 | 0 | 0.00057666 | 0.00057666 | 49.6207
01/07 12:00:00 | 66.02 | 18.9 | 0% | 1.3433 | 49787.9534 | 1.117 | 4.0213 | 4.4109 | 3.9698 | 0 | 0 | 0 | 15.967 | 1.3433 | 49787.9534 | 1.117 | 4.3565 | 4.7785 | 4.0617 | 0 | 0 | 0 | 15.5962 | 0 | 0 | 0 | 0 | 0 | 0 | 0 | 34.2677 | 0 | 0 | 0 | 0 | 0 | 0 | 0 | 55.7958 | 0 | 0 | 0 | 0 | 0 | 0 | 0 | 0 | 51.7723 | 0 | 0 | 0 | 0.0042 | 0 | 0.00057666 | 0.00057666 | 34.7278 | 0 | 0 | 0 | 0.0042 | 0 | 0.00057666 | 0.00057666 | 52.9543 | 0 | 0 | 0 | 0.0042 | 0 | 0 | 0.00057666 | 0.00057666 | 49.6213
01/07 13:00:00 | 66.02 | 18.9 | 0% | 1.3433 | 49787.9534 | 1.117 | 4.0213 | 4.4109 | 3.9698 | 0 | 0 | 0 | 15.967 | 1.3433 | 49787.9534 | 1.117 | 4.3565 | 4.7785 | 4.0617 | 0 | 0 | 0 | 15.5962 | 0 | 0 | 0 | 0 | 0 | 0 | 0 | 34.2677 | 0 | 0 | 0 | 0 | 0 | 0 | 0 | 55.7958 | 0 | 0 | 0 | 0 | 0 | 0 | 0 | 0 | 51.7723 | 0 | 0 | 0 | 0.0042 | 0 | 0.00057666 | 0.00057666 | 34.7283 | 0 | 0 | 0 | 0.0042 | 0 | 0.00057666 | 0.00057666 | 52.9548 | 0 | 0 | 0 | 0.0042 | 0 | 0 | 0.00057666 | 0.00057666 | 49.6219
01/07 14:00:00 | 71.06 | 21.7 | 0% | 1.436 | 53222.538 | 1.0938 | 3.9376 | 4.545 | 4.0905 | 0 | 0 | 0 | 15.967 | 1.436 | 53222.538 | 1.0938 | 4.2657 | 4.9237 | 4.1852 | 0 | 0 | 0 | 15.5962 | 0 | 0 | 0 | 0 | 0 | 0 | 0 | 34.2677 | 0 | 0 | 0 | 0 | 0 | 0 | 0 | 55.7958 | 0 | 0 | 0 | 0 | 0 | 0 | 0 | 0 | 51.7723 | 0 | 0 | 0 | 0.0042 | 0 | 0.00057666 | 0.00057666 | 34.7289 | 0 | 0 | 0 | 0.0042 | 0 | 0.00057666 | 0.00057666 | 52.9554 | 0 | 0 | 0 | 0.0042 | 0 | 0 | 0.00057666 | 0.00057666 | 49.6224
01/07 15:00:00 | 71.06 | 21.7 | 0% | 1.436 | 53222.538 | 1.0938 | 3.9376 | 4.545 | 4.0905 | 0 | 0 | 0 | 15.967 | 1.436 | 53222.538 | 1.0938 | 4.2657 | 4.9237 | 4.1852 | 0 | 0 | 0 | 15.5962 | 0 | 0 | 0 | 0 | 0 | 0 | 0 | 34.2677 | 0 | 0 | 0 | 0 | 0 | 0 | 0 | 55.7958 | 0 | 0 | 0 | 0 | 0 | 0 | 0 | 0 | 51.7723 | 0 | 0 | 0 | 0.0042 | 0 | 0.00057666 | 0.00057666 | 34.7295 | 0 | 0 | 0 | 0.0042 | 0 | 0.00057666 | 0.00057666 | 52.956 | 0 | 0 | 0 | 0.0042 | 0 | 0 | 0.00057666 | 0.00057666 | 49.623
01/07 16:00:00 | 68 | 20 | 0% | 1.3794 | 51123.983 | 1.1095 | 3.9942 | 4.4638 | 4.0174 | 0 | 0 | 0 | 15.967 | 1.3794 | 51123.983 | 1.1095 | 4.327 | 4.8357 | 4.1104 | 0 | 0 | 0 | 15.5962 | 0 | 0 | 0 | 0 | 0 | 0 | 0 | 34.2677 | 0 | 0 | 0 | 0 | 0 | 0 | 0 | 55.7958 | 0 | 0 | 0 | 0 | 0 | 0 | 0 | 0 | 51.7723 | 0 | 0 | 0 | 0.0042 | 0 | 0.00057666 | 0.00057666 | 34.7301 | 0 | 0 | 0 | 0.0042 | 0 | 0.00057666 | 0.00057666 | 52.9566 | 0 | 0 | 0 | 0.0042 | 0 | 0 | 0.00057666 | 0.00057666 | 49.6236
01/07 17:00:00 | 62.96 | 17.2 | 0% | 1.2885 | 47756.9624 | 1.1244 | 4.0478 | 4.3283 | 3.8955 | 0 | 0 | 0 | 15.967 | 1.2885 | 47756.9624 | 1.1244 | 4.3851 | 4.689 | 3.9857 | 0 | 0 | 0 | 15.5962 | 0 | 0 | 0 | 0 | 0 | 0 | 0 | 34.2677 | 0 | 0 | 0 | 0 | 0 | 0 | 0 | 55.7958 | 0 | 0 | 0 | 0 | 0 | 0 | 0 | 0 | 51.7723 | 0 | 0 | 0 | 0.0042 | 0 | 0.00057666 | 0.00057666 | 34.7306 | 0 | 0 | 0 | 0.0042 | 0 | 0.00057666 | 0.00057666 | 52.9571 | 0 | 0 | 0 | 0.0042 | 0 | 0 | 0.00057666 | 0.00057666 | 49.6242
01/07 18:00:00 | 57.02 | 13.9 | 0% | 1.1853 | 43931.5522 | 1.1231 | 4.0433 | 4.1622 | 3.746 | 0 | 0 | 0 | 15.967 | 1.1853 | 43931.5522 | 1.1231 | 4.3802 | 4.5091 | 3.8327 | 0 | 0 | 0 | 15.5962 | 0 | 0 | 0 | 0 | 0 | 0 | 0 | 34.2677 | 0 | 0 | 0 | 0 | 0 | 0 | 0 | 55.7958 | 0 | 0 | 0 | 0 | 0 | 0 | 0 | 0 | 51.7723 | 0 | 0 | 0 | 0.0042 | 0 | 0.00057666 | 0.00057666 | 34.7312 | 0 | 0 | 0 | 0.0042 | 0 | 0.00057666 | 0.00057666 | 52.9577 | 0 | 0 | 0 | 0.0042 | 0 | 0 | 0.00057666 | 0.00057666 | 49.6247
01/07 19:00:00 | 57.02 | 13.9 | 0% | 1.1853 | 43931.5522 | 1.1231 | 4.0433 | 4.1622 | 3.746 | 0 | 0 | 0 | 15.967 | 1.1853 | 43931.5522 | 1.1231 | 4.3802 | 4.5091 | 3.8327 | 0 | 0 | 0 | 15.5962 | 0 | 0 | 0 | 0 | 0 | 0 | 0 | 34.2677 | 0 | 0 | 0 | 0 | 0 | 0 | 0 | 55.7958 | 0 | 0 | 0 | 0 | 0 | 0 | 0 | 0 | 51.7723 | 0 | 0 | 0 | 0.0042 | 0 | 0.00057666 | 0.00057666 | 34.7318 | 0 | 0 | 0 | 0.0042 | 0 | 0.00057666 | 0.00057666 | 52.9583 | 0 | 0 | 0 | 0.0042 | 0 | 0 | 0.00057666 | 0.00057666 | 49.6253
01/07 20:00:00 | 57.02 | 13.9 | 0% | 1.1853 | 43931.5522 | 1.1231 | 4.0433 | 4.1622 | 3.746 | 0 | 0 | 0 | 15.967 | 1.1853 | 43931.5522 | 1.1231 | 4.3802 | 4.5091 | 3.8327 | 0 | 0 | 0 | 15.5962 | 0 | 0 | 0 | 0 | 0 | 0 | 0 | 34.2677 | 0 | 0 | 0 | 0 | 0 | 0 | 0 | 55.7958 | 0 | 0 | 0 | 0 | 0 | 0 | 0 | 0 | 51.7723 | 0 | 0 | 0 | 0.0042 | 0 | 0.00057666 | 0.00057666 | 34.7324 | 0 | 0 | 0 | 0.0042 | 0 | 0.00057666 | 0.00057666 | 52.9589 | 0 | 0 | 0 | 0.0042 | 0 | 0 | 0.00057666 | 0.00057666 | 49.6259
01/07 21:00:00 | 59 | 15 | 0% | 1.2192 | 45189.514 | 1.1258 | 4.053 | 4.2187 | 3.7968 | 0 | 0 | 0 | 15.967 | 1.2192 | 45189.514 | 1.1258 | 4.3908 | 4.5702 | 3.8847 | 0 | 0 | 0 | 15.5962 | 0 | 0 | 0 | 0 | 0 | 0 | 0 | 34.2677 | 0 | 0 | 0 | 0 | 0 | 0 | 0 | 55.7958 | 0 | 0 | 0 | 0 | 0 | 0 | 0 | 0 | 51.7723 | 0 | 0 | 0 | 0.0042 | 0 | 0.00057666 | 0.00057666 | 34.7329 | 0 | 0 | 0 | 0.0042 | 0 | 0.00057666 | 0.00057666 | 52.9594 | 0 | 0 | 0 | 0.0042 | 0 | 0 | 0.00057666 | 0.00057666 | 49.6265
01/07 22:00:00 | 55.04 | 12.8 | 2.894% | 1.1518 | 42690.7653 | 1.1182 | 4.0255 | 4.1045 | 3.694 | 0.025128 | 0.085111 | 0.011686 | 15.9787 | 1.1518 | 42690.7653 | 1.1182 | 4.3609 | 4.4465 | 3.7795 | 0 | 0 | 0 | 15.5962 | 1072.7469 | 0.028943 | 1324.3789 | 0.0066153 | 0.025709 | 0.00090828 | 0.026618 | 34.2943 | 1072.7469 | 0.028943 | 1324.3789 | 0.0066153 | 0.042431 | 0.00090828 | 0.04334 | 55.8391 | 1072.7469 | 0.028943 | 1380.6266 | 0.0066153 | 0.0031261 | 0.038877 | 0.0013375 | 0.040214 | 51.8125 | 1072.7469 | 0.028943 | 1385.9779 | 0.0042 | 0.026905 | 0.00057666 | 0.027482 | 34.7604 | 1072.7469 | 0.028943 | 1281.657 | 0.0042 | 0.041063 | 0.00057666 | 0.041639 | 53.0011 | 1072.7469 | 0.028943 | 1351.0666 | 0.0042 | 0.0031261 | 0.038044 | 0.0010059 | 0.03905 | 49.6655
01/07 23:00:00 | 53.06 | 11.7 | 11.08% | 1.1188 | 41467.1533 | 1.111 | 3.9997 | 4.0453 | 3.6408 | 0.098993 | 0.33045 | 0.045371 | 16.0241 | 1.1188 | 41467.1533 | 1.111 | 4.333 | 4.3824 | 3.7251 | 0.098993 | 0.32297 | 0.044344 | 15.6406 | 4104.9768 | 0.11076 | 5067.8726 | 0.025314 | 0.098379 | 0.0034756 | 0.10185 | 34.3961 | 4104.9768 | 0.11076 | 5067.8726 | 0.025314 | 0.16237 | 0.0034756 | 0.16584 | 56.0049 | 4104.9768 | 0.11076 | 5283.1105 | 0.025314 | 0.011962 | 0.14877 | 0.005118 | 0.15388 | 51.9664 | 4104.9768 | 0.11076 | 5303.5876 | 0.0042 | 0.10296 | 0.00057666 | 0.10353 | 34.864 | 4104.9768 | 0.11076 | 4904.3929 | 0.0042 | 0.15713 | 0.00057666 | 0.15771 | 53.1588 | 4104.9768 | 0.11076 | 5169.996 | 0.0042 | 0.011962 | 0.14558 | 0.0022191 | 0.1478 | 49.8133
01/07 24:00:00 | 53.06 | 11.7 | 16.92% | 1.1188 | 41467.1533 | 1.111 | 3.9997 | 4.0453 | 3.6408 | 0.15126 | 0.50491 | 0.069324 | 16.0934 | 1.1188 | 41467.1533 | 1.111 | 4.333 | 4.3824 | 3.7251 | 0.098993 | 0.32297 | 0.044344 | 15.6849 | 6272.1941 | 0.16923 | 7743.4495 | 0.038679 | 0.15032 | 0.0053106 | 0.15563 | 34.5518 | 6272.1941 | 0.16923 | 7743.4495 | 0.038679 | 0.24809 | 0.0053106 | 0.2534 | 56.2583 | 6272.1941 | 0.16923 | 8072.3219 | 0.038679 | 0.018278 | 0.22731 | 0.0078201 | 0.23513 | 52.2015 | 6272.1941 | 0.16923 | 8103.6099 | 0.0042 | 0.15731 | 0.00057666 | 0.15789 | 35.0218 | 6272.1941 | 0.16923 | 7493.6608 | 0.0042 | 0.24009 | 0.00057666 | 0.24066 | 53.3995 | 6272.1941 | 0.16923 | 7899.4888 | 0.0042 | 0.018278 | 0.22244 | 0.0030862 | 0.22553 | 50.0389
01/08 01:00:00 | 53.06 | 11.7 | 20.32% | 1.1188 | 41467.1533 | 1.111 | 3.9997 | 4.0453 | 3.6408 | 0.1816 | 0.60619 | 0.08323 | 16.1767 | 1.1188 | 41467.1533 | 1.111 | 4.333 | 4.3824 | 3.7251 | 0.1816 | 0.59247 | 0.081347 | 15.7662 | 7530.2968 | 0.20317 | 9296.6627 | 0.046437 | 0.18047 | 0.0063758 | 0.18685 | 34.7386 | 7530.2968 | 0.20317 | 9296.6627 | 0.046437 | 0.29785 | 0.0063758 | 0.30423 | 56.5626 | 7530.2968 | 0.20317 | 9691.5017 | 0.046437 | 0.021944 | 0.2729 | 0.0093887 | 0.28229 | 52.4838 | 7530.2968 | 0.20317 | 9729.0657 | 0.0042 | 0.18886 | 0.00057666 | 0.18944 | 35.2113 | 7530.2968 | 0.20317 | 8996.7704 | 0.0042 | 0.28824 | 0.00057666 | 0.28882 | 53.6883 | 7530.2968 | 0.20317 | 9484.001 | 0.0042 | 0.021944 | 0.26706 | 0.0035895 | 0.27065 | 50.3095
01/08 02:00:00 | 51.98 | 11.1 | 23.22% | 1.101 | 40806.9675 | 1.1062 | 3.9825 | 4.0124 | 3.6112 | 0.2109 | 0.69847 | 0.0959 | 16.2726 | 1.101 | 40806.9675 | 1.1062 | 4.3143 | 4.3468 | 3.6948 | 0.18453 | 0.59733 | 0.082014 | 15.8483 | 8606.0748 | 0.2322 | 10624.7837 | 0.053071 | 0.20625 | 0.0072866 | 0.21354 | 34.9521 | 8606.0748 | 0.2322 | 10624.7837 | 0.053071 | 0.3404 | 0.0072866 | 0.34769 | 56.9103 | 8606.0748 | 0.2322 | 11076.0293 | 0.053071 | 0.025079 | 0.31189 | 0.01073 | 0.32262 | 52.8064 | 8606.0748 | 0.2322 | 11118.9597 | 0.0042 | 0.21584 | 0.00057666 | 0.21642 | 35.4277 | 8606.0748 | 0.2322 | 10282.0487 | 0.0042 | 0.32942 | 0.00057666 | 0.33 | 54.0183 | 8606.0748 | 0.2322 | 10838.8851 | 0.0042 | 0.025079 | 0.30521 | 0.00402 | 0.30923 | 50.6187
01/08 03:00:00 | 53.96 | 12.2 | 23.77% | 1.1338 | 42021.2114 | 1.1146 | 4.0124 | 4.0724 | 3.6652 | 0.20966 | 0.70449 | 0.096727 | 16.3693 | 1.1338 | 42021.2114 | 1.1146 | 4.3467 | 4.4118 | 3.75 | 0.20966 | 0.68855 | 0.094538 | 15.9428 | 8810.0539 | 0.2377 | 10876.6097 | 0.054329 | 0.21114 | 0.0074593 | 0.2186 | 35.1707 | 8810.0539 | 0.2377 | 10876.6097 | 0.054329 | 0.34847 | 0.0074593 | 0.35593 | 57.2662 | 8810.0539 | 0.2377 | 11338.5507 | 0.054329 | 0.025673 | 0.31928 | 0.010984 | 0.33026 | 53.1367 | 8810.0539 | 0.2377 | 11382.4985 | 0.0042 | 0.22096 | 0.00057666 | 0.22154 | 35.6492 | 8810.0539 | 0.2377 | 10525.7513 | 0.0042 | 0.33723 | 0.00057666 | 0.33781 | 54.3561 | 8810.0539 | 0.2377 | 11095.7857 | 0.0042 | 0.025673 | 0.31244 | 0.0041016 | 0.31655 | 50.9353
01/08 04:00:00 | 55.04 | 12.8 | 22.35% | 1.1518 | 42690.7653 | 1.1182 | 4.0255 | 4.1045 | 3.694 | 0.19401 | 0.65713 | 0.090224 | 16.4595 | 1.1518 | 42690.7653 | 1.1182 | 4.3609 | 4.4465 | 3.7795 | 0.20637 | 0.68317 | 0.093799 | 16.0366 | 8282.5005 | 0.22347 | 10225.3092 | 0.051075 | 0.1985 | 0.0070127 | 0.20551 | 35.3763 | 8282.5005 | 0.22347 | 10225.3092 | 0.051075 | 0.32761 | 0.0070127 | 0.33462 | 57.6008 | 8282.5005 | 0.22347 | 10659.5888 | 0.051075 | 0.024136 | 0.30016 | 0.010326 | 0.31049 | 53.4471 | 8282.5005 | 0.22347 | 10700.905 | 0.0042 | 0.20773 | 0.00057666 | 0.20831 | 35.8575 | 8282.5005 | 0.22347 | 9895.4605 | 0.0042 | 0.31704 | 0.00057666 | 0.31761 | 54.6737 | 8282.5005 | 0.22347 | 10431.3608 | 0.0042 | 0.024136 | 0.29374 | 0.0038905 | 0.29763 | 51.2329
01/08 05:00:00 | 53.06 | 11.7 | 22.25% | 1.1188 | 41467.1533 | 1.111 | 3.9997 | 4.0453 | 3.6408 | 0.19883 | 0.66373 | 0.09113 | 16.5506 | 1.1188 | 41467.1533 | 1.111 | 4.333 | 4.3824 | 3.7251 | 0.19883 | 0.64871 | 0.089068 | 16.1257 | 8245.074 | 0.22246 | 10179.1037 | 0.050845 | 0.1976 | 0.006981 | 0.20458 | 35.5808 | 8245.074 | 0.22246 | 10179.1037 | 0.050845 | 0.32612 | 0.006981 | 0.33311 | 57.9339 | 8245.074 | 0.22246 | 10611.4209 | 0.050845 | 0.024027 | 0.29881 | 0.01028 | 0.30909 | 53.7562 | 8245.074 | 0.22246 | 10652.5504 | 0.0042 | 0.20679 | 0.00057666 | 0.20737 | 36.0649 | 8245.074 | 0.22246 | 9850.7456 | 0.0042 | 0.3156 | 0.00057666 | 0.31618 | 54.9899 | 8245.074 | 0.22246 | 10384.2242 | 0.0042 | 0.024027 | 0.29241 | 0.0038755 | 0.29628 | 51.5292
01/08 06:00:00 | 51.98 | 11.1 | 22.16% | 1.101 | 40806.9675 | 1.1062 | 3.9825 | 4.0124 | 3.6112 | 0.20126 | 0.66655 | 0.091518 | 16.6422 | 1.101 | 40806.9675 | 1.1062 | 4.3143 | 4.3468 | 3.6948 | 0.20205 | 0.65403 | 0.089799 | 16.2155 | 8212.7937 | 0.22159 | 10139.2515 | 0.050646 | 0.19683 | 0.0069536 | 0.20378 | 35.7846 | 8212.7937 | 0.22159 | 10139.2515 | 0.050646 | 0.32485 | 0.0069536 | 0.3318 | 58.2657 | 8212.7937 | 0.22159 | 10569.8761 | 0.050646 | 0.023933 | 0.29764 | 0.01024 | 0.30788 | 54.0641 | 8212.7937 | 0.22159 | 10610.8446 | 0.0042 | 0.20598 | 0.00057666 | 0.20656 | 36.2715 | 8212.7937 | 0.22159 | 9812.1789 | 0.0042 | 0.31437 | 0.00057666 | 0.31495 | 55.3048 | 8212.7937 | 0.22159 | 10343.5689 | 0.0042 | 0.023933 | 0.29126 | 0.0038626 | 0.29513 | 51.8243
01/08 07:00:00 | 51.98 | 11.1 | 21.11% | 1.101 | 40806.9675 | 1.1062 | 3.9825 | 4.0124 | 3.6112 | 0.19173 | 0.63498 | 0.087183 | 16.7293 | 1.101 | 40806.9675 | 1.1062 | 4.3143 | 4.3468 | 3.6948 | 0.19173 | 0.62062 | 0.08521 | 16.3007 | 7823.7828 | 0.21109 | 9658.9911 | 0.048247 | 0.1875 | 0.0066243 | 0.19413 | 35.9787 | 7823.7828 | 0.21109 | 9658.9911 | 0.048247 | 0.30946 | 0.0066243 | 0.31609 | 58.5818 | 7823.7828 | 0.21109 | 10069.2185 | 0.048247 | 0.022799 | 0.28354 | 0.0097546 | 0.29329 | 54.3574 | 7823.7828 | 0.21109 | 10108.2465 | 0.0042 | 0.19622 | 0.00057666 | 0.1968 | 36.4683 | 7823.7828 | 0.21109 | 9347.4107 | 0.0042 | 0.29948 | 0.00057666 | 0.30006 | 55.6049 | 7823.7828 | 0.21109 | 9853.6307 | 0.0042 | 0.022799 | 0.27747 | 0.003707 | 0.28117 | 52.1055
01/08 08:00:00 | 53.06 | 11.7 | 19.62% | 1.1188 | 41467.1533 | 1.111 | 3.9997 | 4.0453 | 3.6408 | 0.17538 | 0.58545 | 0.080382 | 16.8097 | 1.1188 | 41467.1533 | 1.111 | 4.333 | 4.3824 | 3.7251 | 0.18867 | 0.61556 | 0.084517 | 16.3852 | 7272.642 | 0.19622 | 8978.5704 | 0.044848 | 0.17429 | 0.0061576 | 0.18045 | 36.1592 | 7272.642 | 0.19622 | 8978.5704 | 0.044848 | 0.28766 | 0.0061576 | 0.29382 | 58.8756 | 7272.642 | 0.19622 | 9359.8996 | 0.044848 | 0.021193 | 0.26356 | 0.0090674 | 0.27263 | 54.63 | 7272.642 | 0.19622 | 9396.1783 | 0.0042 | 0.1824 | 0.00057666 | 0.18298 | 36.6513 | 7272.642 | 0.19622 | 8688.9391 | 0.0042 | 0.27838 | 0.00057666 | 0.27896 | 55.8838 | 7272.642 | 0.19622 | 9159.4988 | 0.0042 | 0.021193 | 0.25792 | 0.0034864 | 0.26141 | 52.3669
01/08 09:00:00 | 53.06 | 11.7 | 19.05% | 1.1188 | 41467.1533 | 1.111 | 3.9997 | 4.0453 | 3.6408 | 0.17023 | 0.56826 | 0.078022 | 16.8877 | 1.1188 | 41467.1533 | 1.111 | 4.333 | 4.3824 | 3.7251 | 0.17023 | 0.5554 | 0.076257 | 16.4614 | 7059.1353 | 0.19046 | 8714.9818 | 0.043531 | 0.16918 | 0.0059769 | 0.17515 | 36.3344 | 7059.1353 | 0.19046 | 8714.9818 | 0.043531 | 0.27922 | 0.0059769 | 0.28519 | 59.1608 | 7059.1353 | 0.19046 | 9085.1162 | 0.043531 | 0.020571 | 0.25583 | 0.0088012 | 0.26463 | 54.8947 | 7059.1353 | 0.19046 | 9120.3298 | 0.0042 | 0.17705 | 0.00057666 | 0.17762 | 36.8289 | 7059.1353 | 0.19046 | 8433.8534 | 0.0042 | 0.27021 | 0.00057666 | 0.27079 | 56.1546 | 7059.1353 | 0.19046 | 8890.5986 | 0.0042 | 0.020571 | 0.25035 | 0.003401 | 0.25375 | 52.6206
01/08 10:00:00 | 53.06 | 11.7 | 16.08% | 1.1188 | 41467.1533 | 1.111 | 3.9997 | 4.0453 | 3.6408 | 0.14374 | 0.47982 | 0.065879 | 16.9536 | 1.1188 | 41467.1533 | 1.111 | 4.333 | 4.3824 | 3.7251 | 0.17023 | 0.5554 | 0.076257 | 16.5377 | 5960.4885 | 0.16082 | 7358.6278 | 0.036756 | 0.14285 | 0.0050466 | 0.14789 | 36.4822 | 5960.4885 | 0.16082 | 7358.6278 | 0.036756 | 0.23576 | 0.0050466 | 0.24081 | 59.4016 | 5960.4885 | 0.16082 | 7671.1564 | 0.036756 | 0.017369 | 0.21601 | 0.0074314 | 0.22344 | 55.1181 | 5960.4885 | 0.16082 | 7700.8896 | 0.0042 | 0.14949 | 0.00057666 | 0.15007 | 36.9789 | 5960.4885 | 0.16082 | 7121.2527 | 0.0042 | 0.22816 | 0.00057666 | 0.22873 | 56.3834 | 5960.4885 | 0.16082 | 7506.9125 | 0.0042 | 0.017369 | 0.21139 | 0.0029615 | 0.21435 | 52.835
01/08 11:00:00 | 57.92 | 14.4 | 11.87% | 1.2007 | 44501.2239 | 1.1247 | 4.0487 | 4.188 | 3.7692 | 0.098859 | 0.34208 | 0.046968 | 17.0006 | 1.2007 | 44501.2239 | 1.1247 | 4.3861 | 4.537 | 3.8565 | 0.098859 | 0.33434 | 0.045905 | 16.5836 | 4399.3418 | 0.1187 | 5431.2861 | 0.027129 | 0.10543 | 0.0037248 | 0.10916 | 36.5914 | 4399.3418 | 0.1187 | 5431.2861 | 0.027129 | 0.17401 | 0.0037248 | 0.17774 | 59.5794 | 4399.3418 | 0.1187 | 5661.9585 | 0.027129 | 0.01282 | 0.15943 | 0.005485 | 0.16492 | 55.283 | 4399.3418 | 0.1187 | 5683.9041 | 0.0042 | 0.11034 | 0.00057666 | 0.11091 | 37.0899 | 4399.3418 | 0.1187 | 5256.0833 | 0.0042 | 0.1684 | 0.00057666 | 0.16897 | 56.5523 | 4399.3418 | 0.1187 | 5540.7327 | 0.0042 | 0.01282 | 0.15602 | 0.0023368 | 0.15836 | 52.9934
01/08 12:00:00 | 57.92 | 14.4 | 7.915% | 1.2007 | 44501.2239 | 1.1247 | 4.0487 | 4.188 | 3.7692 | 0.06592 | 0.2281 | 0.031319 | 17.0319 | 1.2007 | 44501.2239 | 1.1247 | 4.3861 | 4.537 | 3.8565 | 0.098859 | 0.33434 | 0.045905 | 16.6295 | 2933.5311 | 0.079149 | 3621.6433 | 0.01809 | 0.070305 | 0.0024838 | 0.072788 | 36.6642 | 2933.5311 | 0.079149 | 3621.6433 | 0.01809 | 0.11603 | 0.0024838 | 0.11852 | 59.6979 | 2933.5311 | 0.079149 | 3775.4583 | 0.01809 | 0.0085485 | 0.10631 | 0.0036575 | 0.10997 | 55.393 | 2933.5311 | 0.079149 | 3790.0919 | 0.0042 | 0.073575 | 0.00057666 | 0.074151 | 37.164 | 2933.5311 | 0.079149 | 3504.8161 | 0.0042 | 0.11229 | 0.00057666 | 0.11287 | 56.6652 | 2933.5311 | 0.079149 | 3694.6235 | 0.0042 | 0.0085485 | 0.10404 | 0.0017504 | 0.10579 | 53.0991
01/08 13:00:00 | 60.08 | 15.6 | 3.695% | 1.238 | 45882.914 | 1.1264 | 4.0549 | 4.249 | 3.8241 | 0.029846 | 0.10496 | 0.01441 | 17.0463 | 1.238 | 45882.914 | 1.1264 | 4.3928 | 4.603 | 3.9126 | 0.029846 | 0.10258 | 0.014084 | 16.6436 | 1369.4274 | 0.036948 | 1690.6511 | 0.0084448 | 0.032819 | 0.0011595 | 0.033979 | 36.6982 | 1369.4274 | 0.036948 | 1690.6511 | 0.0084448 | 0.054166 | 0.0011595 | 0.055326 | 59.7532 | 1369.4274 | 0.036948 | 1762.4549 | 0.0084448 | 0.0039906 | 0.049629 | 0.0017074 | 0.051336 | 55.4443 | 1369.4274 | 0.036948 | 1769.2861 | 0.0042 | 0.034346 | 0.00057666 | 0.034923 | 37.1989 | 1369.4274 | 0.036948 | 1636.114 | 0.0042 | 0.052419 | 0.00057666 | 0.052996 | 56.7182 | 1369.4274 | 0.036948 | 1724.7197 | 0.0042 | 0.0039906 | 0.048566 | 0.0011246 | 0.049691 | 53.1488
01/08 14:00:00 | 64.4 | 18 | 0% | 1.3142 | 48707.613 | 1.1216 | 4.0377 | 4.3674 | 3.9306 | 0 | 0 | 0 | 17.0463 | 1.3142 | 48707.613 | 1.1216 | 4.3742 | 4.7313 | 4.0216 | 0.028115 | 0.099799 | 0.013702 | 16.6573 | 0 | 0 | 0 | 0 | 0 | 0 | 0 | 36.6982 | 0 | 0 | 0 | 0 | 0 | 0 | 0 | 59.7532 | 0 | 0 | 0 | 0 | 0 | 0 | 0 | 0 | 55.4443 | 0 | 0 | 0 | 0.0042 | 0 | 0.00057666 | 0.00057666 | 37.1995 | 0 | 0 | 0 | 0.0042 | 0 | 0.00057666 | 0.00057666 | 56.7188 | 0 | 0 | 0 | 0.0042 | 0 | 0 | 0.00057666 | 0.00057666 | 53.1494
01/08 15:00:00 | 66.02 | 18.9 | 0% | 1.3433 | 49787.9534 | 1.117 | 4.0213 | 4.4109 | 3.9698 | 0 | 0 | 0 | 17.0463 | 1.3433 | 49787.9534 | 1.117 | 4.3565 | 4.7785 | 4.0617 | 0 | 0 | 0 | 16.6573 | 0 | 0 | 0 | 0 | 0 | 0 | 0 | 36.6982 | 0 | 0 | 0 | 0 | 0 | 0 | 0 | 59.7532 | 0 | 0 | 0 | 0 | 0 | 0 | 0 | 0 | 55.4443 | 0 | 0 | 0 | 0.0042 | 0 | 0.00057666 | 0.00057666 | 37.2001 | 0 | 0 | 0 | 0.0042 | 0 | 0.00057666 | 0.00057666 | 56.7193 | 0 | 0 | 0 | 0.0042 | 0 | 0 | 0.00057666 | 0.00057666 | 53.15
01/08 16:00:00 | 64.94 | 18.3 | 0% | 1.3238 | 49066.449 | 1.1202 | 4.0329 | 4.3819 | 3.9437 | 0 | 0 | 0 | 17.0463 | 1.3238 | 49066.449 | 1.1202 | 4.3689 | 4.7471 | 4.035 | 0 | 0 | 0 | 16.6573 | 0 | 0 | 0 | 0 | 0 | 0 | 0 | 36.6982 | 0 | 0 | 0 | 0 | 0 | 0 | 0 | 59.7532 | 0 | 0 | 0 | 0 | 0 | 0 | 0 | 0 | 55.4443 | 0 | 0 | 0 | 0.0042 | 0 | 0.00057666 | 0.00057666 | 37.2007 | 0 | 0 | 0 | 0.0042 | 0 | 0.00057666 | 0.00057666 | 56.7199 | 0 | 0 | 0 | 0.0042 | 0 | 0 | 0.00057666 | 0.00057666 | 53.1506
01/08 17:00:00 | 60.98 | 16.1 | 0% | 1.2536 | 46464.6508 | 1.1263 | 4.0545 | 4.274 | 3.8466 | 0 | 0 | 0 | 17.0463 | 1.2536 | 46464.6508 | 1.1263 | 4.3924 | 4.6301 | 3.9356 | 0 | 0 | 0 | 16.6573 | 0 | 0 | 0 | 0 | 0 | 0 | 0 | 36.6982 | 0 | 0 | 0 | 0 | 0 | 0 | 0 | 59.7532 | 0 | 0 | 0 | 0 | 0 | 0 | 0 | 0 | 55.4443 | 0 | 0 | 0 | 0.0042 | 0 | 0.00057666 | 0.00057666 | 37.2012 | 0 | 0 | 0 | 0.0042 | 0 | 0.00057666 | 0.00057666 | 56.7205 | 0 | 0 | 0 | 0.0042 | 0 | 0 | 0.00057666 | 0.00057666 | 53.1511
01/08 18:00:00 | 59 | 15 | 0% | 1.2192 | 45189.514 | 1.1258 | 4.053 | 4.2187 | 3.7968 | 0 | 0 | 0 | 17.0463 | 1.2192 | 45189.514 | 1.1258 | 4.3908 | 4.5702 | 3.8847 | 0 | 0 | 0 | 16.6573 | 0 | 0 | 0 | 0 | 0 | 0 | 0 | 36.6982 | 0 | 0 | 0 | 0 | 0 | 0 | 0 | 59.7532 | 0 | 0 | 0 | 0 | 0 | 0 | 0 | 0 | 55.4443 | 0 | 0 | 0 | 0.0042 | 0 | 0.00057666 | 0.00057666 | 37.2018 | 0 | 0 | 0 | 0.0042 | 0 | 0.00057666 | 0.00057666 | 56.7211 | 0 | 0 | 0 | 0.0042 | 0 | 0 | 0.00057666 | 0.00057666 | 53.1517
01/08 19:00:00 | 59 | 15 | 0% | 1.2192 | 45189.514 | 1.1258 | 4.053 | 4.2187 | 3.7968 | 0 | 0 | 0 | 17.0463 | 1.2192 | 45189.514 | 1.1258 | 4.3908 | 4.5702 | 3.8847 | 0 | 0 | 0 | 16.6573 | 0 | 0 | 0 | 0 | 0 | 0 | 0 | 36.6982 | 0 | 0 | 0 | 0 | 0 | 0 | 0 | 59.7532 | 0 | 0 | 0 | 0 | 0 | 0 | 0 | 0 | 55.4443 | 0 | 0 | 0 | 0.0042 | 0 | 0.00057666 | 0.00057666 | 37.2024 | 0 | 0 | 0 | 0.0042 | 0 | 0.00057666 | 0.00057666 | 56.7217 | 0 | 0 | 0 | 0.0042 | 0 | 0 | 0.00057666 | 0.00057666 | 53.1523
01/08 20:00:00 | 59 | 15 | 0% | 1.2192 | 45189.514 | 1.1258 | 4.053 | 4.2187 | 3.7968 | 0 | 0 | 0 | 17.0463 | 1.2192 | 45189.514 | 1.1258 | 4.3908 | 4.5702 | 3.8847 | 0 | 0 | 0 | 16.6573 | 0 | 0 | 0 | 0 | 0 | 0 | 0 | 36.6982 | 0 | 0 | 0 | 0 | 0 | 0 | 0 | 59.7532 | 0 | 0 | 0 | 0 | 0 | 0 | 0 | 0 | 55.4443 | 0 | 0 | 0 | 0.0042 | 0 | 0.00057666 | 0.00057666 | 37.203 | 0 | 0 | 0 | 0.0042 | 0 | 0.00057666 | 0.00057666 | 56.7222 | 0 | 0 | 0 | 0.0042 | 0 | 0 | 0.00057666 | 0.00057666 | 53.1529
01/08 21:00:00 | 60.08 | 15.6 | 1.211% | 1.238 | 45882.914 | 1.1264 | 4.0549 | 4.249 | 3.8241 | 0.0097852 | 0.03441 | 0.0047245 | 17.051 | 1.238 | 45882.914 | 1.1264 | 4.3928 | 4.603 | 3.9126 | 0.0097852 | 0.033632 | 0.0046176 | 16.6619 | 448.9718 | 0.012114 | 554.2862 | 0.0027687 | 0.01076 | 0.00038014 | 0.01114 | 36.7093 | 448.9718 | 0.012114 | 554.2862 | 0.0027687 | 0.017759 | 0.00038014 | 0.018139 | 59.7713 | 448.9718 | 0.012114 | 577.8273 | 0.0027687 | 0.0013083 | 0.016271 | 0.00055977 | 0.016831 | 55.4612 | 448.9718 | 0.012114 | 580.0669 | 0.0042 | 0.01126 | 0.00057666 | 0.011837 | 37.2148 | 448.9718 | 0.012114 | 536.406 | 0.0042 | 0.017186 | 0.00057666 | 0.017762 | 56.74 | 448.9718 | 0.012114 | 565.4557 | 0.0042 | 0.0013083 | 0.015923 | 0.00075629 | 0.016679 | 53.1695
01/08 22:00:00 | 57.02 | 13.9 | 13.69% | 1.1853 | 43931.5522 | 1.1231 | 4.0433 | 4.1622 | 3.746 | 0.1155 | 0.397 | 0.054508 | 17.1056 | 1.1853 | 43931.5522 | 1.1231 | 4.3802 | 4.5091 | 3.8327 | 0.01022 | 0.034332 | 0.0047138 | 16.6666 | 5074.164 | 0.1369 | 6264.4 | 0.031291 | 0.12161 | 0.0042962 | 0.1259 | 36.8352 | 5074.164 | 0.1369 | 6264.4 | 0.031291 | 0.2007 | 0.0042962 | 0.205 | 59.9763 | 5074.164 | 0.1369 | 6530.4555 | 0.031291 | 0.014786 | 0.18389 | 0.0063264 | 0.19022 | 55.6514 | 5074.164 | 0.1369 | 6555.7674 | 0.0042 | 0.12726 | 0.00057666 | 0.12784 | 37.3426 | 5074.164 | 0.1369 | 6062.3225 | 0.0042 | 0.19423 | 0.00057666 | 0.19481 | 56.9348 | 5074.164 | 0.1369 | 6390.6347 | 0.0042 | 0.014786 | 0.17995 | 0.0026068 | 0.18256 | 53.3521
01/08 23:00:00 | 53.96 | 12.2 | 28.39% | 1.1338 | 42021.2114 | 1.1146 | 4.0124 | 4.0724 | 3.6652 | 0.25044 | 0.84154 | 0.11554 | 17.2211 | 1.1338 | 42021.2114 | 1.1146 | 4.3467 | 4.4118 | 3.75 | 0.25044 | 0.8225 | 0.11293 | 16.7796 | 10523.9082 | 0.28394 | 12992.4792 | 0.064897 | 0.25221 | 0.0089104 | 0.26112 | 37.0963 | 10523.9082 | 0.28394 | 12992.4792 | 0.064897 | 0.41626 | 0.0089104 | 0.42517 | 60.4015 | 10523.9082 | 0.28394 | 13544.2834 | 0.064897 | 0.030667 | 0.38139 | 0.013121 | 0.39451 | 56.0459 | 10523.9082 | 0.28394 | 13596.7806 | 0.0042 | 0.26395 | 0.00057666 | 0.26452 | 37.6072 | 10523.9082 | 0.28394 | 12573.367 | 0.0042 | 0.40283 | 0.00057666 | 0.40341 | 57.3382 | 10523.9082 | 0.28394 | 13254.2924 | 0.0042 | 0.030667 | 0.37323 | 0.0047873 | 0.37801 | 53.7301
01/08 24:00:00 | 51.08 | 10.6 | 37.67% | 1.0863 | 40260.7161 | 1.1018 | 3.9664 | 3.9846 | 3.5861 | 0.34678 | 1.141 | 0.15667 | 17.3778 | 1.0863 | 40260.7161 | 1.1018 | 4.2969 | 4.3166 | 3.6692 | 0.26139 | 0.84063 | 0.11542 | 16.895 | 13961.7384 | 0.3767 | 17236.7141 | 0.086097 | 0.3346 | 0.011821 | 0.34643 | 37.4428 | 13961.7384 | 0.3767 | 17236.7141 | 0.086097 | 0.55224 | 0.011821 | 0.56406 | 60.9656 | 13961.7384 | 0.3767 | 17968.7753 | 0.086097 | 0.040685 | 0.50598 | 0.017407 | 0.52339 | 56.5693 | 13961.7384 | 0.3767 | 18038.4218 | 0.0042 | 0.35017 | 0.00057666 | 0.35074 | 37.9579 | 13961.7384 | 0.3767 | 16680.6911 | 0.0042 | 0.53443 | 0.00057666 | 0.535 | 57.8732 | 13961.7384 | 0.3767 | 17584.0535 | 0.0042 | 0.040685 | 0.49515 | 0.0061628 | 0.50131 | 54.2314
01/09 01:00:00 | 51.08 | 10.6 | 43.95% | 1.0863 | 40260.7161 | 1.1018 | 3.9664 | 3.9846 | 3.5861 | 0.40464 | 1.3314 | 0.1828 | 17.5606 | 1.0863 | 40260.7161 | 1.1018 | 4.2969 | 4.3166 | 3.6692 | 0.40464 | 1.3013 | 0.17867 | 17.0736 | 16291.1826 | 0.43955 | 20112.5712 | 0.10046 | 0.39043 | 0.013793 | 0.40423 | 37.847 | 16291.1826 | 0.43955 | 20112.5712 | 0.10046 | 0.64438 | 0.013793 | 0.65817 | 61.6238 | 16291.1826 | 0.43955 | 20966.773 | 0.10046 | 0.047474 | 0.5904 | 0.020312 | 0.61071 | 57.18 | 16291.1826 | 0.43955 | 21048.0396 | 0.0042 | 0.40859 | 0.00057666 | 0.40917 | 38.3671 | 16291.1826 | 0.43955 | 19463.7785 | 0.0042 | 0.62359 | 0.00057666 | 0.62417 | 58.4974 | 16291.1826 | 0.43955 | 20517.8623 | 0.0042 | 0.047474 | 0.57776 | 0.0070948 | 0.58485 | 54.8163
01/09 02:00:00 | 46.94 | 8.3 | 45.38% | 1.0197 | 37793.6649 | 1.0761 | 3.8739 | 3.8522 | 3.4669 | 0.44505 | 1.4219 | 0.19523 | 17.7558 | 1.0197 | 37793.6649 | 1.0761 | 4.1967 | 4.1732 | 3.5472 | 0.43106 | 1.346 | 0.18481 | 17.2585 | 16820.1218 | 0.45382 | 20765.5825 | 0.10372 | 0.40311 | 0.014241 | 0.41735 | 38.2643 | 16820.1218 | 0.45382 | 20765.5825 | 0.10372 | 0.6653 | 0.014241 | 0.67954 | 62.3033 | 16820.1218 | 0.45382 | 21647.5184 | 0.10372 | 0.049015 | 0.60957 | 0.020971 | 0.63054 | 57.8105 | 16820.1218 | 0.45382 | 21731.4236 | 0.0042 | 0.42186 | 0.00057666 | 0.42243 | 38.7895 | 16820.1218 | 0.45382 | 20095.725 | 0.0042 | 0.64384 | 0.00057666 | 0.64442 | 59.1418 | 16820.1218 | 0.45382 | 21184.0325 | 0.0042 | 0.049015 | 0.59652 | 0.0073064 | 0.60382 | 55.4201
01/09 03:00:00 | 44.96 | 7.2 | 46.38% | 0.98858 | 36640.3138 | 1.0611 | 3.8198 | 3.7861 | 3.4075 | 0.46916 | 1.4786 | 0.20301 | 17.9588 | 0.98858 | 36640.3138 | 1.0611 | 4.1381 | 4.1016 | 3.4863 | 0.46916 | 1.4451 | 0.19842 | 17.4569 | 17190.3075 | 0.46381 | 21222.6018 | 0.10601 | 0.41198 | 0.014555 | 0.42653 | 38.6909 | 17190.3075 | 0.46381 | 21222.6018 | 0.10601 | 0.67994 | 0.014555 | 0.6945 | 62.9978 | 17190.3075 | 0.46381 | 22123.9478 | 0.10601 | 0.050094 | 0.62298 | 0.021433 | 0.64442 | 58.4549 | 17190.3075 | 0.46381 | 22209.6996 | 0.0042 | 0.43114 | 0.00057666 | 0.43172 | 39.2212 | 17190.3075 | 0.46381 | 20538.0018 | 0.0042 | 0.65801 | 0.00057666 | 0.65859 | 59.8004 | 17190.3075 | 0.46381 | 21650.2613 | 0.0042 | 0.050094 | 0.60965 | 0.0074545 | 0.6171 | 56.0372
01/09 04:00:00 | 44.06 | 6.7 | 48.93% | 0.97459 | 36121.741 | 1.0537 | 3.7934 | 3.7554 | 3.3799 | 0.50202 | 1.5725 | 0.2159 | 18.1747 | 0.97459 | 36121.741 | 1.0537 | 4.1095 | 4.0684 | 3.4581 | 0.4759 | 1.4569 | 0.20004 | 17.6569 | 18134.0119 | 0.48927 | 22387.669 | 0.11183 | 0.4346 | 0.015354 | 0.44995 | 39.1408 | 18134.0119 | 0.48927 | 22387.669 | 0.11183 | 0.71727 | 0.015354 | 0.73262 | 63.7304 | 18134.0119 | 0.48927 | 23338.4966 | 0.11183 | 0.052844 | 0.65719 | 0.022609 | 0.67979 | 59.1347 | 18134.0119 | 0.48927 | 23428.9559 | 0.0042 | 0.45481 | 0.00057666 | 0.45539 | 39.6766 | 18134.0119 | 0.48927 | 21665.4861 | 0.0042 | 0.69413 | 0.00057666 | 0.69471 | 60.4951 | 18134.0119 | 0.48927 | 22838.8059 | 0.0042 | 0.052844 | 0.64311 | 0.0078321 | 0.65095 | 56.6882
01/09 05:00:00 | 44.06 | 6.7 | 54.3% | 0.97459 | 36121.741 | 1.0537 | 3.7934 | 3.7554 | 3.3799 | 0.55714 | 1.7451 | 0.2396 | 18.4143 | 0.97459 | 36121.741 | 1.0537 | 4.1095 | 4.0684 | 3.4581 | 0.55714 | 1.7056 | 0.23418 | 17.8911 | 20124.8653 | 0.54298 | 24845.5128 | 0.1241 | 0.48231 | 0.017039 | 0.49935 | 39.6402 | 20124.8653 | 0.54298 | 24845.5128 | 0.1241 | 0.79602 | 0.017039 | 0.81306 | 64.5435 | 20124.8653 | 0.54298 | 25900.7276 | 0.1241 | 0.058645 | 0.72933 | 0.025091 | 0.75443 | 59.8892 | 20124.8653 | 0.54298 | 26001.118 | 0.0042 | 0.50474 | 0.00057666 | 0.50532 | 40.1819 | 20124.8653 | 0.54298 | 24044.0446 | 0.0042 | 0.77034 | 0.00057666 | 0.77092 | 61.266 | 20124.8653 | 0.54298 | 25346.178 | 0.0042 | 0.058645 | 0.71372 | 0.0086286 | 0.72235 | 57.4105
01/09 06:00:00 | 42.98 | 6.1 | 53.94% | 0.95793 | 35504.1377 | 1.0445 | 3.7601 | 3.7181 | 3.3463 | 0.5631 | 1.751 | 0.24042 | 18.6547 | 0.95793 | 35504.1377 | 1.0445 | 4.0735 | 4.028 | 3.4238 | 0.56683 | 1.7227 | 0.23653 | 18.1276 | 19992.5441 | 0.53941 | 24682.1533 | 0.12329 | 0.47914 | 0.016927 | 0.49607 | 40.1362 | 19992.5441 | 0.53941 | 24682.1533 | 0.12329 | 0.79078 | 0.016927 | 0.80771 | 65.3512 | 19992.5441 | 0.53941 | 25730.43 | 0.12329 | 0.05826 | 0.72454 | 0.024926 | 0.74947 | 60.6386 | 19992.5441 | 0.53941 | 25830.1604 | 0.0042 | 0.50142 | 0.00057666 | 0.502 | 40.6839 | 19992.5441 | 0.53941 | 23885.9548 | 0.0042 | 0.76527 | 0.00057666 | 0.76585 | 62.0319 | 19992.5441 | 0.53941 | 25179.5266 | 0.0042 | 0.05826 | 0.70903 | 0.0085757 | 0.7176 | 58.1281
01/09 07:00:00 | 42.98 | 6.1 | 51.27% | 0.95793 | 35504.1377 | 1.0445 | 3.7601 | 3.7181 | 3.3463 | 0.53517 | 1.6642 | 0.22849 | 18.8832 | 0.95793 | 35504.1377 | 1.0445 | 4.0735 | 4.028 | 3.4238 | 0.53517 | 1.6265 | 0.22332 | 18.3509 | 19000.8107 | 0.51266 | 23457.791 | 0.11717 | 0.45537 | 0.016088 | 0.47146 | 40.6077 | 19000.8107 | 0.51266 | 23457.791 | 0.11717 | 0.75156 | 0.016088 | 0.76764 | 66.1188 | 19000.8107 | 0.51266 | 24454.0678 | 0.11717 | 0.05537 | 0.6886 | 0.02369 | 0.71229 | 61.3509 | 19000.8107 | 0.51266 | 24548.8511 | 0.0042 | 0.47655 | 0.00057666 | 0.47713 | 41.1611 | 19000.8107 | 0.51266 | 22701.0881 | 0.0042 | 0.72731 | 0.00057666 | 0.72789 | 62.7598 | 19000.8107 | 0.51266 | 23930.4921 | 0.0042 | 0.05537 | 0.67386 | 0.0081789 | 0.68203 | 58.8101
01/09 08:00:00 | 41.54 | 5.3 | 54% | 0.93592 | 34688.6153 | 1.0315 | 3.7135 | 3.6675 | 3.3008 | 0.57692 | 1.777 | 0.24398 | 19.1272 | 0.93592 | 34688.6153 | 1.0315 | 4.0229 | 3.9732 | 3.3772 | 0.54775 | 1.6489 | 0.2264 | 18.5773 | 20012.6279 | 0.53996 | 24706.9481 | 0.12341 | 0.47962 | 0.016944 | 0.49656 | 41.1043 | 20012.6279 | 0.53996 | 24706.9481 | 0.12341 | 0.79158 | 0.016944 | 0.80852 | 66.9273 | 20012.6279 | 0.53996 | 25756.2779 | 0.12341 | 0.058318 | 0.72527 | 0.024951 | 0.75022 | 62.1011 | 20012.6279 | 0.53996 | 25856.1084 | 0.0042 | 0.50193 | 0.00057666 | 0.5025 | 41.6636 | 20012.6279 | 0.53996 | 23909.9497 | 0.0042 | 0.76604 | 0.00057666 | 0.76662 | 63.5264 | 20012.6279 | 0.53996 | 25204.8211 | 0.0042 | 0.058318 | 0.70974 | 0.0085837 | 0.71832 | 59.5285
01/09 09:00:00 | 43.16 | 6.2 | 53.97% | 0.96069 | 35606.7167 | 1.046 | 3.7658 | 3.7244 | 3.3519 | 0.56181 | 1.7491 | 0.24015 | 19.3673 | 0.96069 | 35606.7167 | 1.046 | 4.0796 | 4.0347 | 3.4295 | 0.56181 | 1.7095 | 0.23472 | 18.8121 | 20004.1555 | 0.53973 | 24696.4883 | 0.12336 | 0.47942 | 0.016937 | 0.49635 | 41.6006 | 20004.1555 | 0.53973 | 24696.4883 | 0.12336 | 0.79124 | 0.016937 | 0.80818 | 67.7355 | 20004.1555 | 0.53973 | 25745.3739 | 0.12336 | 0.058293 | 0.72496 | 0.024941 | 0.7499 | 62.851 | 20004.1555 | 0.53973 | 25845.1621 | 0.0042 | 0.50171 | 0.00057666 | 0.50229 | 42.1659 | 20004.1555 | 0.53973 | 23899.8274 | 0.0042 | 0.76572 | 0.00057666 | 0.7663 | 64.2927 | 20004.1555 | 0.53973 | 25194.1505 | 0.0042 | 0.058293 | 0.70944 | 0.0085803 | 0.71802 | 60.2465
01/09 10:00:00 | 46.94 | 8.3 | 41.81% | 1.0197 | 37793.6649 | 1.0761 | 3.8739 | 3.8522 | 3.4669 | 0.41001 | 1.31 | 0.17986 | 19.5472 | 1.0197 | 37793.6649 | 1.0761 | 4.1967 | 4.1732 | 3.5472 | 0.5293 | 1.6528 | 0.22693 | 19.039 | 15495.8178 | 0.41809 | 19130.6393 | 0.095558 | 0.37137 | 0.01312 | 0.38449 | 41.9851 | 15495.8178 | 0.41809 | 19130.6393 | 0.095558 | 0.61292 | 0.01312 | 0.62604 | 68.3616 | 15495.8178 | 0.41809 | 19943.1375 | 0.095558 | 0.045156 | 0.56158 | 0.01932 | 0.5809 | 63.4319 | 15495.8178 | 0.41809 | 20020.4365 | 0.0042 | 0.38864 | 0.00057666 | 0.38922 | 42.5551 | 15495.8178 | 0.41809 | 18513.5219 | 0.0042 | 0.59315 | 0.00057666 | 0.59373 | 64.8864 | 15495.8178 | 0.41809 | 19516.1434 | 0.0042 | 0.045156 | 0.54955 | 0.0067765 | 0.55633 | 60.8028
01/09 11:00:00 | 48.92 | 9.4 | 20.8% | 1.0513 | 38964.1908 | 1.0894 | 3.9218 | 3.9165 | 3.5248 | 0.19784 | 0.64096 | 0.088004 | 19.6352 | 1.0513 | 38964.1908 | 1.0894 | 4.2486 | 4.2428 | 3.6064 | 0.19784 | 0.62646 | 0.086013 | 19.125 | 7708.652 | 0.20798 | 9516.8543 | 0.047537 | 0.18474 | 0.0065268 | 0.19127 | 42.1764 | 7708.652 | 0.20798 | 9516.8543 | 0.047537 | 0.30491 | 0.0065268 | 0.31143 | 68.673 | 7708.652 | 0.20798 | 9921.0451 | 0.047537 | 0.022463 | 0.27937 | 0.009611 | 0.28898 | 63.7209 | 7708.652 | 0.20798 | 9959.4987 | 0.0042 | 0.19334 | 0.00057666 | 0.19391 | 42.749 | 7708.652 | 0.20798 | 9209.859 | 0.0042 | 0.29507 | 0.00057666 | 0.29565 | 65.182 | 7708.652 | 0.20798 | 9708.6297 | 0.0042 | 0.022463 | 0.27338 | 0.0036609 | 0.27704 | 61.0798
01/09 12:00:00 | 50 | 10 | 16.64% | 1.0687 | 39609.8985 | 1.0959 | 3.9451 | 3.9508 | 3.5557 | 0.15571 | 0.50839 | 0.069802 | 19.705 | 1.0687 | 39609.8985 | 1.0959 | 4.2739 | 4.28 | 3.638 | 0.19461 | 0.62102 | 0.085266 | 19.2103 | 6167.7864 | 0.16641 | 7614.5512 | 0.038035 | 0.14782 | 0.0052222 | 0.15304 | 42.3294 | 6167.7864 | 0.16641 | 7614.5512 | 0.038035 | 0.24396 | 0.0052222 | 0.24918 | 68.9222 | 6167.7864 | 0.16641 | 7937.9491 | 0.038035 | 0.017973 | 0.22352 | 0.0076899 | 0.23121 | 63.9521 | 6167.7864 | 0.16641 | 7968.7163 | 0.0042 | 0.15469 | 0.00057666 | 0.15527 | 42.9043 | 6167.7864 | 0.16641 | 7368.9205 | 0.0042 | 0.23609 | 0.00057666 | 0.23667 | 65.4187 | 6167.7864 | 0.16641 | 7767.993 | 0.0042 | 0.017973 | 0.21874 | 0.0030444 | 0.22178 | 61.3016
01/09 13:00:00 | 50 | 10 | 15.27% | 1.0687 | 39609.8985 | 1.0959 | 3.9451 | 3.9508 | 3.5557 | 0.1429 | 0.46656 | 0.064059 | 19.7691 | 1.0687 | 39609.8985 | 1.0959 | 4.2739 | 4.28 | 3.638 | 0.1429 | 0.456 | 0.062609 | 19.2729 | 5660.3346 | 0.15272 | 6988.0674 | 0.034905 | 0.13565 | 0.0047925 | 0.14045 | 42.4699 | 5660.3346 | 0.15272 | 6988.0674 | 0.034905 | 0.22389 | 0.0047925 | 0.22868 | 69.1509 | 5660.3346 | 0.15272 | 7284.8579 | 0.034905 | 0.016495 | 0.20513 | 0.0070572 | 0.21219 | 64.1643 | 5660.3346 | 0.15272 | 7313.0938 | 0.0042 | 0.14196 | 0.00057666 | 0.14254 | 43.0468 | 5660.3346 | 0.15272 | 6762.6459 | 0.0042 | 0.21667 | 0.00057666 | 0.21724 | 65.6359 | 5660.3346 | 0.15272 | 7128.8849 | 0.0042 | 0.016495 | 0.20074 | 0.0028414 | 0.20358 | 61.5052
01/09 14:00:00 | 51.98 | 11.1 | 4.58% | 1.101 | 40806.9675 | 1.1062 | 3.9825 | 4.0124 | 3.6112 | 0.041602 | 0.13778 | 0.018917 | 19.788 | 1.101 | 40806.9675 | 1.1062 | 4.3143 | 4.3468 | 3.6948 | 0.13871 | 0.449 | 0.061648 | 19.3345 | 1697.6403 | 0.045804 | 2095.8522 | 0.010469 | 0.040685 | 0.0014374 | 0.042123 | 42.512 | 1697.6403 | 0.045804 | 2095.8522 | 0.010469 | 0.067148 | 0.0014374 | 0.068586 | 69.2195 | 1697.6403 | 0.045804 | 2184.8652 | 0.010469 | 0.004947 | 0.061523 | 0.0021166 | 0.06364 | 64.228 | 1697.6403 | 0.045804 | 2193.3337 | 0.0042 | 0.042578 | 0.00057666 | 0.043154 | 43.09 | 1697.6403 | 0.045804 | 2028.244 | 0.0042 | 0.064982 | 0.00057666 | 0.065559 | 65.7015 | 1697.6403 | 0.045804 | 2138.086 | 0.0042 | 0.004947 | 0.060206 | 0.0012559 | 0.061462 | 61.5667
01/09 15:00:00 | 51.98 | 11.1 | 0.9774% | 1.101 | 40806.9675 | 1.1062 | 3.9825 | 4.0124 | 3.6112 | 0.0088773 | 0.029401 | 0.0040367 | 19.792 | 1.101 | 40806.9675 | 1.1062 | 4.3143 | 4.3468 | 3.6948 | 0.0088773 | 0.028736 | 0.0039454 | 19.3385 | 362.255 | 0.0097739 | 447.2285 | 0.0022339 | 0.0086817 | 0.00030672 | 0.0089885 | 42.521 | 362.255 | 0.0097739 | 447.2285 | 0.0022339 | 0.014329 | 0.00030672 | 0.014635 | 69.2341 | 362.255 | 0.0097739 | 466.2227 | 0.0022339 | 0.0010556 | 0.013128 | 0.00045165 | 0.01358 | 64.2415 | 362.255 | 0.0097739 | 468.0298 | 0.0042 | 0.0090855 | 0.00057666 | 0.0096622 | 43.0996 | 362.255 | 0.0097739 | 432.8017 | 0.0042 | 0.013866 | 0.00057666 | 0.014443 | 65.716 | 362.255 | 0.0097739 | 456.2406 | 0.0042 | 0.0010556 | 0.012847 | 0.0007216 | 0.013569 | 61.5802
01/09 16:00:00 | 50 | 10 | 0.4303% | 1.0687 | 39609.8985 | 1.0959 | 3.9451 | 3.9508 | 3.5557 | 0.0040263 | 0.013145 | 0.0018049 | 19.7938 | 1.0687 | 39609.8985 | 1.0959 | 4.2739 | 4.28 | 3.638 | 0.0091456 | 0.029184 | 0.0040069 | 19.3425 | 159.4804 | 0.0043029 | 196.8894 | 0.00098346 | 0.0038221 | 0.00013503 | 0.0039571 | 42.5249 | 159.4804 | 0.0043029 | 196.8894 | 0.00098346 | 0.0063081 | 0.00013503 | 0.0064431 | 69.2405 | 159.4804 | 0.0043029 | 205.2515 | 0.00098346 | 0.00046474 | 0.0057796 | 0.00019884 | 0.0059785 | 64.2475 | 159.4804 | 0.0043029 | 206.047 | 0.0042 | 0.0039999 | 0.00057666 | 0.0045765 | 43.1042 | 159.4804 | 0.0043029 | 190.5381 | 0.0042 | 0.0061046 | 0.00057666 | 0.0066812 | 65.7226 | 159.4804 | 0.0043029 | 200.8569 | 0.0042 | 0.00046474 | 0.0056559 | 0.00064047 | 0.0062964 | 61.5865
01/09 17:00:00 | 48.02 | 8.9 | 4.033% | 1.0369 | 38430.0045 | 1.0836 | 3.9008 | 3.8874 | 3.4987 | 0.038899 | 0.12522 | 0.017193 | 19.811 | 1.0369 | 38430.0045 | 1.0836 | 4.2259 | 4.2114 | 3.5797 | 0.038899 | 0.12239 | 0.016804 | 19.3593 | 1494.8719 | 0.040333 | 1845.5209 | 0.0092184 | 0.035826 | 0.0012657 | 0.037092 | 42.562 | 1494.8719 | 0.040333 | 1845.5209 | 0.0092184 | 0.059128 | 0.0012657 | 0.060394 | 69.3009 | 1494.8719 | 0.040333 | 1923.9021 | 0.0092184 | 0.0043562 | 0.054175 | 0.0018638 | 0.056039 | 64.3035 | 1494.8719 | 0.040333 | 1931.359 | 0.0042 | 0.037492 | 0.00057666 | 0.038069 | 43.1423 | 1494.8719 | 0.040333 | 1785.9879 | 0.0042 | 0.057221 | 0.00057666 | 0.057797 | 65.7804 | 1494.8719 | 0.040333 | 1882.7102 | 0.0042 | 0.0043562 | 0.053015 | 0.0011748 | 0.05419 | 61.6407
01/09 18:00:00 | 44.96 | 7.2 | 15.66% | 0.98858 | 36640.3138 | 1.0611 | 3.8198 | 3.7861 | 3.4075 | 0.15842 | 0.49928 | 0.068551 | 19.8796 | 0.98858 | 36640.3138 | 1.0611 | 4.1381 | 4.1016 | 3.4863 | 0.040799 | 0.12567 | 0.017254 | 19.3765 | 5804.6968 | 0.15661 | 7166.2924 | 0.035796 | 0.13911 | 0.0049147 | 0.14403 | 42.7061 | 5804.6968 | 0.15661 | 7166.2924 | 0.035796 | 0.2296 | 0.0049147 | 0.23451 | 69.5354 | 5804.6968 | 0.15661 | 7470.6523 | 0.035796 | 0.016915 | 0.21036 | 0.0072372 | 0.2176 | 64.5212 | 5804.6968 | 0.15661 | 7499.6083 | 0.0042 | 0.14558 | 0.00057666 | 0.14616 | 43.2884 | 5804.6968 | 0.15661 | 6935.1217 | 0.0042 | 0.22219 | 0.00057666 | 0.22277 | 66.0032 | 5804.6968 | 0.15661 | 7310.7013 | 0.0042 | 0.016915 | 0.20586 | 0.0028991 | 0.20876 | 61.8495
01/09 19:00:00 | 44.96 | 7.2 | 21.36% | 0.98858 | 36640.3138 | 1.0611 | 3.8198 | 3.7861 | 3.4075 | 0.21603 | 0.68081 | 0.093475 | 19.973 | 0.98858 | 36640.3138 | 1.0611 | 4.1381 | 4.1016 | 3.4863 | 0.21603 | 0.66541 | 0.091361 | 19.4679 | 7915.2735 | 0.21356 | 9771.9426 | 0.048811 | 0.1897 | 0.0067017 | 0.1964 | 42.9025 | 7915.2735 | 0.21356 | 9771.9426 | 0.048811 | 0.31308 | 0.0067017 | 0.31978 | 69.8552 | 7915.2735 | 0.21356 | 10186.9672 | 0.048811 | 0.023066 | 0.28685 | 0.0098686 | 0.29672 | 64.8179 | 7915.2735 | 0.21356 | 10226.4516 | 0.0042 | 0.19852 | 0.00057666 | 0.1991 | 43.4875 | 7915.2735 | 0.21356 | 9456.7187 | 0.0042 | 0.30298 | 0.00057666 | 0.30356 | 66.3068 | 7915.2735 | 0.21356 | 9968.8584 | 0.0042 | 0.023066 | 0.28071 | 0.0037436 | 0.28446 | 62.1339
01/09 20:00:00 | 42.98 | 6.1 | 30.91% | 0.95793 | 35504.1377 | 1.0445 | 3.7601 | 3.7181 | 3.3463 | 0.32264 | 1.0033 | 0.13775 | 20.1108 | 0.95793 | 35504.1377 | 1.0445 | 4.0735 | 4.028 | 3.4238 | 0.22294 | 0.67757 | 0.09303 | 19.5609 | 11454.9347 | 0.30906 | 14141.8947 | 0.070639 | 0.27453 | 0.0096987 | 0.28423 | 43.1867 | 11454.9347 | 0.30906 | 14141.8947 | 0.070639 | 0.45309 | 0.0096987 | 0.46279 | 70.318 | 11454.9347 | 0.30906 | 14742.5157 | 0.070639 | 0.03338 | 0.41513 | 0.014282 | 0.42941 | 65.2473 | 11454.9347 | 0.30906 | 14799.6572 | 0.0042 | 0.2873 | 0.00057666 | 0.28787 | 43.7754 | 11454.9347 | 0.30906 | 13685.7045 | 0.0042 | 0.43847 | 0.00057666 | 0.43905 | 66.7458 | 11454.9347 | 0.30906 | 14426.8699 | 0.0042 | 0.03338 | 0.40624 | 0.0051598 | 0.4114 | 62.5453
01/09 21:00:00 | 42.08 | 5.6 | 47.3% | 0.94415 | 34993.3717 | 1.0365 | 3.7313 | 3.6866 | 3.318 | 0.50103 | 1.5487 | 0.21264 | 20.3234 | 0.94415 | 34993.3717 | 1.0365 | 4.0422 | 3.9938 | 3.3948 | 0.50103 | 1.5137 | 0.20783 | 19.7688 | 17532.7206 | 0.47305 | 21645.3341 | 0.10812 | 0.42019 | 0.014845 | 0.43503 | 43.6217 | 17532.7206 | 0.47305 | 21645.3341 | 0.10812 | 0.69349 | 0.014845 | 0.70833 | 71.0263 | 17532.7206 | 0.47305 | 22564.634 | 0.10812 | 0.051091 | 0.63539 | 0.02186 | 0.65725 | 65.9045 | 17532.7206 | 0.47305 | 22652.0938 | 0.0042 | 0.43973 | 0.00057666 | 0.44031 | 44.2157 | 17532.7206 | 0.47305 | 20947.0975 | 0.0042 | 0.67112 | 0.00057666 | 0.67169 | 67.4175 | 17532.7206 | 0.47305 | 22081.5121 | 0.0042 | 0.051091 | 0.62179 | 0.0075915 | 0.62938 | 63.1747
01/09 22:00:00 | 39.92 | 4.4 | 60.9% | 0.91146 | 33782.0112 | 1.0162 | 3.6581 | 3.6095 | 3.2485 | 0.66818 | 2.0365 | 0.27961 | 20.603 | 0.91146 | 33782.0112 | 1.0162 | 3.963 | 3.9103 | 3.3237 | 0.519 | 1.546 | 0.21227 | 19.981 | 22572.6081 | 0.60903 | 27867.4174 | 0.1392 | 0.54097 | 0.019112 | 0.56008 | 44.1818 | 22572.6081 | 0.60903 | 27867.4174 | 0.1392 | 0.89283 | 0.019112 | 0.91195 | 71.9383 | 22572.6081 | 0.60903 | 29050.9757 | 0.1392 | 0.065778 | 0.81804 | 0.028143 | 0.84619 | 66.7507 | 22572.6081 | 0.60903 | 29163.5763 | 0.0042 | 0.56613 | 0.00057666 | 0.56671 | 44.7824 | 22572.6081 | 0.60903 | 26968.4684 | 0.0042 | 0.86403 | 0.00057666 | 0.86461 | 68.2821 | 22572.6081 | 0.60903 | 28428.9774 | 0.0042 | 0.065778 | 0.80053 | 0.009608 | 0.81014 | 63.9849
01/09 23:00:00 | 39.02 | 3.9 | 76.88% | 0.89801 | 33283.3101 | 1.0073 | 3.6262 | 3.5767 | 3.219 | 0.85611 | 2.5943 | 0.3562 | 20.9592 | 0.89801 | 33283.3101 | 1.0073 | 3.9284 | 3.8748 | 3.2936 | 0.85611 | 2.5356 | 0.34814 | 20.3292 | 28494.2352 | 0.76879 | 35178.0681 | 0.17571 | 0.68289 | 0.024126 | 0.70701 | 44.8888 | 28494.2352 | 0.76879 | 35178.0681 | 0.17571 | 1.1271 | 0.024126 | 1.1512 | 73.0895 | 28494.2352 | 0.76879 | 36672.1173 | 0.17571 | 0.083034 | 1.0326 | 0.035526 | 1.0682 | 67.8189 | 28494.2352 | 0.76879 | 36814.2573 | 0.0042 | 0.71465 | 0.00057666 | 0.71523 | 45.4976 | 28494.2352 | 0.76879 | 34043.2917 | 0.0042 | 1.0907 | 0.00057666 | 1.0913 | 69.3734 | 28494.2352 | 0.76879 | 35886.9461 | 0.0042 | 0.083034 | 1.0105 | 0.011977 | 1.0225 | 65.0074
01/09 24:00:00 | 37.04 | 2.8 | 89.53% | 0.86874 | 32198.6587 | 0.987 | 3.5532 | 3.5033 | 3.153 | 1.0306 | 3.0847 | 0.42353 | 21.3828 | 0.86874 | 32198.6587 | 0.987 | 3.8493 | 3.7952 | 3.2259 | 0.88495 | 2.5888 | 0.35544 | 20.6846 | 33184.7529 | 0.89535 | 40968.8307 | 0.20464 | 0.7953 | 0.028097 | 0.8234 | 45.7122 | 33184.7529 | 0.89535 | 40968.8307 | 0.20464 | 1.3126 | 0.028097 | 1.3407 | 74.4302 | 33184.7529 | 0.89535 | 42708.8196 | 0.20464 | 0.096702 | 1.2026 | 0.041374 | 1.244 | 69.0629 | 33184.7529 | 0.89535 | 42874.3577 | 0.0042 | 0.83229 | 0.00057666 | 0.83287 | 46.3305 | 33184.7529 | 0.89535 | 39647.2555 | 0.0042 | 1.2702 | 0.00057666 | 1.2708 | 70.6442 | 33184.7529 | 0.89535 | 41794.3991 | 0.0042 | 0.096702 | 1.1769 | 0.013854 | 1.1907 | 66.1981
01/10 01:00:00 | 37.04 | 2.8 | 94.97% | 0.86874 | 32198.6587 | 0.987 | 3.5532 | 3.5033 | 3.153 | 1.0932 | 3.272 | 0.44924 | 21.832 | 0.86874 | 32198.6587 | 0.987 | 3.8493 | 3.7952 | 3.2259 | 1.0932 | 3.198 | 0.43908 | 21.1237 | 35199.6234 | 0.94971 | 43456.3252 | 0.21706 | 0.84359 | 0.029803 | 0.87339 | 46.5856 | 35199.6234 | 0.94971 | 43456.3252 | 0.21706 | 1.3923 | 0.029803 | 1.4221 | 75.8522 | 35199.6234 | 0.94971 | 45301.9606 | 0.21706 | 0.10257 | 1.2757 | 0.043886 | 1.3195 | 70.3824 | 35199.6234 | 0.94971 | 45477.5496 | 0.0042 | 0.88283 | 0.00057666 | 0.8834 | 47.2139 | 35199.6234 | 0.94971 | 42054.5082 | 0.0042 | 1.3474 | 0.00057666 | 1.3479 | 71.9922 | 35199.6234 | 0.94971 | 44332.0194 | 0.0042 | 0.10257 | 1.2483 | 0.01466 | 1.263 | 67.4611
01/10 02:00:00 | 35.6 | 2 | 94.01% | 0.84775 | 31420.6089 | 0.97169 | 3.4981 | 3.4488 | 3.1039 | 1.109 | 3.2902 | 0.45174 | 22.2838 | 0.84775 | 31420.6089 | 0.97169 | 3.7896 | 3.7362 | 3.1758 | 1.1203 | 3.2485 | 0.44602 | 21.5697 | 34844.4655 | 0.94013 | 43017.8586 | 0.21487 | 0.83508 | 0.029502 | 0.86458 | 47.4502 | 34844.4655 | 0.94013 | 43017.8586 | 0.21487 | 1.3782 | 0.029502 | 1.4077 | 77.26 | 34844.4655 | 0.94013 | 44844.8719 | 0.21487 | 0.10154 | 1.2628 | 0.043444 | 1.3062 | 71.6887 | 34844.4655 | 0.94013 | 45018.6892 | 0.0042 | 0.87392 | 0.00057666 | 0.87449 | 48.0884 | 34844.4655 | 0.94013 | 41630.1858 | 0.0042 | 1.3338 | 0.00057666 | 1.3344 | 73.3265 | 34844.4655 | 0.94013 | 43884.7172 | 0.0042 | 0.10154 | 1.2357 | 0.014518 | 1.2503 | 68.7114
01/10 03:00:00 | 34.52 | 1.4 | 88.75% | 0.83217 | 30843.033 | 0.95993 | 3.4557 | 3.4073 | 3.0666 | 1.0664 | 3.1436 | 0.43162 | 22.7154 | 0.83217 | 30843.033 | 0.95993 | 3.7437 | 3.6912 | 3.1376 | 1.0664 | 3.0725 | 0.42185 | 21.9916 | 32892.0955 | 0.88745 | 40607.5254 | 0.20283 | 0.78829 | 0.027849 | 0.81614 | 48.2663 | 32892.0955 | 0.88745 | 40607.5254 | 0.20283 | 1.301 | 0.027849 | 1.3289 | 78.5888 | 32892.0955 | 0.88745 | 42332.1693 | 0.20283 | 0.09585 | 1.192 | 0.041009 | 1.233 | 72.9217 | 32892.0955 | 0.88745 | 42496.2475 | 0.0042 | 0.82495 | 0.00057666 | 0.82553 | 48.9139 | 32892.0955 | 0.88745 | 39297.6052 | 0.0042 | 1.259 | 0.00057666 | 1.2596 | 74.5861 | 32892.0955 | 0.88745 | 41425.813 | 0.0042 | 0.09585 | 1.1665 | 0.013737 | 1.1802 | 69.8916
01/10 04:00:00 | 32.72 | 0.4 | 93.64% | 0.8065 | 29891.7619 | 0.9399 | 3.3836 | 3.3371 | 3.0034 | 1.161 | 3.3867 | 0.46499 | 23.1804 | 0.8065 | 29891.7619 | 0.9399 | 3.6656 | 3.6152 | 3.0729 | 1.1004 | 3.1372 | 0.43073 | 22.4223 | 34705.1991 | 0.93637 | 42845.9248 | 0.21402 | 0.83174 | 0.029384 | 0.86112 | 49.1274 | 34705.1991 | 0.93637 | 42845.9248 | 0.21402 | 1.3727 | 0.029384 | 1.4021 | 79.9909 | 34705.1991 | 0.93637 | 44665.6358 | 0.21402 | 0.10113 | 1.2577 | 0.04327 | 1.301 | 74.2227 | 34705.1991 | 0.93637 | 44838.7585 | 0.0042 | 0.87042 | 0.00057666 | 0.871 | 49.7849 | 34705.1991 | 0.93637 | 41463.7981 | 0.0042 | 1.3284 | 0.00057666 | 1.329 | 75.9151 | 34705.1991 | 0.93637 | 43709.3187 | 0.0042 | 0.10113 | 1.2308 | 0.014462 | 1.2453 | 71.1369
01/10 05:00:00 | 30.92 | -0.6 | 100% | 0.78122 | 28954.6849 | 0.91942 | 3.3099 | 3.2655 | 2.939 | 1.2801 | 3.6961 | 0.50748 | 23.6878 | 0.78122 | 28954.6849 | 0.91942 | 3.5857 | 3.5376 | 3.007 | 1.2801 | 3.6125 | 0.49599 | 22.9183 | 37063.5069 | 1 | 45757.416 | 0.22856 | 0.88826 | 0.031381 | 0.91964 | 50.0471 | 37063.5069 | 1 | 45757.416 | 0.22856 | 1.466 | 0.031381 | 1.4974 | 81.4883 | 37063.5069 | 1 | 47700.7811 | 0.22856 | 0.10801 | 1.3432 | 0.04621 | 1.3894 | 75.6121 | 37063.5069 | 1 | 47885.6679 | 0.0042 | 0.92957 | 0.00057666 | 0.93015 | 50.7151 | 37063.5069 | 1 | 44281.3703 | 0.0042 | 1.4187 | 0.00057666 | 1.4193 | 77.3344 | 37063.5069 | 1 | 46679.4798 | 0.0042 | 0.10801 | 1.3144 | 0.015406 | 1.3298 | 72.4667
01/10 06:00:00 | 30.02 | -1.1 | 100% | 0.76872 | 28491.4693 | 0.90904 | 3.2726 | 3.2292 | 2.9063 | 1.3009 | 3.7376 | 0.51317 | 24.201 | 0.76872 | 28491.4693 | 0.90904 | 3.5453 | 3.4984 | 2.9736 | 1.3009 | 3.653 | 0.50156 | 23.4198 | 37063.5069 | 1 | 45757.416 | 0.22856 | 0.88826 | 0.031381 | 0.91964 | 50.9667 | 37063.5069 | 1 | 45757.416 | 0.22856 | 1.466 | 0.031381 | 1.4974 | 82.9857 | 37063.5069 | 1 | 47700.7811 | 0.22856 | 0.10801 | 1.3432 | 0.04621 | 1.3894 | 77.0015 | 37063.5069 | 1 | 47885.6679 | 0.0042 | 0.92957 | 0.00057666 | 0.93015 | 51.6452 | 37063.5069 | 1 | 44281.3703 | 0.0042 | 1.4187 | 0.00057666 | 1.4193 | 78.7537 | 37063.5069 | 1 | 46679.4798 | 0.0042 | 0.10801 | 1.3144 | 0.015406 | 1.3298 | 73.7966
01/10 07:00:00 | 30.02 | -1.1 | 100% | 0.76872 | 28491.4693 | 0.90904 | 3.2726 | 3.2292 | 2.9063 | 1.3009 | 3.7376 | 0.51317 | 24.7142 | 0.76872 | 28491.4693 | 0.90904 | 3.5453 | 3.4984 | 2.9736 | 1.3009 | 3.653 | 0.50156 | 23.9214 | 37063.5069 | 1 | 45757.416 | 0.22856 | 0.88826 | 0.031381 | 0.91964 | 51.8864 | 37063.5069 | 1 | 45757.416 | 0.22856 | 1.466 | 0.031381 | 1.4974 | 84.4831 | 37063.5069 | 1 | 47700.7811 | 0.22856 | 0.10801 | 1.3432 | 0.04621 | 1.3894 | 78.3909 | 37063.5069 | 1 | 47885.6679 | 0.0042 | 0.92957 | 0.00057666 | 0.93015 | 52.5754 | 37063.5069 | 1 | 44281.3703 | 0.0042 | 1.4187 | 0.00057666 | 1.4193 | 80.173 | 37063.5069 | 1 | 46679.4798 | 0.0042 | 0.10801 | 1.3144 | 0.015406 | 1.3298 | 75.1264
01/10 08:00:00 | 30.02 | -1.1 | 100% | 0.76872 | 28491.4693 | 0.90904 | 3.2726 | 3.2292 | 2.9063 | 1.3009 | 3.7376 | 0.51317 | 25.2274 | 0.76872 | 28491.4693 | 0.90904 | 3.5453 | 3.4984 | 2.9736 | 1.3009 | 3.653 | 0.50156 | 24.423 | 37063.5069 | 1 | 45757.416 | 0.22856 | 0.88826 | 0.031381 | 0.91964 | 52.806 | 37063.5069 | 1 | 45757.416 | 0.22856 | 1.466 | 0.031381 | 1.4974 | 85.9805 | 37063.5069 | 1 | 47700.7811 | 0.22856 | 0.10801 | 1.3432 | 0.04621 | 1.3894 | 79.7803 | 37063.5069 | 1 | 47885.6679 | 0.0042 | 0.92957 | 0.00057666 | 0.93015 | 53.5055 | 37063.5069 | 1 | 44281.3703 | 0.0042 | 1.4187 | 0.00057666 | 1.4193 | 81.5923 | 37063.5069 | 1 | 46679.4798 | 0.0042 | 0.10801 | 1.3144 | 0.015406 | 1.3298 | 76.4563
01/10 09:00:00 | 33.08 | 0.6 | 98.01% | 0.8116 | 30080.8806 | 0.94394 | 3.3982 | 3.3512 | 3.0161 | 1.2076 | 3.5299 | 0.48465 | 25.712 | 0.8116 | 30080.8806 | 0.94394 | 3.6814 | 3.6305 | 3.0859 | 1.2076 | 3.45 | 0.47369 | 24.8967 | 36325.954 | 0.9801 | 44846.8568 | 0.22401 | 0.87058 | 0.030757 | 0.90134 | 53.7073 | 36325.954 | 0.9801 | 44846.8568 | 0.22401 | 1.4368 | 0.030757 | 1.4676 | 87.4481 | 36325.954 | 0.9801 | 46751.5496 | 0.22401 | 0.10586 | 1.3165 | 0.045291 | 1.3618 | 81.1421 | 36325.954 | 0.9801 | 46932.7572 | 0.0042 | 0.91107 | 0.00057666 | 0.91165 | 54.4172 | 36325.954 | 0.9801 | 43400.184 | 0.0042 | 1.3905 | 0.00057666 | 1.3911 | 82.9834 | 36325.954 | 0.9801 | 45750.5718 | 0.0042 | 0.10586 | 1.2883 | 0.015111 | 1.3034 | 77.7597
01/10 10:00:00 | 33.62 | 0.9 | 75.64% | 0.81929 | 30365.6232 | 0.94998 | 3.4199 | 3.3724 | 3.0351 | 0.92325 | 2.7072 | 0.3717 | 26.0837 | 0.81929 | 30365.6232 | 0.94998 | 3.7049 | 3.6534 | 3.1054 | 1.1963 | 3.4284 | 0.47072 | 25.3674 | 28035.0445 | 0.75641 | 34611.1661 | 0.17288 | 0.67188 | 0.023737 | 0.69562 | 54.4029 | 28035.0445 | 0.75641 | 34611.1661 | 0.17288 | 1.1089 | 0.023737 | 1.1326 | 88.5807 | 28035.0445 | 0.75641 | 36081.1384 | 0.17288 | 0.081696 | 1.016 | 0.034954 | 1.051 | 82.1931 | 28035.0445 | 0.75641 | 36220.9878 | 0.0042 | 0.70313 | 0.00057666 | 0.70371 | 55.1209 | 28035.0445 | 0.75641 | 33494.6769 | 0.0042 | 1.0731 | 0.00057666 | 1.0737 | 84.0571 | 28035.0445 | 0.75641 | 35308.6203 | 0.0042 | 0.081696 | 0.99425 | 0.011794 | 1.006 | 78.7657
01/10 11:00:00 | 35.24 | 1.8 | 58.12% | 0.84254 | 31227.5158 | 0.96779 | 3.484 | 3.435 | 3.0915 | 0.68985 | 2.0423 | 0.2804 | 26.3641 | 0.84254 | 31227.5158 | 0.96779 | 3.7744 | 3.7213 | 3.1631 | 0.68985 | 1.9961 | 0.27406 | 25.6414 | 21542.4315 | 0.58123 | 26595.5945 | 0.13284 | 0.51628 | 0.01824 | 0.53452 | 54.9375 | 21542.4315 | 0.58123 | 26595.5945 | 0.13284 | 0.85209 | 0.01824 | 0.87033 | 89.451 | 21542.4315 | 0.58123 | 27725.1371 | 0.13284 | 0.062776 | 0.78071 | 0.026859 | 0.80757 | 83.0006 | 21542.4315 | 0.58123 | 27832.5988 | 0.0042 | 0.5403 | 0.00057666 | 0.54087 | 55.6618 | 21542.4315 | 0.58123 | 25737.6721 | 0.0042 | 0.8246 | 0.00057666 | 0.82518 | 84.8823 | 21542.4315 | 0.58123 | 27131.5258 | 0.0042 | 0.062776 | 0.76399 | 0.0091958 | 0.77319 | 79.5389
01/10 12:00:00 | 38.3 | 3.5 | 46.08% | 0.88731 | 32886.9043 | 1 | 3.6001 | 3.5502 | 3.1952 | 0.51927 | 1.5664 | 0.21507 | 26.5792 | 0.88731 | 32886.9043 | 1 | 3.9001 | 3.8461 | 3.2692 | 0.65505 | 1.9313 | 0.26517 | 25.9066 | 17077.301 | 0.46076 | 21083.0876 | 0.10531 | 0.40927 | 0.014459 | 0.42373 | 55.3612 | 17077.301 | 0.46076 | 21083.0876 | 0.10531 | 0.67547 | 0.014459 | 0.68993 | 90.141 | 17077.301 | 0.46076 | 21978.5083 | 0.10531 | 0.049764 | 0.61889 | 0.021292 | 0.64018 | 83.6408 | 17077.301 | 0.46076 | 22063.6964 | 0.0042 | 0.42831 | 0.00057666 | 0.42888 | 56.0907 | 17077.301 | 0.46076 | 20402.988 | 0.0042 | 0.65368 | 0.00057666 | 0.65426 | 85.5365 | 17077.301 | 0.46076 | 21507.9358 | 0.0042 | 0.049764 | 0.60564 | 0.0074093 | 0.61305 | 80.1519
01/10 13:00:00 | 39.92 | 4.4 | 37.08% | 0.91146 | 33782.0112 | 1.0162 | 3.6581 | 3.6095 | 3.2485 | 0.40684 | 1.24 | 0.17025 | 26.7494 | 0.91146 | 33782.0112 | 1.0162 | 3.963 | 3.9103 | 3.3237 | 0.40684 | 1.2119 | 0.1664 | 26.073 | 13743.9694 | 0.37082 | 16967.8635 | 0.084754 | 0.32939 | 0.011637 | 0.34102 | 55.7022 | 13743.9694 | 0.37082 | 16967.8635 | 0.084754 | 0.54363 | 0.011637 | 0.55526 | 90.6962 | 13743.9694 | 0.37082 | 17688.5064 | 0.084754 | 0.040051 | 0.49809 | 0.017136 | 0.51522 | 84.156 | 13743.9694 | 0.37082 | 17757.0665 | 0.0042 | 0.34471 | 0.00057666 | 0.34528 | 56.4359 | 13743.9694 | 0.37082 | 16420.5131 | 0.0042 | 0.52609 | 0.00057666 | 0.52667 | 86.0632 | 13743.9694 | 0.37082 | 17309.7852 | 0.0042 | 0.040051 | 0.48742 | 0.0060756 | 0.4935 | 80.6454
01/10 14:00:00 | 41.36 | 5.2 | 25.6% | 0.93319 | 34587.3138 | 1.0299 | 3.7075 | 3.6612 | 3.295 | 0.2743 | 0.84385 | 0.11586 | 26.8653 | 0.93319 | 34587.3138 | 1.0299 | 4.0164 | 3.9663 | 3.3713 | 0.39737 | 1.1948 | 0.16405 | 26.2371 | 9487.1275 | 0.25597 | 11712.5031 | 0.058504 | 0.22737 | 0.0080326 | 0.2354 | 55.9376 | 9487.1275 | 0.25597 | 11712.5031 | 0.058504 | 0.37525 | 0.0080326 | 0.38329 | 91.0795 | 9487.1275 | 0.25597 | 12209.9453 | 0.058504 | 0.027646 | 0.34382 | 0.011828 | 0.35565 | 84.5117 | 9487.1275 | 0.25597 | 12257.2707 | 0.0042 | 0.23794 | 0.00057666 | 0.23852 | 56.6745 | 9487.1275 | 0.25597 | 11334.6804 | 0.0042 | 0.36315 | 0.00057666 | 0.36372 | 86.4269 | 9487.1275 | 0.25597 | 11948.5233 | 0.0042 | 0.027646 | 0.33646 | 0.0043725 | 0.34083 | 80.9863
01/10 15:00:00 | 44.96 | 7.2 | 14.84% | 0.98858 | 36640.3138 | 1.0611 | 3.8198 | 3.7861 | 3.4075 | 0.15007 | 0.47294 | 0.064934 | 26.9302 | 0.98858 | 36640.3138 | 1.0611 | 4.1381 | 4.1016 | 3.4863 | 0.15007 | 0.46224 | 0.063465 | 26.3005 | 5498.4674 | 0.14835 | 6788.2314 | 0.033907 | 0.13178 | 0.0046555 | 0.13643 | 56.0741 | 5498.4674 | 0.14835 | 6788.2314 | 0.033907 | 0.21749 | 0.0046555 | 0.22214 | 91.3017 | 5498.4674 | 0.14835 | 7076.5347 | 0.033907 | 0.016023 | 0.19927 | 0.0068554 | 0.20612 | 84.7178 | 5498.4674 | 0.14835 | 7103.9631 | 0.0042 | 0.1379 | 0.00057666 | 0.13848 | 56.8129 | 5498.4674 | 0.14835 | 6569.2562 | 0.0042 | 0.21047 | 0.00057666 | 0.21105 | 86.638 | 5498.4674 | 0.14835 | 6925.022 | 0.0042 | 0.016023 | 0.195 | 0.0027766 | 0.19778 | 81.184
01/10 16:00:00 | 44.06 | 6.7 | 13.82% | 0.97459 | 36121.741 | 1.0537 | 3.7934 | 3.7554 | 3.3799 | 0.14184 | 0.44429 | 0.061 | 26.9912 | 0.97459 | 36121.741 | 1.0537 | 4.1095 | 4.0684 | 3.4581 | 0.15222 | 0.46601 | 0.063983 | 26.3645 | 5123.5472 | 0.13824 | 6325.3669 | 0.031595 | 0.12279 | 0.004338 | 0.12713 | 56.2012 | 5123.5472 | 0.13824 | 6325.3669 | 0.031595 | 0.20266 | 0.004338 | 0.20699 | 91.5087 | 5123.5472 | 0.13824 | 6594.0118 | 0.031595 | 0.01493 | 0.18568 | 0.006388 | 0.19207 | 84.9099 | 5123.5472 | 0.13824 | 6619.57 | 0.0042 | 0.1285 | 0.00057666 | 0.12908 | 56.942 | 5123.5472 | 0.13824 | 6121.3228 | 0.0042 | 0.19612 | 0.00057666 | 0.1967 | 86.8347 | 5123.5472 | 0.13824 | 6452.8302 | 0.0042 | 0.01493 | 0.1817 | 0.0026266 | 0.18433 | 81.3684
01/10 17:00:00 | 42.08 | 5.6 | 22.8% | 0.94415 | 34993.3717 | 1.0365 | 3.7313 | 3.6866 | 3.318 | 0.24144 | 0.74631 | 0.10247 | 27.0937 | 0.94415 | 34993.3717 | 1.0365 | 4.0422 | 3.9938 | 3.3948 | 0.24144 | 0.72943 | 0.10015 | 26.4647 | 8448.9184 | 0.22796 | 10430.7634 | 0.052102 | 0.20249 | 0.0071536 | 0.20964 | 56.4108 | 8448.9184 | 0.22796 | 10430.7634 | 0.052102 | 0.33419 | 0.0071536 | 0.34134 | 91.85 | 8448.9184 | 0.22796 | 10873.7688 | 0.052102 | 0.024621 | 0.30619 | 0.010534 | 0.31673 | 85.2266 | 8448.9184 | 0.22796 | 10915.9152 | 0.0042 | 0.2119 | 0.00057666 | 0.21248 | 57.1545 | 8448.9184 | 0.22796 | 10094.2872 | 0.0042 | 0.32341 | 0.00057666 | 0.32398 | 87.1586 | 8448.9184 | 0.22796 | 10640.9552 | 0.0042 | 0.024621 | 0.29964 | 0.0039571 | 0.30359 | 81.672
01/10 18:00:00 | 37.94 | 3.3 | 30.06% | 0.88199 | 32689.553 | 0.99634 | 3.5868 | 3.5369 | 3.1832 | 0.34081 | 1.0258 | 0.14084 | 27.2345 | 0.88199 | 32689.553 | 0.99634 | 3.8857 | 3.8316 | 3.2569 | 0.25846 | 0.76031 | 0.10439 | 26.569 | 11140.9799 | 0.30059 | 13754.2962 | 0.068703 | 0.267 | 0.0094329 | 0.27644 | 56.6873 | 11140.9799 | 0.30059 | 13754.2962 | 0.068703 | 0.44067 | 0.0094329 | 0.4501 | 92.3001 | 11140.9799 | 0.30059 | 14338.4555 | 0.068703 | 0.032466 | 0.40375 | 0.01389 | 0.41764 | 85.6442 | 11140.9799 | 0.30059 | 14394.0309 | 0.0042 | 0.27942 | 0.00057666 | 0.28 | 57.4345 | 11140.9799 | 0.30059 | 13310.6092 | 0.0042 | 0.42645 | 0.00057666 | 0.42703 | 87.5857 | 11140.9799 | 0.30059 | 14031.4608 | 0.0042 | 0.032466 | 0.39511 | 0.0050342 | 0.40014 | 82.0721
01/10 19:00:00 | 37.94 | 3.3 | 34.3% | 0.88199 | 32689.553 | 0.99634 | 3.5868 | 3.5369 | 3.1832 | 0.38895 | 1.1707 | 0.16073 | 27.3953 | 0.88199 | 32689.553 | 0.99634 | 3.8857 | 3.8316 | 3.2569 | 0.38895 | 1.1442 | 0.1571 | 26.7261 | 12714.6233 | 0.34305 | 15697.0659 | 0.078407 | 0.30472 | 0.010765 | 0.31548 | 57.0027 | 12714.6233 | 0.34305 | 15697.0659 | 0.078407 | 0.50291 | 0.010765 | 0.51368 | 92.8138 | 12714.6233 | 0.34305 | 16363.7366 | 0.078407 | 0.037051 | 0.46078 | 0.015852 | 0.47664 | 86.1209 | 12714.6233 | 0.34305 | 16427.1619 | 0.0042 | 0.31889 | 0.00057666 | 0.31947 | 57.754 | 12714.6233 | 0.34305 | 15190.7089 | 0.0042 | 0.48669 | 0.00057666 | 0.48727 | 88.0729 | 12714.6233 | 0.34305 | 16013.3795 | 0.0042 | 0.037051 | 0.45092 | 0.0056638 | 0.45658 | 82.5287
01/10 20:00:00 | 37.94 | 3.3 | 44.08% | 0.88199 | 32689.553 | 0.99634 | 3.5868 | 3.5369 | 3.1832 | 0.49983 | 1.5044 | 0.20655 | 27.6018 | 0.88199 | 32689.553 | 0.99634 | 3.8857 | 3.8316 | 3.2569 | 0.38895 | 1.1442 | 0.1571 | 26.8832 | 16339.3803 | 0.44085 | 20172.0744 | 0.10076 | 0.39159 | 0.013834 | 0.40542 | 57.4082 | 16339.3803 | 0.44085 | 20172.0744 | 0.10076 | 0.64629 | 0.013834 | 0.66012 | 93.4739 | 16339.3803 | 0.44085 | 21028.8034 | 0.10076 | 0.047614 | 0.59215 | 0.020372 | 0.61252 | 86.7334 | 16339.3803 | 0.44085 | 21110.3104 | 0.0042 | 0.4098 | 0.00057666 | 0.41038 | 58.1643 | 16339.3803 | 0.44085 | 19521.3623 | 0.0042 | 0.62544 | 0.00057666 | 0.62602 | 88.699 | 16339.3803 | 0.44085 | 20578.5646 | 0.0042 | 0.047614 | 0.57947 | 0.0071141 | 0.58658 | 83.1153
01/10 21:00:00 | 37.22 | 2.9 | 48.99% | 0.87138 | 32296.5537 | 0.98888 | 3.56 | 3.51 | 3.159 | 0.56217 | 1.6845 | 0.23128 | 27.8331 | 0.87138 | 32296.5537 | 0.98888 | 3.8566 | 3.8025 | 3.2322 | 0.56217 | 1.6463 | 0.22604 | 27.1093 | 18156.0576 | 0.48986 | 22414.8859 | 0.11196 | 0.43513 | 0.015372 | 0.4505 | 57.8587 | 18156.0576 | 0.48986 | 22414.8859 | 0.11196 | 0.71814 | 0.015372 | 0.73352 | 94.2074 | 18156.0576 | 0.48986 | 23366.8695 | 0.11196 | 0.052908 | 0.65798 | 0.022637 | 0.68062 | 87.414 | 18156.0576 | 0.48986 | 23457.4388 | 0.0042 | 0.45536 | 0.00057666 | 0.45594 | 58.6203 | 18156.0576 | 0.48986 | 21691.8251 | 0.0042 | 0.69498 | 0.00057666 | 0.69555 | 89.3945 | 18156.0576 | 0.48986 | 22866.5713 | 0.0042 | 0.052908 | 0.6439 | 0.0078409 | 0.65174 | 83.767
01/10 22:00:00 | 34.52 | 1.4 | 59.43% | 0.83217 | 30843.033 | 0.95993 | 3.4557 | 3.4073 | 3.0666 | 0.71421 | 2.1053 | 0.28906 | 28.1222 | 0.83217 | 30843.033 | 0.95993 | 3.7437 | 3.6912 | 3.1376 | 0.58866 | 1.696 | 0.23286 | 27.3421 | 22028.4422 | 0.59434 | 27195.6077 | 0.13584 | 0.52793 | 0.018651 | 0.54658 | 58.4052 | 22028.4422 | 0.59434 | 27195.6077 | 0.13584 | 0.87131 | 0.018651 | 0.88996 | 95.0974 | 22028.4422 | 0.59434 | 28350.6335 | 0.13584 | 0.064192 | 0.79832 | 0.027465 | 0.82579 | 88.2398 | 22028.4422 | 0.59434 | 28460.5196 | 0.0042 | 0.55249 | 0.00057666 | 0.55306 | 59.1733 | 22028.4422 | 0.59434 | 26318.33 | 0.0042 | 0.8432 | 0.00057666 | 0.84378 | 90.2383 | 22028.4422 | 0.59434 | 27743.63 | 0.0042 | 0.064192 | 0.78123 | 0.0093903 | 0.79062 | 84.5576
01/10 23:00:00 | 33.98 | 1.1 | 75.58% | 0.82443 | 30556.1613 | 0.95397 | 3.4343 | 3.3864 | 3.0477 | 0.91675 | 2.6938 | 0.36986 | 28.492 | 0.82443 | 30556.1613 | 0.95397 | 3.7205 | 3.6686 | 3.1183 | 0.91675 | 2.6328 | 0.36149 | 27.7036 | 28012.2497 | 0.75579 | 34583.0243 | 0.17274 | 0.67134 | 0.023718 | 0.69505 | 59.1003 | 28012.2497 | 0.75579 | 34583.0243 | 0.17274 | 1.108 | 0.023718 | 1.1317 | 96.2291 | 28012.2497 | 0.75579 | 36051.8014 | 0.17274 | 0.081629 | 1.0152 | 0.034925 | 1.0501 | 89.2899 | 28012.2497 | 0.75579 | 36191.5371 | 0.0042 | 0.70256 | 0.00057666 | 0.70314 | 59.8765 | 28012.2497 | 0.75579 | 33467.4429 | 0.0042 | 1.0723 | 0.00057666 | 1.0728 | 91.3111 | 28012.2497 | 0.75579 | 35279.9115 | 0.0042 | 0.081629 | 0.99344 | 0.011784 | 1.0052 | 85.5629
01/10 24:00:00 | 32.54 | 0.3 | 83.45% | 0.80396 | 29797.4155 | 0.93787 | 3.3763 | 3.33 | 2.997 | 1.038 | 3.0247 | 0.4153 | 28.9073 | 0.80396 | 29797.4155 | 0.93787 | 3.6577 | 3.6075 | 3.0663 | 0.94009 | 2.6774 | 0.36761 | 28.0712 | 30930.0158 | 0.83451 | 38185.2047 | 0.19074 | 0.74126 | 0.026188 | 0.76745 | 59.8677 | 30930.0158 | 0.83451 | 38185.2047 | 0.19074 | 1.2234 | 0.026188 | 1.2496 | 97.4787 | 30930.0158 | 0.83451 | 39806.9702 | 0.19074 | 0.090132 | 1.1209 | 0.038563 | 1.1595 | 90.4494 | 30930.0158 | 0.83451 | 39961.2608 | 0.0042 | 0.77574 | 0.00057666 | 0.77632 | 60.6528 | 30930.0158 | 0.83451 | 36953.4239 | 0.0042 | 1.1839 | 0.00057666 | 1.1845 | 92.4956 | 30930.0158 | 0.83451 | 38954.6799 | 0.0042 | 0.090132 | 1.0969 | 0.012952 | 1.1099 | 86.6727
01/11 01:00:00 | 33.08 | 0.6 | 87.09% | 0.8116 | 30080.8806 | 0.94394 | 3.3982 | 3.3512 | 3.0161 | 1.073 | 3.1366 | 0.43065 | 29.338 | 0.8116 | 30080.8806 | 0.94394 | 3.6814 | 3.6305 | 3.0859 | 1.073 | 3.0656 | 0.42091 | 28.4921 | 32278.224 | 0.87089 | 39849.6592 | 0.19905 | 0.77357 | 0.027329 | 0.8009 | 60.6686 | 32278.224 | 0.87089 | 39849.6592 | 0.19905 | 1.2767 | 0.027329 | 1.3041 | 98.7827 | 32278.224 | 0.87089 | 41542.1158 | 0.19905 | 0.094061 | 1.1698 | 0.040244 | 1.21 | 91.6594 | 32278.224 | 0.87089 | 41703.1318 | 0.0042 | 0.80956 | 0.00057666 | 0.81013 | 61.4629 | 32278.224 | 0.87089 | 38564.1864 | 0.0042 | 1.2355 | 0.00057666 | 1.2361 | 93.7318 | 32278.224 | 0.87089 | 40652.675 | 0.0042 | 0.094061 | 1.1447 | 0.013491 | 1.1582 | 87.831
01/11 02:00:00 | 32 | 0 | 90.25% | 0.79634 | 29515.2278 | 0.93175 | 3.3543 | 3.3086 | 2.9777 | 1.1332 | 3.2921 | 0.45201 | 29.79 | 0.79634 | 29515.2278 | 0.93175 | 3.6338 | 3.5843 | 3.0467 | 1.0936 | 3.1051 | 0.42633 | 28.9185 | 33447.9935 | 0.90245 | 41293.8191 | 0.20626 | 0.80161 | 0.02832 | 0.82993 | 61.4986 | 33447.9935 | 0.90245 | 41293.8191 | 0.20626 | 1.323 | 0.02832 | 1.3513 | 100.1341 | 33447.9935 | 0.90245 | 43047.6107 | 0.20626 | 0.09747 | 1.2122 | 0.041702 | 1.2539 | 92.9133 | 33447.9935 | 0.90245 | 43214.4619 | 0.0042 | 0.83889 | 0.00057666 | 0.83947 | 62.3024 | 33447.9935 | 0.90245 | 39961.7604 | 0.0042 | 1.2803 | 0.00057666 | 1.2809 | 95.0126 | 33447.9935 | 0.90245 | 42125.9364 | 0.0042 | 0.09747 | 1.1862 | 0.013959 | 1.2002 | 89.0311
01/11 03:00:00 | 28.04 | -2.2 | 90.75% | 0.74156 | 27484.8856 | 0.886 | 3.1896 | 3.1484 | 2.8336 | 1.2238 | 3.4791 | 0.47768 | 30.2677 | 0.74156 | 27484.8856 | 0.886 | 3.4554 | 3.4108 | 2.8992 | 1.2238 | 3.4004 | 0.46688 | 29.3853 | 33636.5009 | 0.90754 | 41526.5443 | 0.20743 | 0.80613 | 0.028479 | 0.83461 | 62.3332 | 33636.5009 | 0.90754 | 41526.5443 | 0.20743 | 1.3305 | 0.028479 | 1.3589 | 101.493 | 33636.5009 | 0.90754 | 43290.2199 | 0.20743 | 0.098019 | 1.219 | 0.041937 | 1.2609 | 94.1742 | 33636.5009 | 0.90754 | 43458.0115 | 0.0042 | 0.84362 | 0.00057666 | 0.8442 | 63.1466 | 33636.5009 | 0.90754 | 40186.9784 | 0.0042 | 1.2875 | 0.00057666 | 1.2881 | 96.3008 | 33636.5009 | 0.90754 | 42363.3512 | 0.0042 | 0.098019 | 1.1929 | 0.014035 | 1.2069 | 90.2381
01/11 04:00:00 | 28.94 | -1.7 | 93.17% | 0.75385 | 27940.2945 | 0.89651 | 3.2274 | 3.1853 | 2.8668 | 1.2359 | 3.5302 | 0.4847 | 30.7523 | 0.75385 | 27940.2945 | 0.89651 | 3.4964 | 3.4508 | 2.9332 | 1.2039 | 3.361 | 0.46146 | 29.8468 | 34530.649 | 0.93166 | 42630.4308 | 0.21294 | 0.82756 | 0.029237 | 0.85679 | 63.19 | 34530.649 | 0.93166 | 42630.4308 | 0.21294 | 1.3658 | 0.029237 | 1.3951 | 102.8881 | 34530.649 | 0.93166 | 44440.9897 | 0.21294 | 0.10062 | 1.2514 | 0.043052 | 1.2945 | 95.4687 | 34530.649 | 0.93166 | 44613.2416 | 0.0042 | 0.86605 | 0.00057666 | 0.86662 | 64.0132 | 34530.649 | 0.93166 | 41255.2557 | 0.0042 | 1.3218 | 0.00057666 | 1.3223 | 97.6231 | 34530.649 | 0.93166 | 43489.4823 | 0.0042 | 0.10062 | 1.2246 | 0.014392 | 1.239 | 91.4771
01/11 05:00:00 | 26.96 | -2.8 | 99.17% | 0.72694 | 26943.079 | 0.87333 | 3.144 | 3.1037 | 2.7933 | 1.3642 | 3.8566 | 0.52952 | 31.2819 | 0.72694 | 26943.079 | 0.87333 | 3.406 | 3.3624 | 2.858 | 1.3642 | 3.7694 | 0.51754 | 30.3643 | 36757.0366 | 0.99173 | 45379.0576 | 0.22667 | 0.88091 | 0.031122 | 0.91203 | 64.102 | 36757.0366 | 0.99173 | 45379.0576 | 0.22667 | 1.4539 | 0.031122 | 1.485 | 104.3731 | 36757.0366 | 0.99173 | 47306.3535 | 0.22667 | 0.10711 | 1.3321 | 0.045828 | 1.3779 | 96.8466 | 36757.0366 | 0.99173 | 47489.7114 | 0.0042 | 0.92189 | 0.00057666 | 0.92246 | 64.9357 | 36757.0366 | 0.99173 | 43915.217 | 0.0042 | 1.407 | 0.00057666 | 1.4076 | 99.0307 | 36757.0366 | 0.99173 | 46293.497 | 0.0042 | 0.10711 | 1.3036 | 0.015283 | 1.3189 | 92.7959
01/11 06:00:00 | 26.96 | -2.8 | 98.48% | 0.72694 | 26943.079 | 0.87333 | 3.144 | 3.1037 | 2.7933 | 1.3547 | 3.8295 | 0.5258 | 31.8077 | 0.72694 | 26943.079 | 0.87333 | 3.406 | 3.3624 | 2.858 | 1.3642 | 3.7694 | 0.51754 | 30.8819 | 36498.8958 | 0.98477 | 45060.3652 | 0.22508 | 0.87473 | 0.030903 | 0.90563 | 65.0076 | 36498.8958 | 0.98477 | 45060.3652 | 0.22508 | 1.4437 | 0.030903 | 1.4746 | 105.8476 | 36498.8958 | 0.98477 | 46974.1259 | 0.22508 | 0.10636 | 1.3227 | 0.045506 | 1.3682 | 98.2148 | 36498.8958 | 0.98477 | 47156.1962 | 0.0042 | 0.91541 | 0.00057666 | 0.91599 | 65.8517 | 36498.8958 | 0.98477 | 43606.8051 | 0.0042 | 1.3971 | 0.00057666 | 1.3977 | 100.4283 | 36498.8958 | 0.98477 | 45968.3827 | 0.0042 | 0.10636 | 1.2944 | 0.01518 | 1.3096 | 94.1055
01/11 07:00:00 | 26.96 | -2.8 | 95.42% | 0.72694 | 26943.079 | 0.87333 | 3.144 | 3.1037 | 2.7933 | 1.3127 | 3.7108 | 0.5095 | 32.3172 | 0.72694 | 26943.079 | 0.87333 | 3.406 | 3.3624 | 2.858 | 1.3127 | 3.6269 | 0.49797 | 31.3799 | 35367.3044 | 0.95424 | 43663.3388 | 0.2181 | 0.84761 | 0.029945 | 0.87755 | 65.8852 | 35367.3044 | 0.95424 | 43663.3388 | 0.2181 | 1.3989 | 0.029945 | 1.4289 | 107.2765 | 35367.3044 | 0.95424 | 45517.7663 | 0.2181 | 0.10306 | 1.2817 | 0.044095 | 1.3258 | 99.5407 | 35367.3044 | 0.95424 | 45694.1918 | 0.0042 | 0.88703 | 0.00057666 | 0.88761 | 66.7393 | 35367.3044 | 0.95424 | 42254.844 | 0.0042 | 1.3538 | 0.00057666 | 1.3544 | 101.7827 | 35367.3044 | 0.95424 | 44543.2046 | 0.0042 | 0.10306 | 1.2543 | 0.014727 | 1.269 | 95.3745
01/11 08:00:00 | 30.02 | -1.1 | 95.3% | 0.76872 | 28491.4693 | 0.90904 | 3.2726 | 3.2292 | 2.9063 | 1.2397 | 3.5618 | 0.48903 | 32.8062 | 0.76872 | 28491.4693 | 0.90904 | 3.5453 | 3.4984 | 2.9736 | 1.2413 | 3.4859 | 0.47861 | 31.8585 | 35319.8344 | 0.95295 | 43604.7338 | 0.21781 | 0.84647 | 0.029905 | 0.87637 | 66.7616 | 35319.8344 | 0.95295 | 43604.7338 | 0.21781 | 1.397 | 0.029905 | 1.4269 | 108.7034 | 35319.8344 | 0.95295 | 45456.6723 | 0.21781 | 0.10292 | 1.28 | 0.044036 | 1.324 | 100.8647 | 35319.8344 | 0.95295 | 45632.861 | 0.0042 | 0.88584 | 0.00057666 | 0.88642 | 67.6257 | 35319.8344 | 0.95295 | 42198.1295 | 0.0042 | 1.352 | 0.00057666 | 1.3525 | 103.1353 | 35319.8344 | 0.95295 | 44483.4186 | 0.0042 | 0.10292 | 1.2526 | 0.014708 | 1.2673 | 96.6418
01/11 09:00:00 | 33.98 | 1.1 | 73.16% | 0.82443 | 30556.1613 | 0.95397 | 3.4343 | 3.3864 | 3.0477 | 0.88743 | 2.6076 | 0.35803 | 33.1642 | 0.82443 | 30556.1613 | 0.95397 | 3.7205 | 3.6686 | 3.1183 | 0.88743 | 2.5486 | 0.34993 | 32.2084 | 27116.5863 | 0.73162 | 33477.267 | 0.16722 | 0.64987 | 0.022959 | 0.67283 | 67.4344 | 27116.5863 | 0.73162 | 33477.267 | 0.16722 | 1.0726 | 0.022959 | 1.0955 | 109.799 | 27116.5863 | 0.73162 | 34899.0815 | 0.16722 | 0.079019 | 0.98272 | 0.033809 | 1.0165 | 101.8812 | 27116.5863 | 0.73162 | 35034.3492 | 0.0042 | 0.6801 | 0.00057666 | 0.68068 | 68.3064 | 27116.5863 | 0.73162 | 32397.3552 | 0.0042 | 1.038 | 0.00057666 | 1.0385 | 104.1738 | 27116.5863 | 0.73162 | 34151.8719 | 0.0042 | 0.079019 | 0.96168 | 0.011426 | 0.9731 | 97.6149
01/11 10:00:00 | 37.94 | 3.3 | 46.93% | 0.88199 | 32689.553 | 0.99634 | 3.5868 | 3.5369 | 3.1832 | 0.53205 | 1.6014 | 0.21987 | 33.3841 | 0.88199 | 32689.553 | 0.99634 | 3.8857 | 3.8316 | 3.2569 | 0.82952 | 2.4402 | 0.33504 | 32.5434 | 17392.4493 | 0.46926 | 21472.1597 | 0.10725 | 0.41682 | 0.014726 | 0.43155 | 67.866 | 17392.4493 | 0.46926 | 21472.1597 | 0.10725 | 0.68794 | 0.014726 | 0.70267 | 110.5016 | 17392.4493 | 0.46926 | 22384.1047 | 0.10725 | 0.050683 | 0.63031 | 0.021685 | 0.652 | 102.5332 | 17392.4493 | 0.46926 | 22470.8648 | 0.0042 | 0.43621 | 0.00057666 | 0.43679 | 68.7432 | 17392.4493 | 0.46926 | 20779.5093 | 0.0042 | 0.66575 | 0.00057666 | 0.66632 | 104.8401 | 17392.4493 | 0.46926 | 21904.848 | 0.0042 | 0.050683 | 0.61682 | 0.0075354 | 0.62435 | 98.2393
01/11 11:00:00 | 42.98 | 6.1 | 25.75% | 0.95793 | 35504.1377 | 1.0445 | 3.7601 | 3.7181 | 3.3463 | 0.26883 | 0.83595 | 0.11478 | 33.4989 | 0.95793 | 35504.1377 | 1.0445 | 4.0735 | 4.028 | 3.4238 | 0.26883 | 0.81704 | 0.11218 | 32.6556 | 9544.5229 | 0.25752 | 11783.3616 | 0.058858 | 0.22874 | 0.0080812 | 0.23682 | 68.1028 | 9544.5229 | 0.25752 | 11783.3616 | 0.058858 | 0.37752 | 0.0080812 | 0.3856 | 110.8872 | 9544.5229 | 0.25752 | 12283.8133 | 0.058858 | 0.027813 | 0.3459 | 0.0119 | 0.3578 | 102.891 | 9544.5229 | 0.25752 | 12331.425 | 0.0042 | 0.23938 | 0.00057666 | 0.23996 | 68.9831 | 9544.5229 | 0.25752 | 11403.2532 | 0.0042 | 0.36535 | 0.00057666 | 0.36592 | 105.206 | 9544.5229 | 0.25752 | 12020.8097 | 0.0042 | 0.027813 | 0.33849 | 0.0043954 | 0.34289 | 98.5822
01/11 12:00:00 | 46.04 | 7.8 | 11.42% | 1.0055 | 37267.2853 | 1.0695 | 3.8501 | 3.8223 | 3.4401 | 0.11353 | 0.36047 | 0.049493 | 33.5484 | 1.0055 | 37267.2853 | 1.0695 | 4.1709 | 4.1409 | 3.5197 | 0.25611 | 0.79476 | 0.10912 | 32.7647 | 4231.0759 | 0.11416 | 5223.5505 | 0.026092 | 0.1014 | 0.0035824 | 0.10498 | 68.2078 | 4231.0759 | 0.11416 | 5223.5505 | 0.026092 | 0.16736 | 0.0035824 | 0.17094 | 111.0582 | 4231.0759 | 0.11416 | 5445.4002 | 0.026092 | 0.01233 | 0.15334 | 0.0052752 | 0.15861 | 103.0496 | 4231.0759 | 0.11416 | 5466.5064 | 0.0042 | 0.10612 | 0.00057666 | 0.10669 | 69.0898 | 4231.0759 | 0.11416 | 5055.0489 | 0.0042 | 0.16196 | 0.00057666 | 0.16253 | 105.3686 | 4231.0759 | 0.11416 | 5328.811 | 0.0042 | 0.01233 | 0.15005 | 0.0022695 | 0.15232 | 98.7345
01/11 13:00:00 | 46.04 | 7.8 | 4.567% | 1.0055 | 37267.2853 | 1.0695 | 3.8501 | 3.8223 | 3.4401 | 0.045421 | 0.14421 | 0.0198 | 33.5682 | 1.0055 | 37267.2853 | 1.0695 | 4.1709 | 4.1409 | 3.5197 | 0.045421 | 0.14095 | 0.019352 | 32.7841 | 1692.7079 | 0.04567 | 2089.7628 | 0.010438 | 0.040567 | 0.0014332 | 0.042 | 68.2498 | 1692.7079 | 0.04567 | 2089.7628 | 0.010438 | 0.066953 | 0.0014332 | 0.068386 | 111.1266 | 1692.7079 | 0.04567 | 2178.5172 | 0.010438 | 0.0049327 | 0.061345 | 0.0021104 | 0.063455 | 103.1131 | 1692.7079 | 0.04567 | 2186.9611 | 0.0042 | 0.042454 | 0.00057666 | 0.043031 | 69.1328 | 1692.7079 | 0.04567 | 2022.3511 | 0.0042 | 0.064793 | 0.00057666 | 0.06537 | 105.434 | 1692.7079 | 0.04567 | 2131.8739 | 0.0042 | 0.0049327 | 0.060031 | 0.0012539 | 0.061285 | 98.7958
01/11 14:00:00 | 51.98 | 11.1 | 0% | 1.101 | 40806.9675 | 1.1062 | 3.9825 | 4.0124 | 3.6112 | 0 | 0 | 0 | 33.5682 | 1.101 | 40806.9675 | 1.1062 | 4.3143 | 4.3468 | 3.6948 | 0.041481 | 0.13427 | 0.018436 | 32.8025 | 0 | 0 | 0 | 0 | 0 | 0 | 0 | 68.2498 | 0 | 0 | 0 | 0 | 0 | 0 | 0 | 111.1266 | 0 | 0 | 0 | 0 | 0 | 0 | 0 | 0 | 103.1131 | 0 | 0 | 0 | 0.0042 | 0 | 0.00057666 | 0.00057666 | 69.1334 | 0 | 0 | 0 | 0.0042 | 0 | 0.00057666 | 0.00057666 | 105.4345 | 0 | 0 | 0 | 0.0042 | 0 | 0 | 0.00057666 | 0.00057666 | 98.7964
01/11 15:00:00 | 53.06 | 11.7 | 0% | 1.1188 | 41467.1533 | 1.111 | 3.9997 | 4.0453 | 3.6408 | 0 | 0 | 0 | 33.5682 | 1.1188 | 41467.1533 | 1.111 | 4.333 | 4.3824 | 3.7251 | 0 | 0 | 0 | 32.8025 | 0 | 0 | 0 | 0 | 0 | 0 | 0 | 68.2498 | 0 | 0 | 0 | 0 | 0 | 0 | 0 | 111.1266 | 0 | 0 | 0 | 0 | 0 | 0 | 0 | 0 | 103.1131 | 0 | 0 | 0 | 0.0042 | 0 | 0.00057666 | 0.00057666 | 69.134 | 0 | 0 | 0 | 0.0042 | 0 | 0.00057666 | 0.00057666 | 105.4351 | 0 | 0 | 0 | 0.0042 | 0 | 0 | 0.00057666 | 0.00057666 | 98.7969
01/11 16:00:00 | 51.98 | 11.1 | 0% | 1.101 | 40806.9675 | 1.1062 | 3.9825 | 4.0124 | 3.6112 | 0 | 0 | 0 | 33.5682 | 1.101 | 40806.9675 | 1.1062 | 4.3143 | 4.3468 | 3.6948 | 0 | 0 | 0 | 32.8025 | 0 | 0 | 0 | 0 | 0 | 0 | 0 | 68.2498 | 0 | 0 | 0 | 0 | 0 | 0 | 0 | 111.1266 | 0 | 0 | 0 | 0 | 0 | 0 | 0 | 0 | 103.1131 | 0 | 0 | 0 | 0.0042 | 0 | 0.00057666 | 0.00057666 | 69.1346 | 0 | 0 | 0 | 0.0042 | 0 | 0.00057666 | 0.00057666 | 105.4357 | 0 | 0 | 0 | 0.0042 | 0 | 0 | 0.00057666 | 0.00057666 | 98.7975
01/11 17:00:00 | 48.92 | 9.4 | 0% | 1.0513 | 38964.1908 | 1.0894 | 3.9218 | 3.9165 | 3.5248 | 0 | 0 | 0 | 33.5682 | 1.0513 | 38964.1908 | 1.0894 | 4.2486 | 4.2428 | 3.6064 | 0 | 0 | 0 | 32.8025 | 0 | 0 | 0 | 0 | 0 | 0 | 0 | 68.2498 | 0 | 0 | 0 | 0 | 0 | 0 | 0 | 111.1266 | 0 | 0 | 0 | 0 | 0 | 0 | 0 | 0 | 103.1131 | 0 | 0 | 0 | 0.0042 | 0 | 0.00057666 | 0.00057666 | 69.1351 | 0 | 0 | 0 | 0.0042 | 0 | 0.00057666 | 0.00057666 | 105.4363 | 0 | 0 | 0 | 0.0042 | 0 | 0 | 0.00057666 | 0.00057666 | 98.7981
01/11 18:00:00 | 48.02 | 8.9 | 1.32% | 1.0369 | 38430.0045 | 1.0836 | 3.9008 | 3.8874 | 3.4987 | 0.012731 | 0.040986 | 0.0056273 | 33.5738 | 1.0369 | 38430.0045 | 1.0836 | 4.2259 | 4.2114 | 3.5797 | 0 | 0 | 0 | 32.8025 | 489.2694 | 0.013201 | 604.0363 | 0.0030172 | 0.011726 | 0.00041426 | 0.01214 | 68.2619 | 489.2694 | 0.013201 | 604.0363 | 0.0030172 | 0.019353 | 0.00041426 | 0.019767 | 111.1463 | 489.2694 | 0.013201 | 629.6903 | 0.0030172 | 0.0014258 | 0.017731 | 0.00061001 | 0.018341 | 103.1314 | 489.2694 | 0.013201 | 632.131 | 0.0042 | 0.012271 | 0.00057666 | 0.012848 | 69.148 | 489.2694 | 0.013201 | 584.5512 | 0.0042 | 0.018728 | 0.00057666 | 0.019305 | 105.4556 | 489.2694 | 0.013201 | 616.2083 | 0.0042 | 0.0014258 | 0.017352 | 0.00077242 | 0.018124 | 98.8162
01/11 19:00:00 | 48.02 | 8.9 | 8.895% | 1.0369 | 38430.0045 | 1.0836 | 3.9008 | 3.8874 | 3.4987 | 0.085782 | 0.27615 | 0.037916 | 33.6117 | 1.0369 | 38430.0045 | 1.0836 | 4.2259 | 4.2114 | 3.5797 | 0.085782 | 0.26991 | 0.037058 | 32.8396 | 3296.6145 | 0.088945 | 4069.8945 | 0.020329 | 0.079006 | 0.0027912 | 0.081797 | 68.3437 | 3296.6145 | 0.088945 | 4069.8945 | 0.020329 | 0.13039 | 0.0027912 | 0.13319 | 111.2795 | 3296.6145 | 0.088945 | 4242.7471 | 0.020329 | 0.0096065 | 0.11947 | 0.0041102 | 0.12358 | 103.255 | 3296.6145 | 0.088945 | 4259.1919 | 0.0042 | 0.082681 | 0.00057666 | 0.083258 | 69.2312 | 3296.6145 | 0.088945 | 3938.6075 | 0.0042 | 0.12619 | 0.00057666 | 0.12676 | 105.5823 | 3296.6145 | 0.088945 | 4151.9074 | 0.0042 | 0.0096065 | 0.11691 | 0.0018956 | 0.11881 | 98.935
01/11 20:00:00 | 46.94 | 8.3 | 15.01% | 1.0197 | 37793.6649 | 1.0761 | 3.8739 | 3.8522 | 3.4669 | 0.1472 | 0.4703 | 0.064572 | 33.6763 | 1.0197 | 37793.6649 | 1.0761 | 4.1967 | 4.1732 | 3.5472 | 0.087227 | 0.27238 | 0.037398 | 32.877 | 5563.2416 | 0.1501 | 6868.1995 | 0.034307 | 0.13333 | 0.0047103 | 0.13804 | 68.4817 | 5563.2416 | 0.1501 | 6868.1995 | 0.034307 | 0.22005 | 0.0047103 | 0.22476 | 111.5043 | 5563.2416 | 0.1501 | 7159.8991 | 0.034307 | 0.016212 | 0.20161 | 0.0069362 | 0.20855 | 103.4636 | 5563.2416 | 0.1501 | 7187.6506 | 0.0042 | 0.13953 | 0.00057666 | 0.14011 | 69.3714 | 5563.2416 | 0.1501 | 6646.6447 | 0.0042 | 0.21295 | 0.00057666 | 0.21353 | 105.7959 | 5563.2416 | 0.1501 | 7006.6015 | 0.0042 | 0.016212 | 0.1973 | 0.0028025 | 0.2001 | 99.1351
01/11 21:00:00 | 42.98 | 6.1 | 23.6% | 0.95793 | 35504.1377 | 1.0445 | 3.7601 | 3.7181 | 3.3463 | 0.24632 | 0.76595 | 0.10516 | 33.7814 | 0.95793 | 35504.1377 | 1.0445 | 4.0735 | 4.028 | 3.4238 | 0.24632 | 0.74862 | 0.10279 | 32.9798 | 8745.2736 | 0.23595 | 10796.6341 | 0.053929 | 0.20959 | 0.0074045 | 0.21699 | 68.6987 | 8745.2736 | 0.23595 | 10796.6341 | 0.053929 | 0.34591 | 0.0074045 | 0.35331 | 111.8576 | 8745.2736 | 0.23595 | 11255.1784 | 0.053929 | 0.025484 | 0.31693 | 0.010903 | 0.32784 | 103.7914 | 8745.2736 | 0.23595 | 11298.8031 | 0.0042 | 0.21934 | 0.00057666 | 0.21991 | 69.5913 | 8745.2736 | 0.23595 | 10448.3556 | 0.0042 | 0.33475 | 0.00057666 | 0.33533 | 106.1312 | 8745.2736 | 0.23595 | 11014.1985 | 0.0042 | 0.025484 | 0.31015 | 0.0040757 | 0.31422 | 99.4494
01/11 22:00:00 | 44.42 | 6.9 | 30.8% | 0.98018 | 36328.7443 | 1.0567 | 3.8041 | 3.7677 | 3.3909 | 0.31422 | 0.98663 | 0.13546 | 33.9169 | 0.98018 | 36328.7443 | 1.0567 | 4.1211 | 4.0817 | 3.4694 | 0.24073 | 0.73876 | 0.10143 | 33.0812 | 11415.2295 | 0.30799 | 14092.8759 | 0.070394 | 0.27358 | 0.0096651 | 0.28324 | 68.982 | 11415.2295 | 0.30799 | 14092.8759 | 0.070394 | 0.45152 | 0.0096651 | 0.46118 | 112.3188 | 11415.2295 | 0.30799 | 14691.415 | 0.070394 | 0.033265 | 0.41369 | 0.014232 | 0.42793 | 104.2193 | 11415.2295 | 0.30799 | 14748.3585 | 0.0042 | 0.2863 | 0.00057666 | 0.28688 | 69.8781 | 11415.2295 | 0.30799 | 13638.267 | 0.0042 | 0.43695 | 0.00057666 | 0.43753 | 106.5687 | 11415.2295 | 0.30799 | 14376.8633 | 0.0042 | 0.033265 | 0.40484 | 0.0051439 | 0.40998 | 99.8593
01/11 23:00:00 | 42.08 | 5.6 | 38.09% | 0.94415 | 34993.3717 | 1.0365 | 3.7313 | 3.6866 | 3.318 | 0.40347 | 1.2471 | 0.17123 | 34.0881 | 0.94415 | 34993.3717 | 1.0365 | 4.0422 | 3.9938 | 3.3948 | 0.40347 | 1.2189 | 0.16736 | 33.2485 | 14118.8278 | 0.38094 | 17430.6516 | 0.087066 | 0.33837 | 0.011954 | 0.35032 | 69.3323 | 14118.8278 | 0.38094 | 17430.6516 | 0.087066 | 0.55845 | 0.011954 | 0.57041 | 112.8892 | 14118.8278 | 0.38094 | 18170.9495 | 0.087066 | 0.041143 | 0.51167 | 0.017603 | 0.52928 | 104.7486 | 14118.8278 | 0.38094 | 18241.3796 | 0.0042 | 0.35411 | 0.00057666 | 0.35468 | 70.2328 | 14118.8278 | 0.38094 | 16868.3725 | 0.0042 | 0.54044 | 0.00057666 | 0.54102 | 107.1097 | 14118.8278 | 0.38094 | 17781.899 | 0.0042 | 0.041143 | 0.50072 | 0.0062256 | 0.50694 | 100.3663
01/11 24:00:00 | 44.96 | 7.2 | 44.13% | 0.98858 | 36640.3138 | 1.0611 | 3.8198 | 3.7861 | 3.4075 | 0.44639 | 1.4068 | 0.19316 | 34.2813 | 0.98858 | 36640.3138 | 1.0611 | 4.1381 | 4.1016 | 3.4863 | 0.38534 | 1.1869 | 0.16296 | 33.4115 | 16355.9913 | 0.4413 | 20192.5819 | 0.10086 | 0.39199 | 0.013848 | 0.40583 | 69.7381 | 16355.9913 | 0.4413 | 20192.5819 | 0.10086 | 0.64694 | 0.013848 | 0.66079 | 113.55 | 16355.9913 | 0.4413 | 21050.1819 | 0.10086 | 0.047662 | 0.59275 | 0.020392 | 0.61314 | 105.3617 | 16355.9913 | 0.4413 | 21131.7717 | 0.0042 | 0.41022 | 0.00057666 | 0.41079 | 70.6436 | 16355.9913 | 0.4413 | 19541.2083 | 0.0042 | 0.62607 | 0.00057666 | 0.62665 | 107.7364 | 16355.9913 | 0.4413 | 20599.4853 | 0.0042 | 0.047662 | 0.58006 | 0.0071207 | 0.58718 | 100.9535
01/12 01:00:00 | 44.96 | 7.2 | 48.56% | 0.98858 | 36640.3138 | 1.0611 | 3.8198 | 3.7861 | 3.4075 | 0.49122 | 1.5481 | 0.21255 | 34.4938 | 0.98858 | 36640.3138 | 1.0611 | 4.1381 | 4.1016 | 3.4863 | 0.49122 | 1.5131 | 0.20774 | 33.6193 | 17998.4097 | 0.48561 | 22220.2589 | 0.11099 | 0.43135 | 0.015239 | 0.44659 | 70.1847 | 17998.4097 | 0.48561 | 22220.2589 | 0.11099 | 0.71191 | 0.015239 | 0.72715 | 114.2771 | 17998.4097 | 0.48561 | 23163.9765 | 0.11099 | 0.052448 | 0.65227 | 0.02244 | 0.67471 | 106.0364 | 17998.4097 | 0.48561 | 23253.7593 | 0.0042 | 0.45141 | 0.00057666 | 0.45199 | 71.0956 | 17998.4097 | 0.48561 | 21503.4764 | 0.0042 | 0.68894 | 0.00057666 | 0.68952 | 108.4259 | 17998.4097 | 0.48561 | 22668.0223 | 0.0042 | 0.052448 | 0.63831 | 0.0077778 | 0.64608 | 101.5995
01/12 02:00:00 | 42.08 | 5.6 | 52.73% | 0.94415 | 34993.3717 | 1.0365 | 3.7313 | 3.6866 | 3.318 | 0.5585 | 1.7263 | 0.23703 | 34.7309 | 0.94415 | 34993.3717 | 1.0365 | 4.0422 | 3.9938 | 3.3948 | 0.51434 | 1.5539 | 0.21335 | 33.8326 | 19543.7981 | 0.52731 | 24128.1458 | 0.12052 | 0.46838 | 0.016547 | 0.48493 | 70.6696 | 19543.7981 | 0.52731 | 24128.1458 | 0.12052 | 0.77303 | 0.016547 | 0.78958 | 115.0667 | 19543.7981 | 0.52731 | 25152.8933 | 0.12052 | 0.056952 | 0.70828 | 0.024367 | 0.73264 | 106.7691 | 19543.7981 | 0.52731 | 25250.3851 | 0.0042 | 0.49017 | 0.00057666 | 0.49075 | 71.5864 | 19543.7981 | 0.52731 | 23349.8185 | 0.0042 | 0.7481 | 0.00057666 | 0.74867 | 109.1746 | 19543.7981 | 0.52731 | 24614.3552 | 0.0042 | 0.056952 | 0.69311 | 0.0083961 | 0.70151 | 102.301
01/12 03:00:00 | 44.06 | 6.7 | 55.32% | 0.97459 | 36121.741 | 1.0537 | 3.7934 | 3.7554 | 3.3799 | 0.56757 | 1.7778 | 0.24409 | 34.975 | 0.97459 | 36121.741 | 1.0537 | 4.1095 | 4.0684 | 3.4581 | 0.56757 | 1.7376 | 0.23857 | 34.0712 | 20501.7389 | 0.55315 | 25310.7888 | 0.12643 | 0.49134 | 0.017358 | 0.5087 | 71.1783 | 20501.7389 | 0.55315 | 25310.7888 | 0.12643 | 0.81092 | 0.017358 | 0.82828 | 115.895 | 20501.7389 | 0.55315 | 26385.7644 | 0.12643 | 0.059743 | 0.74299 | 0.025561 | 0.76855 | 107.5376 | 20501.7389 | 0.55315 | 26488.0348 | 0.0042 | 0.51419 | 0.00057666 | 0.51477 | 72.1011 | 20501.7389 | 0.55315 | 24494.3117 | 0.0042 | 0.78477 | 0.00057666 | 0.78534 | 109.9599 | 20501.7389 | 0.55315 | 25820.8298 | 0.0042 | 0.059743 | 0.72708 | 0.0087794 | 0.73586 | 103.0369
01/12 04:00:00 | 41.54 | 5.3 | 55.3% | 0.93592 | 34688.6153 | 1.0315 | 3.7135 | 3.6675 | 3.3008 | 0.59087 | 1.8199 | 0.24988 | 35.2248 | 0.93592 | 34688.6153 | 1.0315 | 4.0229 | 3.9732 | 3.3772 | 0.59102 | 1.7792 | 0.24428 | 34.3155 | 20496.583 | 0.55301 | 25304.4234 | 0.1264 | 0.49122 | 0.017354 | 0.50857 | 71.6869 | 20496.583 | 0.55301 | 25304.4234 | 0.1264 | 0.81072 | 0.017354 | 0.82807 | 116.7231 | 20496.583 | 0.55301 | 26379.1286 | 0.1264 | 0.059728 | 0.74281 | 0.025555 | 0.76836 | 108.306 | 20496.583 | 0.55301 | 26481.3733 | 0.0042 | 0.51407 | 0.00057666 | 0.51464 | 72.6158 | 20496.583 | 0.55301 | 24488.1517 | 0.0042 | 0.78457 | 0.00057666 | 0.78514 | 110.7451 | 20496.583 | 0.55301 | 25814.3362 | 0.0042 | 0.059728 | 0.7269 | 0.0087774 | 0.73568 | 103.7726
01/12 05:00:00 | 44.06 | 6.7 | 56.04% | 0.97459 | 36121.741 | 1.0537 | 3.7934 | 3.7554 | 3.3799 | 0.57499 | 1.801 | 0.24728 | 35.4721 | 0.97459 | 36121.741 | 1.0537 | 4.1095 | 4.0684 | 3.4581 | 0.57499 | 1.7603 | 0.24169 | 34.5571 | 20769.7252 | 0.56038 | 25641.636 | 0.12808 | 0.49776 | 0.017585 | 0.51535 | 72.2023 | 20769.7252 | 0.56038 | 25641.636 | 0.12808 | 0.82152 | 0.017585 | 0.83911 | 117.5622 | 20769.7252 | 0.56038 | 26730.663 | 0.12808 | 0.060524 | 0.7527 | 0.025895 | 0.7786 | 109.0846 | 20769.7252 | 0.56038 | 26834.2703 | 0.0042 | 0.52092 | 0.00057666 | 0.52149 | 73.1373 | 20769.7252 | 0.56038 | 24814.4865 | 0.0042 | 0.79502 | 0.00057666 | 0.7956 | 111.5407 | 20769.7252 | 0.56038 | 26158.3441 | 0.0042 | 0.060524 | 0.73659 | 0.0088866 | 0.74548 | 104.5181
01/12 06:00:00 | 41.36 | 5.2 | 62.33% | 0.93319 | 34587.3138 | 1.0299 | 3.7075 | 3.6612 | 3.295 | 0.66797 | 2.055 | 0.28215 | 35.7543 | 0.93319 | 34587.3138 | 1.0299 | 4.0164 | 3.9663 | 3.3713 | 0.6005 | 1.8056 | 0.24791 | 34.8051 | 23103.4243 | 0.62335 | 28522.746 | 0.14247 | 0.55369 | 0.019561 | 0.57325 | 72.7755 | 23103.4243 | 0.62335 | 28522.746 | 0.14247 | 0.91383 | 0.019561 | 0.93339 | 118.4956 | 23103.4243 | 0.62335 | 29734.1368 | 0.14247 | 0.067325 | 0.83728 | 0.028805 | 0.86608 | 109.9507 | 23103.4243 | 0.62335 | 29849.3853 | 0.0042 | 0.57945 | 0.00057666 | 0.58002 | 73.7173 | 23103.4243 | 0.62335 | 27602.6574 | 0.0042 | 0.88435 | 0.00057666 | 0.88493 | 112.4256 | 23103.4243 | 0.62335 | 29097.5117 | 0.0042 | 0.067325 | 0.81935 | 0.0098204 | 0.82917 | 105.3472
01/12 07:00:00 | 40.82 | 4.9 | 66.53% | 0.92501 | 34284.2607 | 1.0248 | 3.6893 | 3.6419 | 3.2777 | 0.71919 | 2.2047 | 0.30271 | 36.057 | 0.92501 | 34284.2607 | 1.0248 | 3.9967 | 3.9454 | 3.3536 | 0.71919 | 2.1549 | 0.29586 | 35.1009 | 24656.7967 | 0.66526 | 30440.4897 | 0.15205 | 0.59092 | 0.020876 | 0.6118 | 73.3873 | 24656.7967 | 0.66526 | 30440.4897 | 0.15205 | 0.97527 | 0.020876 | 0.99615 | 119.4917 | 24656.7967 | 0.66526 | 31733.3291 | 0.15205 | 0.071851 | 0.89357 | 0.030742 | 0.92432 | 110.875 | 24656.7967 | 0.66526 | 31856.3265 | 0.0042 | 0.61841 | 0.00057666 | 0.61898 | 74.3363 | 24656.7967 | 0.66526 | 29458.5384 | 0.0042 | 0.94381 | 0.00057666 | 0.94439 | 113.37 | 24656.7967 | 0.66526 | 31053.9001 | 0.0042 | 0.071851 | 0.87444 | 0.010442 | 0.88488 | 106.2321
01/12 08:00:00 | 41.36 | 5.2 | 73.02% | 0.93319 | 34587.3138 | 1.0299 | 3.7075 | 3.6612 | 3.295 | 0.7825 | 2.4073 | 0.33053 | 36.3875 | 0.93319 | 34587.3138 | 1.0299 | 4.0164 | 3.9663 | 3.3713 | 0.71289 | 2.1435 | 0.29431 | 35.3952 | 27064.7386 | 0.73023 | 33413.2575 | 0.1669 | 0.64863 | 0.022915 | 0.67154 | 74.0589 | 27064.7386 | 0.73023 | 33413.2575 | 0.1669 | 1.0705 | 0.022915 | 1.0934 | 120.5851 | 27064.7386 | 0.73023 | 34832.3534 | 0.1669 | 0.078868 | 0.98084 | 0.033744 | 1.0146 | 111.8896 | 27064.7386 | 0.73023 | 34967.3625 | 0.0042 | 0.6788 | 0.00057666 | 0.67937 | 75.0156 | 27064.7386 | 0.73023 | 32335.4105 | 0.0042 | 1.036 | 0.00057666 | 1.0366 | 114.4065 | 27064.7386 | 0.73023 | 34086.5725 | 0.0042 | 0.078868 | 0.95984 | 0.011405 | 0.97124 | 107.2034
01/12 09:00:00 | 44.06 | 6.7 | 63.75% | 0.97459 | 36121.741 | 1.0537 | 3.7934 | 3.7554 | 3.3799 | 0.65417 | 2.049 | 0.28133 | 36.6688 | 0.97459 | 36121.741 | 1.0537 | 4.1095 | 4.0684 | 3.4581 | 0.65417 | 2.0027 | 0.27497 | 35.6702 | 23629.7206 | 0.63755 | 29172.4946 | 0.14572 | 0.56631 | 0.020007 | 0.58631 | 74.6452 | 23629.7206 | 0.63755 | 29172.4946 | 0.14572 | 0.93465 | 0.020007 | 0.95465 | 121.5398 | 23629.7206 | 0.63755 | 30411.4809 | 0.14572 | 0.068858 | 0.85635 | 0.029461 | 0.88581 | 112.7754 | 23629.7206 | 0.63755 | 30529.3548 | 0.0042 | 0.59265 | 0.00057666 | 0.59322 | 75.6089 | 23629.7206 | 0.63755 | 28231.4464 | 0.0042 | 0.9045 | 0.00057666 | 0.90507 | 115.3116 | 23629.7206 | 0.63755 | 29760.3535 | 0.0042 | 0.068858 | 0.83802 | 0.010031 | 0.84805 | 108.0514
01/12 10:00:00 | 44.96 | 7.2 | 53.35% | 0.98858 | 36640.3138 | 1.0611 | 3.8198 | 3.7861 | 3.4075 | 0.53967 | 1.7008 | 0.23352 | 36.9024 | 0.98858 | 36640.3138 | 1.0611 | 4.1381 | 4.1016 | 3.4863 | 0.64491 | 1.9865 | 0.27274 | 35.9429 | 19773.5765 | 0.53351 | 24411.8228 | 0.12194 | 0.47389 | 0.016742 | 0.49063 | 75.1358 | 19773.5765 | 0.53351 | 24411.8228 | 0.12194 | 0.78212 | 0.016742 | 0.79886 | 122.3387 | 19773.5765 | 0.53351 | 25448.6183 | 0.12194 | 0.057621 | 0.7166 | 0.024653 | 0.74126 | 113.5167 | 19773.5765 | 0.53351 | 25547.2564 | 0.0042 | 0.49593 | 0.00057666 | 0.49651 | 76.1054 | 19773.5765 | 0.53351 | 23624.3446 | 0.0042 | 0.75689 | 0.00057666 | 0.75747 | 116.0691 | 19773.5765 | 0.53351 | 24903.7487 | 0.0042 | 0.057621 | 0.70126 | 0.0084881 | 0.70975 | 108.7612
01/12 11:00:00 | 42.8 | 6 | 56.36% | 0.95516 | 35401.7006 | 1.0429 | 3.7544 | 3.7119 | 3.3407 | 0.59009 | 1.8327 | 0.25163 | 37.154 | 0.95516 | 35401.7006 | 1.0429 | 4.0673 | 4.0212 | 3.418 | 0.59009 | 1.7913 | 0.24594 | 36.1889 | 20890.1509 | 0.56363 | 25790.3098 | 0.12882 | 0.50065 | 0.017687 | 0.51834 | 75.6541 | 20890.1509 | 0.56363 | 25790.3098 | 0.12882 | 0.82629 | 0.017687 | 0.84397 | 123.1826 | 20890.1509 | 0.56363 | 26885.6511 | 0.12882 | 0.060875 | 0.75707 | 0.026046 | 0.78311 | 114.2998 | 20890.1509 | 0.56363 | 26989.8591 | 0.0042 | 0.52394 | 0.00057666 | 0.52451 | 76.6299 | 20890.1509 | 0.56363 | 24958.3643 | 0.0042 | 0.79963 | 0.00057666 | 0.80021 | 116.8693 | 20890.1509 | 0.56363 | 26310.0138 | 0.0042 | 0.060875 | 0.74086 | 0.0089348 | 0.74979 | 109.511
01/12 12:00:00 | 46.04 | 7.8 | 54.26% | 1.0055 | 37267.2853 | 1.0695 | 3.8501 | 3.8223 | 3.4401 | 0.53964 | 1.7134 | 0.23525 | 37.3892 | 1.0055 | 37267.2853 | 1.0695 | 4.1709 | 4.1409 | 3.5197 | 0.56055 | 1.7395 | 0.23883 | 36.4277 | 20110.9604 | 0.54261 | 24828.3461 | 0.12402 | 0.48198 | 0.017028 | 0.499 | 76.1531 | 20110.9604 | 0.54261 | 24828.3461 | 0.12402 | 0.79547 | 0.017028 | 0.81249 | 123.9951 | 20110.9604 | 0.54261 | 25882.8319 | 0.12402 | 0.058605 | 0.72883 | 0.025074 | 0.7539 | 115.0537 | 20110.9604 | 0.54261 | 25983.1529 | 0.0042 | 0.50439 | 0.00057666 | 0.50497 | 77.1349 | 20110.9604 | 0.54261 | 24027.4317 | 0.0042 | 0.76981 | 0.00057666 | 0.77038 | 117.6397 | 20110.9604 | 0.54261 | 25328.6655 | 0.0042 | 0.058605 | 0.71323 | 0.0086231 | 0.72185 | 110.2328
01/12 13:00:00 | 46.04 | 7.8 | 49.2% | 1.0055 | 37267.2853 | 1.0695 | 3.8501 | 3.8223 | 3.4401 | 0.48932 | 1.5536 | 0.21331 | 37.6025 | 1.0055 | 37267.2853 | 1.0695 | 4.1709 | 4.1409 | 3.5197 | 0.48932 | 1.5185 | 0.20848 | 36.6362 | 18235.6475 | 0.49201 | 22513.1451 | 0.11245 | 0.43703 | 0.01544 | 0.45247 | 76.6056 | 18235.6475 | 0.49201 | 22513.1451 | 0.11245 | 0.72129 | 0.01544 | 0.73673 | 124.7319 | 18235.6475 | 0.49201 | 23469.3019 | 0.11245 | 0.05314 | 0.66087 | 0.022736 | 0.6836 | 115.7373 | 18235.6475 | 0.49201 | 23560.2682 | 0.0042 | 0.45736 | 0.00057666 | 0.45794 | 77.5928 | 18235.6475 | 0.49201 | 21786.9146 | 0.0042 | 0.69802 | 0.00057666 | 0.6986 | 118.3383 | 18235.6475 | 0.49201 | 22966.8105 | 0.0042 | 0.05314 | 0.64672 | 0.0078728 | 0.65459 | 110.8874
01/12 14:00:00 | 44.96 | 7.2 | 46.49% | 0.98858 | 36640.3138 | 1.0611 | 3.8198 | 3.7861 | 3.4075 | 0.47024 | 1.482 | 0.20347 | 37.806 | 0.98858 | 36640.3138 | 1.0611 | 4.1381 | 4.1016 | 3.4863 | 0.49769 | 1.533 | 0.21048 | 36.8467 | 17229.6636 | 0.46487 | 21271.1896 | 0.10625 | 0.41292 | 0.014588 | 0.42751 | 77.0331 | 17229.6636 | 0.46487 | 21271.1896 | 0.10625 | 0.6815 | 0.014588 | 0.69609 | 125.4279 | 17229.6636 | 0.46487 | 22174.5992 | 0.10625 | 0.050208 | 0.62441 | 0.021482 | 0.64589 | 116.3832 | 17229.6636 | 0.46487 | 22260.5473 | 0.0042 | 0.43213 | 0.00057666 | 0.43271 | 78.0255 | 17229.6636 | 0.46487 | 20585.0222 | 0.0042 | 0.65952 | 0.00057666 | 0.66009 | 118.9984 | 17229.6636 | 0.46487 | 21699.8282 | 0.0042 | 0.050208 | 0.61104 | 0.0074703 | 0.61851 | 111.5059
01/12 15:00:00 | 44.06 | 6.7 | 49.06% | 0.97459 | 36121.741 | 1.0537 | 3.7934 | 3.7554 | 3.3799 | 0.50342 | 1.5768 | 0.2165 | 38.0225 | 0.97459 | 36121.741 | 1.0537 | 4.1095 | 4.0684 | 3.4581 | 0.50342 | 1.5412 | 0.2116 | 37.0583 | 18184.273 | 0.49062 | 22449.7197 | 0.11214 | 0.4358 | 0.015396 | 0.4512 | 77.4843 | 18184.273 | 0.49062 | 22449.7197 | 0.11214 | 0.71926 | 0.015396 | 0.73466 | 126.1626 | 18184.273 | 0.49062 | 23403.1827 | 0.11214 | 0.05299 | 0.65901 | 0.022672 | 0.68168 | 117.0649 | 18184.273 | 0.49062 | 23493.8927 | 0.0042 | 0.45607 | 0.00057666 | 0.45665 | 78.4821 | 18184.273 | 0.49062 | 21725.5352 | 0.0042 | 0.69606 | 0.00057666 | 0.69663 | 119.695 | 18184.273 | 0.49062 | 22902.107 | 0.0042 | 0.05299 | 0.6449 | 0.0078522 | 0.65275 | 112.1587
01/12 16:00:00 | 44.06 | 6.7 | 58.91% | 0.97459 | 36121.741 | 1.0537 | 3.7934 | 3.7554 | 3.3799 | 0.6045 | 1.8935 | 0.25997 | 38.2825 | 0.97459 | 36121.741 | 1.0537 | 4.1095 | 4.0684 | 3.4581 | 0.50342 | 1.5412 | 0.2116 | 37.2699 | 21835.7222 | 0.58914 | 26957.6817 | 0.13465 | 0.52331 | 0.018488 | 0.5418 | 78.0261 | 21835.7222 | 0.58914 | 26957.6817 | 0.13465 | 0.86369 | 0.018488 | 0.88218 | 127.0448 | 21835.7222 | 0.58914 | 28102.6025 | 0.13465 | 0.063631 | 0.79134 | 0.027224 | 0.81856 | 117.8834 | 21835.7222 | 0.58914 | 28211.5273 | 0.0042 | 0.54765 | 0.00057666 | 0.54823 | 79.0304 | 21835.7222 | 0.58914 | 26088.079 | 0.0042 | 0.83583 | 0.00057666 | 0.8364 | 120.5314 | 21835.7222 | 0.58914 | 27500.9095 | 0.0042 | 0.063631 | 0.77439 | 0.0093131 | 0.78371 | 112.9424
01/12 17:00:00 | 40.1 | 4.5 | 69.4% | 0.91417 | 33882.1772 | 1.0179 | 3.6644 | 3.616 | 3.2544 | 0.75918 | 2.3165 | 0.31806 | 38.6005 | 0.91417 | 33882.1772 | 1.0179 | 3.9698 | 3.9173 | 3.3297 | 0.75918 | 2.2641 | 0.31086 | 37.5807 | 25722.541 | 0.69401 | 31756.2234 | 0.15862 | 0.61646 | 0.021779 | 0.63824 | 78.6644 | 25722.541 | 0.69401 | 31756.2234 | 0.15862 | 1.0174 | 0.021779 | 1.0392 | 128.084 | 25722.541 | 0.69401 | 33104.9434 | 0.15862 | 0.074957 | 0.9322 | 0.03207 | 0.96427 | 118.8477 | 25722.541 | 0.69401 | 33233.2571 | 0.0042 | 0.64514 | 0.00057666 | 0.64571 | 79.6761 | 25722.541 | 0.69401 | 30731.8291 | 0.0042 | 0.98461 | 0.00057666 | 0.98518 | 121.5166 | 25722.541 | 0.69401 | 32396.1473 | 0.0042 | 0.074957 | 0.91224 | 0.010868 | 0.92311 | 113.8655
01/12 18:00:00 | 39.92 | 4.4 | 73.68% | 0.91146 | 33782.0112 | 1.0162 | 3.6581 | 3.6095 | 3.2485 | 0.80833 | 2.4636 | 0.33826 | 38.9388 | 0.91146 | 33782.0112 | 1.0162 | 3.963 | 3.9103 | 3.3237 | 0.76143 | 2.2682 | 0.31142 | 37.8922 | 27307.0633 | 0.73676 | 33712.4238 | 0.16839 | 0.65444 | 0.02312 | 0.67756 | 79.3419 | 27307.0633 | 0.73676 | 33712.4238 | 0.16839 | 1.0801 | 0.02312 | 1.1032 | 129.1872 | 27307.0633 | 0.73676 | 35144.2256 | 0.16839 | 0.079574 | 0.98962 | 0.034046 | 1.0237 | 119.8714 | 27307.0633 | 0.73676 | 35280.4435 | 0.0042 | 0.68488 | 0.00057666 | 0.68545 | 80.3615 | 27307.0633 | 0.73676 | 32624.9262 | 0.0042 | 1.0453 | 0.00057666 | 1.0458 | 122.5624 | 27307.0633 | 0.73676 | 34391.7673 | 0.0042 | 0.079574 | 0.96843 | 0.011502 | 0.97993 | 114.8454
01/12 19:00:00 | 39.92 | 4.4 | 73.19% | 0.91146 | 33782.0112 | 1.0162 | 3.6581 | 3.6095 | 3.2485 | 0.80297 | 2.4473 | 0.33602 | 39.2748 | 0.91146 | 33782.0112 | 1.0162 | 3.963 | 3.9103 | 3.3237 | 0.80297 | 2.3919 | 0.32841 | 38.2206 | 27126.0462 | 0.73188 | 33488.946 | 0.16728 | 0.6501 | 0.022967 | 0.67307 | 80.015 | 27126.0462 | 0.73188 | 33488.946 | 0.16728 | 1.0729 | 0.022967 | 1.0959 | 130.2831 | 27126.0462 | 0.73188 | 34911.2564 | 0.16728 | 0.079047 | 0.98306 | 0.03382 | 1.0169 | 120.8882 | 27126.0462 | 0.73188 | 35046.5714 | 0.0042 | 0.68034 | 0.00057666 | 0.68091 | 81.0424 | 27126.0462 | 0.73188 | 32408.6574 | 0.0042 | 1.0383 | 0.00057666 | 1.0389 | 123.6013 | 27126.0462 | 0.73188 | 34163.7862 | 0.0042 | 0.079047 | 0.96201 | 0.01143 | 0.97344 | 115.8189
01/12 20:00:00 | 39.02 | 3.9 | 61.58% | 0.89801 | 33283.3101 | 1.0073 | 3.6262 | 3.5767 | 3.219 | 0.68572 | 2.078 | 0.28531 | 39.5601 | 0.89801 | 33283.3101 | 1.0073 | 3.9284 | 3.8748 | 3.2936 | 0.815 | 2.4139 | 0.33142 | 38.552 | 22823.1762 | 0.61579 | 28176.7607 | 0.14074 | 0.54698 | 0.019324 | 0.5663 | 80.5813 | 22823.1762 | 0.61579 | 28176.7607 | 0.14074 | 0.90275 | 0.019324 | 0.92207 | 131.2052 | 22823.1762 | 0.61579 | 29373.4571 | 0.14074 | 0.066508 | 0.82712 | 0.028456 | 0.85558 | 121.7438 | 22823.1762 | 0.61579 | 29487.3077 | 0.0042 | 0.57242 | 0.00057666 | 0.57299 | 81.6154 | 22823.1762 | 0.61579 | 27267.833 | 0.0042 | 0.87362 | 0.00057666 | 0.8742 | 124.4755 | 22823.1762 | 0.61579 | 28744.5544 | 0.0042 | 0.066508 | 0.80941 | 0.0097082 | 0.81912 | 116.638
01/12 21:00:00 | 39.02 | 3.9 | 57.29% | 0.89801 | 33283.3101 | 1.0073 | 3.6262 | 3.5767 | 3.219 | 0.63797 | 1.9333 | 0.26544 | 39.8256 | 0.89801 | 33283.3101 | 1.0073 | 3.9284 | 3.8748 | 3.2936 | 0.63797 | 1.8895 | 0.25943 | 38.8114 | 21233.7723 | 0.5729 | 26214.5337 | 0.13094 | 0.50889 | 0.017978 | 0.52686 | 81.1082 | 21233.7723 | 0.5729 | 26214.5337 | 0.13094 | 0.83988 | 0.017978 | 0.85786 | 132.063 | 21233.7723 | 0.5729 | 27327.8923 | 0.13094 | 0.061877 | 0.76952 | 0.026474 | 0.796 | 122.5398 | 21233.7723 | 0.5729 | 27433.8143 | 0.0042 | 0.53255 | 0.00057666 | 0.53313 | 82.1486 | 21233.7723 | 0.5729 | 25368.9036 | 0.0042 | 0.81279 | 0.00057666 | 0.81336 | 125.2889 | 21233.7723 | 0.5729 | 26742.7863 | 0.0042 | 0.061877 | 0.75305 | 0.0090723 | 0.76212 | 117.4001
01/12 22:00:00 | 39.02 | 3.9 | 60.21% | 0.89801 | 33283.3101 | 1.0073 | 3.6262 | 3.5767 | 3.219 | 0.67053 | 2.0319 | 0.27898 | 40.1045 | 0.89801 | 33283.3101 | 1.0073 | 3.9284 | 3.8748 | 3.2936 | 0.63797 | 1.8895 | 0.25943 | 39.0709 | 22317.4777 | 0.60214 | 27552.4416 | 0.13762 | 0.53486 | 0.018896 | 0.55375 | 81.6619 | 22317.4777 | 0.60214 | 27552.4416 | 0.13762 | 0.88274 | 0.018896 | 0.90164 | 132.9647 | 22317.4777 | 0.60214 | 28722.6225 | 0.13762 | 0.065035 | 0.8088 | 0.027825 | 0.83662 | 123.3764 | 22317.4777 | 0.60214 | 28833.9505 | 0.0042 | 0.55973 | 0.00057666 | 0.56031 | 82.7089 | 22317.4777 | 0.60214 | 26663.6532 | 0.0042 | 0.85427 | 0.00057666 | 0.85484 | 126.1437 | 22317.4777 | 0.60214 | 28107.6545 | 0.0042 | 0.065035 | 0.79148 | 0.0095059 | 0.80098 | 118.2011
01/12 23:00:00 | 39.02 | 3.9 | 60.86% | 0.89801 | 33283.3101 | 1.0073 | 3.6262 | 3.5767 | 3.219 | 0.67769 | 2.0536 | 0.28196 | 40.3865 | 0.89801 | 33283.3101 | 1.0073 | 3.9284 | 3.8748 | 3.2936 | 0.67769 | 2.0072 | 0.27558 | 39.3464 | 22555.7555 | 0.60857 | 27846.6117 | 0.13909 | 0.54057 | 0.019098 | 0.55967 | 82.2216 | 22555.7555 | 0.60857 | 27846.6117 | 0.13909 | 0.89217 | 0.019098 | 0.91127 | 133.8759 | 22555.7555 | 0.60857 | 29029.2863 | 0.13909 | 0.065729 | 0.81743 | 0.028122 | 0.84555 | 124.222 | 22555.7555 | 0.60857 | 29141.8029 | 0.0042 | 0.56571 | 0.00057666 | 0.56629 | 83.2752 | 22555.7555 | 0.60857 | 26948.3339 | 0.0042 | 0.86339 | 0.00057666 | 0.86397 | 127.0077 | 22555.7555 | 0.60857 | 28407.7525 | 0.0042 | 0.065729 | 0.79993 | 0.0096012 | 0.80953 | 119.0106
01/12 24:00:00 | 39.02 | 3.9 | 64.56% | 0.89801 | 33283.3101 | 1.0073 | 3.6262 | 3.5767 | 3.219 | 0.71897 | 2.1787 | 0.29914 | 40.6856 | 0.89801 | 33283.3101 | 1.0073 | 3.9284 | 3.8748 | 3.2936 | 0.67769 | 2.0072 | 0.27558 | 39.622 | 23929.7662 | 0.64564 | 29542.9213 | 0.14757 | 0.5735 | 0.020261 | 0.59376 | 82.8153 | 23929.7662 | 0.64564 | 29542.9213 | 0.14757 | 0.94652 | 0.020261 | 0.96678 | 134.8427 | 23929.7662 | 0.64564 | 30797.6399 | 0.14757 | 0.069733 | 0.86723 | 0.029835 | 0.89706 | 125.119 | 23929.7662 | 0.64564 | 30917.0106 | 0.0042 | 0.60017 | 0.00057666 | 0.60075 | 83.8759 | 23929.7662 | 0.64564 | 28589.9238 | 0.0042 | 0.91598 | 0.00057666 | 0.91656 | 127.9243 | 23929.7662 | 0.64564 | 30138.2446 | 0.0042 | 0.069733 | 0.84866 | 0.010151 | 0.85881 | 119.8694
01/13 01:00:00 | 39.02 | 3.9 | 69.92% | 0.89801 | 33283.3101 | 1.0073 | 3.6262 | 3.5767 | 3.219 | 0.77865 | 2.3596 | 0.32397 | 41.0096 | 0.89801 | 33283.3101 | 1.0073 | 3.9284 | 3.8748 | 3.2936 | 0.77865 | 2.3062 | 0.31664 | 39.9387 | 25916.0038 | 0.69923 | 31995.0664 | 0.15982 | 0.6211 | 0.021943 | 0.64304 | 83.4584 | 25916.0038 | 0.69923 | 31995.0664 | 0.15982 | 1.0251 | 0.021943 | 1.047 | 135.8897 | 25916.0038 | 0.69923 | 33353.9302 | 0.15982 | 0.075521 | 0.93921 | 0.032312 | 0.97152 | 126.0906 | 25916.0038 | 0.69923 | 33483.209 | 0.0042 | 0.64999 | 0.00057666 | 0.65056 | 84.5265 | 25916.0038 | 0.69923 | 30962.9675 | 0.0042 | 0.99201 | 0.00057666 | 0.99259 | 128.9169 | 25916.0038 | 0.69923 | 32639.8033 | 0.0042 | 0.075521 | 0.9191 | 0.010946 | 0.93004 | 120.7995
01/13 02:00:00 | 39.02 | 3.9 | 64.15% | 0.89801 | 33283.3101 | 1.0073 | 3.6262 | 3.5767 | 3.219 | 0.71431 | 2.1646 | 0.2972 | 41.3068 | 0.89801 | 33283.3101 | 1.0073 | 3.9284 | 3.8748 | 3.2936 | 0.77865 | 2.3062 | 0.31664 | 40.2553 | 23774.7595 | 0.64146 | 29351.5549 | 0.14661 | 0.56978 | 0.02013 | 0.58991 | 84.0483 | 23774.7595 | 0.64146 | 29351.5549 | 0.14661 | 0.94038 | 0.02013 | 0.96051 | 136.8503 | 23774.7595 | 0.64146 | 30598.1461 | 0.14661 | 0.069281 | 0.86161 | 0.029642 | 0.89125 | 126.9818 | 23774.7595 | 0.64146 | 30716.7435 | 0.0042 | 0.59628 | 0.00057666 | 0.59686 | 85.1233 | 23774.7595 | 0.64146 | 28404.7306 | 0.0042 | 0.91005 | 0.00057666 | 0.91063 | 129.8275 | 23774.7595 | 0.64146 | 29943.022 | 0.0042 | 0.069281 | 0.84316 | 0.010089 | 0.85325 | 121.6527
01/13 03:00:00 | 39.02 | 3.9 | 62.36% | 0.89801 | 33283.3101 | 1.0073 | 3.6262 | 3.5767 | 3.219 | 0.69441 | 2.1043 | 0.28892 | 41.5957 | 0.89801 | 33283.3101 | 1.0073 | 3.9284 | 3.8748 | 3.2936 | 0.69441 | 2.0567 | 0.28238 | 40.5377 | 23112.3804 | 0.62359 | 28533.803 | 0.14253 | 0.55391 | 0.019569 | 0.57348 | 84.6218 | 23112.3804 | 0.62359 | 28533.803 | 0.14253 | 0.91418 | 0.019569 | 0.93375 | 137.784 | 23112.3804 | 0.62359 | 29745.6633 | 0.14253 | 0.067351 | 0.8376 | 0.028816 | 0.86642 | 127.8482 | 23112.3804 | 0.62359 | 29860.9566 | 0.0042 | 0.57967 | 0.00057666 | 0.58025 | 85.7036 | 23112.3804 | 0.62359 | 27613.3577 | 0.0042 | 0.8847 | 0.00057666 | 0.88527 | 130.7128 | 23112.3804 | 0.62359 | 29108.7914 | 0.0042 | 0.067351 | 0.81967 | 0.0098239 | 0.82949 | 122.4822
01/13 04:00:00 | 39.02 | 3.9 | 62.45% | 0.89801 | 33283.3101 | 1.0073 | 3.6262 | 3.5767 | 3.219 | 0.6954 | 2.1073 | 0.28933 | 41.8851 | 0.89801 | 33283.3101 | 1.0073 | 3.9284 | 3.8748 | 3.2936 | 0.69441 | 2.0567 | 0.28238 | 40.8201 | 23145.0723 | 0.62447 | 28574.1633 | 0.14273 | 0.55469 | 0.019597 | 0.57429 | 85.196 | 23145.0723 | 0.62447 | 28574.1633 | 0.14273 | 0.91548 | 0.019597 | 0.93507 | 138.7191 | 23145.0723 | 0.62447 | 29787.7378 | 0.14273 | 0.067446 | 0.83879 | 0.028857 | 0.86765 | 128.7159 | 23145.0723 | 0.62447 | 29903.1941 | 0.0042 | 0.58049 | 0.00057666 | 0.58107 | 86.2847 | 23145.0723 | 0.62447 | 27652.4161 | 0.0042 | 0.88595 | 0.00057666 | 0.88652 | 131.5993 | 23145.0723 | 0.62447 | 29149.9651 | 0.0042 | 0.067446 | 0.82083 | 0.009837 | 0.83067 | 123.3129
01/13 05:00:00 | 39.02 | 3.9 | 61.85% | 0.89801 | 33283.3101 | 1.0073 | 3.6262 | 3.5767 | 3.219 | 0.68874 | 2.0871 | 0.28656 | 42.1716 | 0.89801 | 33283.3101 | 1.0073 | 3.9284 | 3.8748 | 3.2936 | 0.68874 | 2.0399 | 0.28008 | 41.1001 | 22923.4467 | 0.61849 | 28300.5515 | 0.14136 | 0.54938 | 0.019409 | 0.56879 | 85.7648 | 22923.4467 | 0.61849 | 28300.5515 | 0.14136 | 0.90671 | 0.019409 | 0.92612 | 139.6452 | 22923.4467 | 0.61849 | 29502.5054 | 0.14136 | 0.0668 | 0.83076 | 0.028581 | 0.85934 | 129.5752 | 22923.4467 | 0.61849 | 29616.8562 | 0.0042 | 0.57493 | 0.00057666 | 0.57551 | 86.8602 | 22923.4467 | 0.61849 | 27387.6305 | 0.0042 | 0.87746 | 0.00057666 | 0.87804 | 132.4773 | 22923.4467 | 0.61849 | 28870.8397 | 0.0042 | 0.0668 | 0.81297 | 0.0097483 | 0.82272 | 124.1356
01/13 06:00:00 | 39.02 | 3.9 | 55.53% | 0.89801 | 33283.3101 | 1.0073 | 3.6262 | 3.5767 | 3.219 | 0.61833 | 1.8737 | 0.25726 | 42.4289 | 0.89801 | 33283.3101 | 1.0073 | 3.9284 | 3.8748 | 3.2936 | 0.68874 | 2.0399 | 0.28008 | 41.3802 | 20579.9617 | 0.55526 | 25407.3601 | 0.12691 | 0.49322 | 0.017425 | 0.51064 | 86.2755 | 20579.9617 | 0.55526 | 25407.3601 | 0.12691 | 0.81402 | 0.017425 | 0.83144 | 140.4766 | 20579.9617 | 0.55526 | 26486.4372 | 0.12691 | 0.059971 | 0.74583 | 0.025659 | 0.77149 | 130.3467 | 20579.9617 | 0.55526 | 26589.0978 | 0.0042 | 0.51616 | 0.00057666 | 0.51673 | 87.3769 | 20579.9617 | 0.55526 | 24587.7679 | 0.0042 | 0.78776 | 0.00057666 | 0.78834 | 133.2656 | 20579.9617 | 0.55526 | 25919.3472 | 0.0042 | 0.059971 | 0.72986 | 0.0088107 | 0.73867 | 124.8743
01/13 07:00:00 | 39.02 | 3.9 | 56.02% | 0.89801 | 33283.3101 | 1.0073 | 3.6262 | 3.5767 | 3.219 | 0.62378 | 1.8903 | 0.25953 | 42.6884 | 0.89801 | 33283.3101 | 1.0073 | 3.9284 | 3.8748 | 3.2936 | 0.62378 | 1.8475 | 0.25366 | 41.6339 | 20761.4332 | 0.56016 | 25631.399 | 0.12803 | 0.49757 | 0.017578 | 0.51514 | 86.7906 | 20761.4332 | 0.56016 | 25631.399 | 0.12803 | 0.8212 | 0.017578 | 0.83877 | 141.3154 | 20761.4332 | 0.56016 | 26719.9913 | 0.12803 | 0.0605 | 0.7524 | 0.025885 | 0.77829 | 131.125 | 20761.4332 | 0.56016 | 26823.5571 | 0.0042 | 0.52071 | 0.00057666 | 0.52128 | 87.8982 | 20761.4332 | 0.56016 | 24804.5797 | 0.0042 | 0.79471 | 0.00057666 | 0.79528 | 134.0609 | 20761.4332 | 0.56016 | 26147.9008 | 0.0042 | 0.0605 | 0.73629 | 0.0088833 | 0.74518 | 125.6194
01/13 08:00:00 | 39.2 | 4 | 57.34% | 0.90069 | 33382.7665 | 1.0091 | 3.6326 | 3.5833 | 3.225 | 0.63662 | 1.9314 | 0.26518 | 42.9536 | 0.90069 | 33382.7665 | 1.0091 | 3.9354 | 3.8819 | 3.2996 | 0.62192 | 1.8441 | 0.25319 | 41.8871 | 21252.0528 | 0.5734 | 26237.1022 | 0.13105 | 0.50932 | 0.017994 | 0.52732 | 87.3179 | 21252.0528 | 0.5734 | 26237.1022 | 0.13105 | 0.8406 | 0.017994 | 0.8586 | 142.174 | 21252.0528 | 0.5734 | 27351.4193 | 0.13105 | 0.06193 | 0.77018 | 0.026497 | 0.79668 | 131.9217 | 21252.0528 | 0.5734 | 27457.4326 | 0.0042 | 0.53301 | 0.00057666 | 0.53359 | 88.4318 | 21252.0528 | 0.5734 | 25390.7441 | 0.0042 | 0.81349 | 0.00057666 | 0.81406 | 134.875 | 21252.0528 | 0.5734 | 26765.8096 | 0.0042 | 0.06193 | 0.75369 | 0.0090796 | 0.76277 | 126.3822
01/13 09:00:00 | 39.02 | 3.9 | 58.74% | 0.89801 | 33283.3101 | 1.0073 | 3.6262 | 3.5767 | 3.219 | 0.65413 | 1.9822 | 0.27216 | 43.2258 | 0.89801 | 33283.3101 | 1.0073 | 3.9284 | 3.8748 | 3.2936 | 0.65413 | 1.9374 | 0.266 | 42.1531 | 21771.6697 | 0.58742 | 26878.6046 | 0.13426 | 0.52178 | 0.018434 | 0.54021 | 87.8581 | 21771.6697 | 0.58742 | 26878.6046 | 0.13426 | 0.86115 | 0.018434 | 0.87959 | 143.0536 | 21771.6697 | 0.58742 | 28020.167 | 0.13426 | 0.063444 | 0.78902 | 0.027145 | 0.81616 | 132.7378 | 21771.6697 | 0.58742 | 28128.7723 | 0.0042 | 0.54605 | 0.00057666 | 0.54662 | 88.9784 | 21771.6697 | 0.58742 | 26011.5529 | 0.0042 | 0.83338 | 0.00057666 | 0.83395 | 135.7089 | 21771.6697 | 0.58742 | 27420.239 | 0.0042 | 0.063444 | 0.77212 | 0.0092875 | 0.78141 | 127.1636
01/13 10:00:00 | 39.92 | 4.4 | 61.32% | 0.91146 | 33782.0112 | 1.0162 | 3.6581 | 3.6095 | 3.2485 | 0.6728 | 2.0506 | 0.28154 | 43.5073 | 0.91146 | 33782.0112 | 1.0162 | 3.963 | 3.9103 | 3.3237 | 0.64448 | 1.9198 | 0.26359 | 42.4167 | 22728.4011 | 0.61323 | 28059.7544 | 0.14016 | 0.54471 | 0.019244 | 0.56395 | 88.4221 | 22728.4011 | 0.61323 | 28059.7544 | 0.14016 | 0.899 | 0.019244 | 0.91824 | 143.9718 | 22728.4011 | 0.61323 | 29251.4815 | 0.14016 | 0.066232 | 0.82369 | 0.028337 | 0.85203 | 133.5899 | 22728.4011 | 0.61323 | 29364.8593 | 0.0042 | 0.57004 | 0.00057666 | 0.57062 | 89.549 | 22728.4011 | 0.61323 | 27154.6011 | 0.0042 | 0.87 | 0.00057666 | 0.87057 | 136.5795 | 22728.4011 | 0.61323 | 28625.1903 | 0.0042 | 0.066232 | 0.80605 | 0.0096703 | 0.81572 | 127.9793
01/13 11:00:00 | 41 | 5 | 54.07% | 0.92774 | 34385.1365 | 1.0265 | 3.6954 | 3.6483 | 3.2835 | 0.58279 | 1.7887 | 0.24559 | 43.7529 | 0.92774 | 34385.1365 | 1.0265 | 4.0033 | 3.9524 | 3.3595 | 0.58279 | 1.7482 | 0.24003 | 42.6567 | 20039.2303 | 0.54067 | 24739.7905 | 0.12358 | 0.48026 | 0.016967 | 0.49722 | 88.9193 | 20039.2303 | 0.54067 | 24739.7905 | 0.12358 | 0.79263 | 0.016967 | 0.8096 | 144.7814 | 20039.2303 | 0.54067 | 25790.5152 | 0.12358 | 0.058396 | 0.72623 | 0.024985 | 0.75122 | 134.3411 | 20039.2303 | 0.54067 | 25890.4784 | 0.0042 | 0.50259 | 0.00057666 | 0.50317 | 90.0522 | 20039.2303 | 0.54067 | 23941.7327 | 0.0042 | 0.76706 | 0.00057666 | 0.76764 | 137.3472 | 20039.2303 | 0.54067 | 25238.3253 | 0.0042 | 0.058396 | 0.71068 | 0.0085944 | 0.71928 | 128.6986
01/13 12:00:00 | 42.08 | 5.6 | 46.28% | 0.94415 | 34993.3717 | 1.0365 | 3.7313 | 3.6866 | 3.318 | 0.49018 | 1.5152 | 0.20803 | 43.9609 | 0.94415 | 34993.3717 | 1.0365 | 4.0422 | 3.9938 | 3.3948 | 0.57266 | 1.7301 | 0.23754 | 42.8942 | 17153.1879 | 0.46281 | 21176.7752 | 0.10578 | 0.41109 | 0.014523 | 0.42561 | 89.3449 | 17153.1879 | 0.46281 | 21176.7752 | 0.10578 | 0.67848 | 0.014523 | 0.693 | 145.4744 | 17153.1879 | 0.46281 | 22076.1749 | 0.10578 | 0.049985 | 0.62164 | 0.021386 | 0.64303 | 134.9841 | 17153.1879 | 0.46281 | 22161.7415 | 0.0042 | 0.43021 | 0.00057666 | 0.43079 | 90.483 | 17153.1879 | 0.46281 | 20493.6534 | 0.0042 | 0.65659 | 0.00057666 | 0.65717 | 138.0043 | 17153.1879 | 0.46281 | 21603.5112 | 0.0042 | 0.049985 | 0.60833 | 0.0074397 | 0.61577 | 129.3144
01/13 13:00:00 | 42.08 | 5.6 | 42.12% | 0.94415 | 34993.3717 | 1.0365 | 3.7313 | 3.6866 | 3.318 | 0.44612 | 1.379 | 0.18934 | 44.1503 | 0.94415 | 34993.3717 | 1.0365 | 4.0422 | 3.9938 | 3.3948 | 0.44612 | 1.3478 | 0.18505 | 43.0793 | 15611.3747 | 0.42121 | 19273.3021 | 0.09627 | 0.37414 | 0.013218 | 0.38736 | 89.7323 | 15611.3747 | 0.42121 | 19273.3021 | 0.09627 | 0.61749 | 0.013218 | 0.63071 | 146.1051 | 15611.3747 | 0.42121 | 20091.8593 | 0.09627 | 0.045493 | 0.56576 | 0.019464 | 0.58523 | 135.5693 | 15611.3747 | 0.42121 | 20169.7347 | 0.0042 | 0.39154 | 0.00057666 | 0.39212 | 90.8751 | 15611.3747 | 0.42121 | 18651.5827 | 0.0042 | 0.59757 | 0.00057666 | 0.59815 | 138.6025 | 15611.3747 | 0.42121 | 19661.681 | 0.0042 | 0.045493 | 0.55365 | 0.0068228 | 0.56047 | 129.8749
01/13 14:00:00 | 42.98 | 6.1 | 39.25% | 0.95793 | 35504.1377 | 1.0445 | 3.7601 | 3.7181 | 3.3463 | 0.40979 | 1.2743 | 0.17496 | 44.3252 | 0.95793 | 35504.1377 | 1.0445 | 4.0735 | 4.028 | 3.4238 | 0.43971 | 1.3364 | 0.18348 | 43.2628 | 14549.2625 | 0.39255 | 17962.0525 | 0.08972 | 0.34869 | 0.012319 | 0.361 | 90.0933 | 14549.2625 | 0.39255 | 17962.0525 | 0.08972 | 0.57548 | 0.012319 | 0.5878 | 146.6929 | 14549.2625 | 0.39255 | 18724.9195 | 0.08972 | 0.042397 | 0.52727 | 0.01814 | 0.54541 | 136.1147 | 14549.2625 | 0.39255 | 18797.4968 | 0.0042 | 0.3649 | 0.00057666 | 0.36548 | 91.2406 | 14549.2625 | 0.39255 | 17382.6314 | 0.0042 | 0.55692 | 0.00057666 | 0.55749 | 139.16 | 14549.2625 | 0.39255 | 18324.0082 | 0.0042 | 0.042397 | 0.51598 | 0.0063978 | 0.52238 | 130.3972
01/13 15:00:00 | 44.96 | 7.2 | 37.64% | 0.98858 | 36640.3138 | 1.0611 | 3.8198 | 3.7861 | 3.4075 | 0.38077 | 1.2 | 0.16476 | 44.49 | 0.98858 | 36640.3138 | 1.0611 | 4.1381 | 4.1016 | 3.4863 | 0.38077 | 1.1728 | 0.16103 | 43.4238 | 13951.3648 | 0.37642 | 17223.9072 | 0.086033 | 0.33436 | 0.011812 | 0.34617 | 90.4395 | 13951.3648 | 0.37642 | 17223.9072 | 0.086033 | 0.55183 | 0.011812 | 0.56364 | 147.2566 | 13951.3648 | 0.37642 | 17955.4245 | 0.086033 | 0.040655 | 0.5056 | 0.017394 | 0.523 | 136.6377 | 13951.3648 | 0.37642 | 18025.0191 | 0.0042 | 0.34991 | 0.00057666 | 0.35048 | 91.5911 | 13951.3648 | 0.37642 | 16668.2973 | 0.0042 | 0.53403 | 0.00057666 | 0.53461 | 139.6946 | 13951.3648 | 0.37642 | 17570.9884 | 0.0042 | 0.040655 | 0.49478 | 0.0061586 | 0.50094 | 130.8982
01/13 16:00:00 | 46.94 | 8.3 | 39.82% | 1.0197 | 37793.6649 | 1.0761 | 3.8739 | 3.8522 | 3.4669 | 0.39046 | 1.2475 | 0.17128 | 44.6613 | 1.0197 | 37793.6649 | 1.0761 | 4.1967 | 4.1732 | 3.5472 | 0.36915 | 1.1527 | 0.15827 | 43.5821 | 14756.8521 | 0.39815 | 18218.336 | 0.091001 | 0.35366 | 0.012494 | 0.36615 | 90.8056 | 14756.8521 | 0.39815 | 18218.336 | 0.091001 | 0.58369 | 0.012494 | 0.59619 | 147.8528 | 14756.8521 | 0.39815 | 18992.0877 | 0.091001 | 0.043002 | 0.5348 | 0.018399 | 0.55319 | 137.1909 | 14756.8521 | 0.39815 | 19065.7004 | 0.0042 | 0.37011 | 0.00057666 | 0.37069 | 91.9617 | 14756.8521 | 0.39815 | 17630.6477 | 0.0042 | 0.56486 | 0.00057666 | 0.56544 | 140.26 | 14756.8521 | 0.39815 | 18585.4561 | 0.0042 | 0.043002 | 0.52334 | 0.0064809 | 0.52983 | 131.428
01/13 17:00:00 | 46.94 | 8.3 | 42.95% | 1.0197 | 37793.6649 | 1.0761 | 3.8739 | 3.8522 | 3.4669 | 0.42118 | 1.3457 | 0.18476 | 44.846 | 1.0197 | 37793.6649 | 1.0761 | 4.1967 | 4.1732 | 3.5472 | 0.42118 | 1.3152 | 0.18058 | 43.7627 | 15918.0906 | 0.42948 | 19651.9637 | 0.098162 | 0.38149 | 0.013478 | 0.39497 | 91.2006 | 15918.0906 | 0.42948 | 19651.9637 | 0.098162 | 0.62962 | 0.013478 | 0.6431 | 148.4959 | 15918.0906 | 0.42948 | 20486.6031 | 0.098162 | 0.046386 | 0.57688 | 0.019846 | 0.59673 | 137.7877 | 15918.0906 | 0.42948 | 20566.0085 | 0.0042 | 0.39923 | 0.00057666 | 0.39981 | 92.3616 | 15918.0906 | 0.42948 | 19018.0294 | 0.0042 | 0.60931 | 0.00057666 | 0.60989 | 140.8699 | 15918.0906 | 0.42948 | 20047.973 | 0.0042 | 0.046386 | 0.56453 | 0.0069455 | 0.57147 | 131.9995
01/13 18:00:00 | 46.94 | 8.3 | 42.11% | 1.0197 | 37793.6649 | 1.0761 | 3.8739 | 3.8522 | 3.4669 | 0.41293 | 1.3193 | 0.18114 | 45.0272 | 1.0197 | 37793.6649 | 1.0761 | 4.1967 | 4.1732 | 3.5472 | 0.42118 | 1.3152 | 0.18058 | 43.9432 | 15606.2157 | 0.42107 | 19266.9329 | 0.096238 | 0.37402 | 0.013214 | 0.38723 | 91.5878 | 15606.2157 | 0.42107 | 19266.9329 | 0.096238 | 0.61729 | 0.013214 | 0.6305 | 149.1264 | 15606.2157 | 0.42107 | 20085.2197 | 0.096238 | 0.045477 | 0.56558 | 0.019458 | 0.58503 | 138.3727 | 15606.2157 | 0.42107 | 20163.0693 | 0.0042 | 0.39141 | 0.00057666 | 0.39199 | 92.7535 | 15606.2157 | 0.42107 | 18645.419 | 0.0042 | 0.59737 | 0.00057666 | 0.59795 | 141.4679 | 15606.2157 | 0.42107 | 19655.1835 | 0.0042 | 0.045477 | 0.55347 | 0.0068207 | 0.56029 | 132.5598
01/13 19:00:00 | 46.94 | 8.3 | 38.04% | 1.0197 | 37793.6649 | 1.0761 | 3.8739 | 3.8522 | 3.4669 | 0.37302 | 1.1918 | 0.16363 | 45.1908 | 1.0197 | 37793.6649 | 1.0761 | 4.1967 | 4.1732 | 3.5472 | 0.37302 | 1.1648 | 0.15993 | 44.1032 | 14097.8999 | 0.38037 | 17404.8147 | 0.086937 | 0.33787 | 0.011936 | 0.3498 | 91.9376 | 14097.8999 | 0.38037 | 17404.8147 | 0.086937 | 0.55763 | 0.011936 | 0.56956 | 149.6959 | 14097.8999 | 0.38037 | 18144.0153 | 0.086937 | 0.041082 | 0.51091 | 0.017577 | 0.52849 | 138.9012 | 14097.8999 | 0.38037 | 18214.341 | 0.0042 | 0.35358 | 0.00057666 | 0.35416 | 93.1077 | 14097.8999 | 0.38037 | 16843.3691 | 0.0042 | 0.53964 | 0.00057666 | 0.54022 | 142.0081 | 14097.8999 | 0.38037 | 17755.5414 | 0.0042 | 0.041082 | 0.49998 | 0.0062172 | 0.50619 | 133.066
01/13 20:00:00 | 46.04 | 7.8 | 34.01% | 1.0055 | 37267.2853 | 1.0695 | 3.8501 | 3.8223 | 3.4401 | 0.33822 | 1.0739 | 0.14744 | 45.3382 | 1.0055 | 37267.2853 | 1.0695 | 4.1709 | 4.1409 | 3.5197 | 0.37829 | 1.1739 | 0.16118 | 44.2643 | 12604.6744 | 0.34008 | 15561.3264 | 0.077729 | 0.30208 | 0.010672 | 0.31275 | 92.2504 | 12604.6744 | 0.34008 | 15561.3264 | 0.077729 | 0.49856 | 0.010672 | 0.50924 | 150.2052 | 12604.6744 | 0.34008 | 16222.2322 | 0.077729 | 0.036731 | 0.4568 | 0.015715 | 0.47251 | 139.3737 | 12604.6744 | 0.34008 | 16285.1091 | 0.0042 | 0.31613 | 0.00057666 | 0.31671 | 93.4244 | 12604.6744 | 0.34008 | 15059.3482 | 0.0042 | 0.48248 | 0.00057666 | 0.48306 | 142.4911 | 12604.6744 | 0.34008 | 15874.9048 | 0.0042 | 0.036731 | 0.44702 | 0.0056198 | 0.45264 | 133.5186
01/13 21:00:00 | 46.04 | 7.8 | 32.34% | 1.0055 | 37267.2853 | 1.0695 | 3.8501 | 3.8223 | 3.4401 | 0.32161 | 1.0211 | 0.1402 | 45.4784 | 1.0055 | 37267.2853 | 1.0695 | 4.1709 | 4.1409 | 3.5197 | 0.32161 | 0.99803 | 0.13703 | 44.4014 | 11985.6312 | 0.32338 | 14797.0756 | 0.073911 | 0.28725 | 0.010148 | 0.29739 | 92.5478 | 11985.6312 | 0.32338 | 14797.0756 | 0.073911 | 0.47408 | 0.010148 | 0.48423 | 150.6894 | 11985.6312 | 0.32338 | 15425.5228 | 0.073911 | 0.034927 | 0.43436 | 0.014943 | 0.44931 | 139.823 | 11985.6312 | 0.32338 | 15485.3117 | 0.0042 | 0.30061 | 0.00057666 | 0.30118 | 93.7256 | 11985.6312 | 0.32338 | 14319.7506 | 0.0042 | 0.45879 | 0.00057666 | 0.45936 | 142.9505 | 11985.6312 | 0.32338 | 15095.2534 | 0.0042 | 0.034927 | 0.42506 | 0.0053721 | 0.43044 | 133.949
01/13 22:00:00 | 44.6 | 7 | 34.95% | 0.98297 | 36432.4589 | 1.0582 | 3.8094 | 3.7738 | 3.3965 | 0.35553 | 1.1177 | 0.15346 | 45.6319 | 0.98297 | 36432.4589 | 1.0582 | 4.1268 | 4.0883 | 3.4751 | 0.32898 | 1.0109 | 0.13879 | 44.5402 | 12952.7252 | 0.34947 | 15991.0188 | 0.079875 | 0.31042 | 0.010967 | 0.32139 | 92.8692 | 12952.7252 | 0.34947 | 15991.0188 | 0.079875 | 0.51233 | 0.010967 | 0.5233 | 151.2127 | 12952.7252 | 0.34947 | 16670.174 | 0.079875 | 0.037745 | 0.46941 | 0.016149 | 0.48556 | 140.3086 | 12952.7252 | 0.34947 | 16734.7871 | 0.0042 | 0.32486 | 0.00057666 | 0.32544 | 94.051 | 12952.7252 | 0.34947 | 15475.1795 | 0.0042 | 0.4958 | 0.00057666 | 0.49638 | 143.4469 | 12952.7252 | 0.34947 | 16313.2559 | 0.0042 | 0.037745 | 0.45936 | 0.0057591 | 0.46512 | 134.4142
01/13 23:00:00 | 44.96 | 7.2 | 39.45% | 0.98858 | 36640.3138 | 1.0611 | 3.8198 | 3.7861 | 3.4075 | 0.39906 | 1.2576 | 0.17268 | 45.8046 | 0.98858 | 36640.3138 | 1.0611 | 4.1381 | 4.1016 | 3.4863 | 0.39906 | 1.2292 | 0.16877 | 44.7089 | 14621.71 | 0.3945 | 18051.4939 | 0.090167 | 0.35042 | 0.01238 | 0.3628 | 93.232 | 14621.71 | 0.3945 | 18051.4939 | 0.090167 | 0.57835 | 0.01238 | 0.59073 | 151.8034 | 14621.71 | 0.3945 | 18818.1596 | 0.090167 | 0.042609 | 0.5299 | 0.01823 | 0.54813 | 140.8567 | 14621.71 | 0.3945 | 18891.0982 | 0.0042 | 0.36672 | 0.00057666 | 0.3673 | 94.4183 | 14621.71 | 0.3945 | 17469.1876 | 0.0042 | 0.55969 | 0.00057666 | 0.56027 | 144.0071 | 14621.71 | 0.3945 | 18415.2519 | 0.0042 | 0.042609 | 0.51855 | 0.0064268 | 0.52498 | 134.9391
01/13 24:00:00 | 44.96 | 7.2 | 41.25% | 0.98858 | 36640.3138 | 1.0611 | 3.8198 | 3.7861 | 3.4075 | 0.41724 | 1.3149 | 0.18054 | 45.9851 | 0.98858 | 36640.3138 | 1.0611 | 4.1381 | 4.1016 | 3.4863 | 0.39906 | 1.2292 | 0.16877 | 44.8777 | 15287.8438 | 0.41248 | 18873.8812 | 0.094275 | 0.36639 | 0.012944 | 0.37933 | 93.6113 | 15287.8438 | 0.41248 | 18873.8812 | 0.094275 | 0.60469 | 0.012944 | 0.61764 | 152.4211 | 15287.8438 | 0.41248 | 19675.4746 | 0.094275 | 0.04455 | 0.55404 | 0.019061 | 0.5731 | 141.4298 | 15287.8438 | 0.41248 | 19751.7361 | 0.0042 | 0.38343 | 0.00057666 | 0.384 | 94.8023 | 15287.8438 | 0.41248 | 18265.0463 | 0.0042 | 0.58519 | 0.00057666 | 0.58576 | 144.5929 | 15287.8438 | 0.41248 | 19254.2113 | 0.0042 | 0.04455 | 0.54218 | 0.0066933 | 0.54887 | 135.488
01/14 01:00:00 | 44.96 | 7.2 | 42.81% | 0.98858 | 36640.3138 | 1.0611 | 3.8198 | 3.7861 | 3.4075 | 0.43301 | 1.3646 | 0.18736 | 46.1725 | 0.98858 | 36640.3138 | 1.0611 | 4.1381 | 4.1016 | 3.4863 | 0.43301 | 1.3338 | 0.18313 | 45.0608 | 15865.5654 | 0.42806 | 19587.1178 | 0.097838 | 0.38023 | 0.013433 | 0.39366 | 94.005 | 15865.5654 | 0.42806 | 19587.1178 | 0.097838 | 0.62755 | 0.013433 | 0.64098 | 153.062 | 15865.5654 | 0.42806 | 20419.0031 | 0.097838 | 0.046233 | 0.57498 | 0.019781 | 0.59476 | 142.0245 | 15865.5654 | 0.42806 | 20498.1465 | 0.0042 | 0.39792 | 0.00057666 | 0.39849 | 95.2008 | 15865.5654 | 0.42806 | 18955.2753 | 0.0042 | 0.6073 | 0.00057666 | 0.60788 | 145.2008 | 15865.5654 | 0.42806 | 19981.8204 | 0.0042 | 0.046233 | 0.56266 | 0.0069245 | 0.56959 | 136.0576
01/14 02:00:00 | 44.06 | 6.7 | 45.51% | 0.97459 | 36121.741 | 1.0537 | 3.7934 | 3.7554 | 3.3799 | 0.46696 | 1.4626 | 0.20082 | 46.3733 | 0.97459 | 36121.741 | 1.0537 | 4.1095 | 4.0684 | 3.4581 | 0.43922 | 1.3446 | 0.18462 | 45.2454 | 16867.3205 | 0.45509 | 20823.8524 | 0.10402 | 0.40424 | 0.014281 | 0.41852 | 94.4235 | 16867.3205 | 0.45509 | 20823.8524 | 0.10402 | 0.66717 | 0.014281 | 0.68145 | 153.7435 | 16867.3205 | 0.45509 | 21708.2632 | 0.10402 | 0.049152 | 0.61128 | 0.02103 | 0.63231 | 142.6569 | 16867.3205 | 0.45509 | 21792.4037 | 0.0042 | 0.42304 | 0.00057666 | 0.42362 | 95.6244 | 16867.3205 | 0.45509 | 20152.1153 | 0.0042 | 0.64565 | 0.00057666 | 0.64622 | 145.847 | 16867.3205 | 0.45509 | 21243.4767 | 0.0042 | 0.049152 | 0.59819 | 0.0073253 | 0.60552 | 136.6631
01/14 03:00:00 | 42.98 | 6.1 | 48.34% | 0.95793 | 35504.1377 | 1.0445 | 3.7601 | 3.7181 | 3.3463 | 0.50461 | 1.5691 | 0.21544 | 46.5887 | 0.95793 | 35504.1377 | 1.0445 | 4.0735 | 4.028 | 3.4238 | 0.50461 | 1.5336 | 0.21057 | 45.456 | 17915.7018 | 0.48338 | 22118.1504 | 0.11048 | 0.42936 | 0.015169 | 0.44453 | 94.868 | 17915.7018 | 0.48338 | 22118.1504 | 0.11048 | 0.70864 | 0.015169 | 0.7238 | 154.4673 | 17915.7018 | 0.48338 | 23057.5313 | 0.11048 | 0.052207 | 0.64927 | 0.022337 | 0.67161 | 143.3285 | 17915.7018 | 0.48338 | 23146.9015 | 0.0042 | 0.44934 | 0.00057666 | 0.44991 | 96.0744 | 17915.7018 | 0.48338 | 21404.6616 | 0.0042 | 0.68578 | 0.00057666 | 0.68635 | 146.5334 | 17915.7018 | 0.48338 | 22563.8562 | 0.0042 | 0.052207 | 0.63537 | 0.0077447 | 0.64312 | 137.3062
01/14 04:00:00 | 42.98 | 6.1 | 47.68% | 0.95793 | 35504.1377 | 1.0445 | 3.7601 | 3.7181 | 3.3463 | 0.49769 | 1.5476 | 0.21249 | 46.8012 | 0.95793 | 35504.1377 | 1.0445 | 4.0735 | 4.028 | 3.4238 | 0.50461 | 1.5336 | 0.21057 | 45.6666 | 17670.0575 | 0.47675 | 21814.8859 | 0.10897 | 0.42348 | 0.014961 | 0.43844 | 95.3064 | 17670.0575 | 0.47675 | 21814.8859 | 0.10897 | 0.69892 | 0.014961 | 0.71388 | 155.1812 | 17670.0575 | 0.47675 | 22741.3868 | 0.10897 | 0.051492 | 0.64037 | 0.022031 | 0.6624 | 143.9909 | 17670.0575 | 0.47675 | 22829.5317 | 0.0042 | 0.44317 | 0.00057666 | 0.44375 | 96.5181 | 17670.0575 | 0.47675 | 21111.1799 | 0.0042 | 0.67637 | 0.00057666 | 0.67695 | 147.2103 | 17670.0575 | 0.47675 | 22254.4805 | 0.0042 | 0.051492 | 0.62666 | 0.0076465 | 0.63431 | 137.9405
01/14 05:00:00 | 42.98 | 6.1 | 47.85% | 0.95793 | 35504.1377 | 1.0445 | 3.7601 | 3.7181 | 3.3463 | 0.49954 | 1.5534 | 0.21328 | 47.0145 | 0.95793 | 35504.1377 | 1.0445 | 4.0735 | 4.028 | 3.4238 | 0.49954 | 1.5182 | 0.20845 | 45.875 | 17735.581 | 0.47852 | 21895.779 | 0.10937 | 0.42505 | 0.015016 | 0.44006 | 95.7465 | 17735.581 | 0.47852 | 21895.779 | 0.10937 | 0.70151 | 0.015016 | 0.71653 | 155.8977 | 17735.581 | 0.47852 | 22825.7156 | 0.10937 | 0.051683 | 0.64275 | 0.022112 | 0.66486 | 144.6557 | 17735.581 | 0.47852 | 22914.1873 | 0.0042 | 0.44482 | 0.00057666 | 0.44539 | 96.9635 | 17735.581 | 0.47852 | 21189.4636 | 0.0042 | 0.67888 | 0.00057666 | 0.67946 | 147.8898 | 17735.581 | 0.47852 | 22337.0038 | 0.0042 | 0.051683 | 0.62898 | 0.0076727 | 0.63666 | 138.5772
01/14 06:00:00 | 42.98 | 6.1 | 48.02% | 0.95793 | 35504.1377 | 1.0445 | 3.7601 | 3.7181 | 3.3463 | 0.50126 | 1.5587 | 0.21401 | 47.2285 | 0.95793 | 35504.1377 | 1.0445 | 4.0735 | 4.028 | 3.4238 | 0.49954 | 1.5182 | 0.20845 | 46.0835 | 17796.9261 | 0.48017 | 21971.5137 | 0.10975 | 0.42652 | 0.015068 | 0.44159 | 96.1881 | 17796.9261 | 0.48017 | 21971.5137 | 0.10975 | 0.70394 | 0.015068 | 0.71901 | 156.6167 | 17796.9261 | 0.48017 | 22904.6668 | 0.10975 | 0.051861 | 0.64497 | 0.022189 | 0.66716 | 145.3229 | 17796.9261 | 0.48017 | 22993.4446 | 0.0042 | 0.44636 | 0.00057666 | 0.44693 | 97.4104 | 17796.9261 | 0.48017 | 21262.7552 | 0.0042 | 0.68123 | 0.00057666 | 0.68181 | 148.5716 | 17796.9261 | 0.48017 | 22414.2646 | 0.0042 | 0.051861 | 0.63116 | 0.0076972 | 0.63886 | 139.2161
01/14 07:00:00 | 42.98 | 6.1 | 47.22% | 0.95793 | 35504.1377 | 1.0445 | 3.7601 | 3.7181 | 3.3463 | 0.49296 | 1.5329 | 0.21047 | 47.439 | 0.95793 | 35504.1377 | 1.0445 | 4.0735 | 4.028 | 3.4238 | 0.49296 | 1.4982 | 0.20571 | 46.2892 | 17501.9991 | 0.47222 | 21607.4063 | 0.10793 | 0.41945 | 0.014819 | 0.43427 | 96.6224 | 17501.9991 | 0.47222 | 21607.4063 | 0.10793 | 0.69227 | 0.014819 | 0.70709 | 157.3238 | 17501.9991 | 0.47222 | 22525.0953 | 0.10793 | 0.051002 | 0.63428 | 0.021821 | 0.6561 | 145.979 | 17501.9991 | 0.47222 | 22612.4019 | 0.0042 | 0.43896 | 0.00057666 | 0.43954 | 97.85 | 17501.9991 | 0.47222 | 20910.3932 | 0.0042 | 0.66994 | 0.00057666 | 0.67052 | 149.2421 | 17501.9991 | 0.47222 | 22042.82 | 0.0042 | 0.051002 | 0.6207 | 0.0075792 | 0.62828 | 139.8443
01/14 08:00:00 | 42.98 | 6.1 | 46.61% | 0.95793 | 35504.1377 | 1.0445 | 3.7601 | 3.7181 | 3.3463 | 0.48654 | 1.5129 | 0.20773 | 47.6467 | 0.95793 | 35504.1377 | 1.0445 | 4.0735 | 4.028 | 3.4238 | 0.49296 | 1.4982 | 0.20571 | 46.4949 | 17274.1392 | 0.46607 | 21326.0977 | 0.10652 | 0.41399 | 0.014626 | 0.42862 | 97.051 | 17274.1392 | 0.46607 | 21326.0977 | 0.10652 | 0.68326 | 0.014626 | 0.69789 | 158.0217 | 17274.1392 | 0.46607 | 22231.8393 | 0.10652 | 0.050338 | 0.62602 | 0.021537 | 0.64756 | 146.6265 | 17274.1392 | 0.46607 | 22318.0092 | 0.0042 | 0.43324 | 0.00057666 | 0.43382 | 98.2838 | 17274.1392 | 0.46607 | 20638.1591 | 0.0042 | 0.66122 | 0.00057666 | 0.6618 | 149.9039 | 17274.1392 | 0.46607 | 21755.8428 | 0.0042 | 0.050338 | 0.61262 | 0.0074881 | 0.62011 | 140.4644
01/14 09:00:00 | 42.98 | 6.1 | 48.64% | 0.95793 | 35504.1377 | 1.0445 | 3.7601 | 3.7181 | 3.3463 | 0.50776 | 1.5789 | 0.21679 | 47.8635 | 0.95793 | 35504.1377 | 1.0445 | 4.0735 | 4.028 | 3.4238 | 0.50776 | 1.5432 | 0.21188 | 46.7068 | 18027.5549 | 0.4864 | 22256.2407 | 0.11117 | 0.43205 | 0.015264 | 0.44731 | 97.4983 | 18027.5549 | 0.4864 | 22256.2407 | 0.11117 | 0.71306 | 0.015264 | 0.72832 | 158.75 | 18027.5549 | 0.4864 | 23201.4864 | 0.11117 | 0.052533 | 0.65333 | 0.022476 | 0.6758 | 147.3024 | 18027.5549 | 0.4864 | 23291.4146 | 0.0042 | 0.45214 | 0.00057666 | 0.45272 | 98.7365 | 18027.5549 | 0.4864 | 21538.2974 | 0.0042 | 0.69006 | 0.00057666 | 0.69063 | 150.5945 | 18027.5549 | 0.4864 | 22704.7291 | 0.0042 | 0.052533 | 0.63934 | 0.0077895 | 0.64713 | 141.1116
01/14 10:00:00 | 41.54 | 5.3 | 49.72% | 0.93592 | 34688.6153 | 1.0315 | 3.7135 | 3.6675 | 3.3008 | 0.53128 | 1.6364 | 0.22468 | 48.0882 | 0.93592 | 34688.6153 | 1.0315 | 4.0229 | 3.9732 | 3.3772 | 0.5197 | 1.5645 | 0.2148 | 46.9216 | 18429.4481 | 0.49724 | 22752.4051 | 0.11365 | 0.44168 | 0.015604 | 0.45728 | 97.9556 | 18429.4481 | 0.49724 | 22752.4051 | 0.11365 | 0.72896 | 0.015604 | 0.74456 | 159.4946 | 18429.4481 | 0.49724 | 23718.7234 | 0.11365 | 0.053705 | 0.66789 | 0.022978 | 0.69087 | 147.9932 | 18429.4481 | 0.49724 | 23810.6565 | 0.0042 | 0.46222 | 0.00057666 | 0.4628 | 99.1993 | 18429.4481 | 0.49724 | 22018.4565 | 0.0042 | 0.70544 | 0.00057666 | 0.70602 | 151.3005 | 18429.4481 | 0.49724 | 23210.8918 | 0.0042 | 0.053705 | 0.65359 | 0.0079503 | 0.66154 | 141.7731
01/14 11:00:00 | 41.72 | 5.4 | 52.82% | 0.93866 | 34790.0588 | 1.0332 | 3.7195 | 3.6739 | 3.3065 | 0.56268 | 1.7351 | 0.23824 | 48.3264 | 0.93866 | 34790.0588 | 1.0332 | 4.0294 | 3.9801 | 3.3831 | 0.56268 | 1.6959 | 0.23285 | 47.1544 | 19575.753 | 0.52817 | 24167.5962 | 0.12072 | 0.46915 | 0.016574 | 0.48572 | 98.4413 | 19575.753 | 0.52817 | 24167.5962 | 0.12072 | 0.7743 | 0.016574 | 0.79087 | 160.2854 | 19575.753 | 0.52817 | 25194.0192 | 0.12072 | 0.057045 | 0.70943 | 0.024407 | 0.73384 | 148.7271 | 19575.753 | 0.52817 | 25291.6705 | 0.0042 | 0.49097 | 0.00057666 | 0.49155 | 99.6909 | 19575.753 | 0.52817 | 23387.9964 | 0.0042 | 0.74932 | 0.00057666 | 0.7499 | 152.0504 | 19575.753 | 0.52817 | 24654.6007 | 0.0042 | 0.057045 | 0.69425 | 0.0084089 | 0.70265 | 142.4758
01/14 12:00:00 | 42.08 | 5.6 | 53.54% | 0.94415 | 34993.3717 | 1.0365 | 3.7313 | 3.6866 | 3.318 | 0.5671 | 1.7529 | 0.24068 | 48.5671 | 0.94415 | 34993.3717 | 1.0365 | 4.0422 | 3.9938 | 3.3948 | 0.55941 | 1.69 | 0.23204 | 47.3865 | 19844.6341 | 0.53542 | 24499.5482 | 0.12238 | 0.47559 | 0.016802 | 0.4924 | 98.9337 | 19844.6341 | 0.53542 | 24499.5482 | 0.12238 | 0.78493 | 0.016802 | 0.80173 | 161.0872 | 19844.6341 | 0.53542 | 25540.0696 | 0.12238 | 0.057829 | 0.71918 | 0.024742 | 0.74392 | 149.471 | 19844.6341 | 0.53542 | 25639.0621 | 0.0042 | 0.49771 | 0.00057666 | 0.49829 | 100.1891 | 19844.6341 | 0.53542 | 23709.2402 | 0.0042 | 0.75961 | 0.00057666 | 0.76019 | 152.8106 | 19844.6341 | 0.53542 | 24993.2419 | 0.0042 | 0.057829 | 0.70378 | 0.0085165 | 0.7123 | 143.1881
01/14 13:00:00 | 42.08 | 5.6 | 50.78% | 0.94415 | 34993.3717 | 1.0365 | 3.7313 | 3.6866 | 3.318 | 0.53789 | 1.6627 | 0.22828 | 48.7954 | 0.94415 | 34993.3717 | 1.0365 | 4.0422 | 3.9938 | 3.3948 | 0.53789 | 1.625 | 0.22312 | 47.6096 | 18822.6871 | 0.50785 | 23237.8853 | 0.11607 | 0.4511 | 0.015937 | 0.46704 | 99.4007 | 18822.6871 | 0.50785 | 23237.8853 | 0.11607 | 0.74451 | 0.015937 | 0.76045 | 161.8476 | 18822.6871 | 0.50785 | 24224.8225 | 0.11607 | 0.05485 | 0.68214 | 0.023468 | 0.70561 | 150.1766 | 18822.6871 | 0.50785 | 24318.7171 | 0.0042 | 0.47208 | 0.00057666 | 0.47266 | 100.6618 | 18822.6871 | 0.50785 | 22488.2761 | 0.0042 | 0.72049 | 0.00057666 | 0.72107 | 153.5317 | 18822.6871 | 0.50785 | 23706.155 | 0.0042 | 0.05485 | 0.66754 | 0.0081076 | 0.67565 | 143.8637
01/14 14:00:00 | 42.44 | 5.8 | 48.12% | 0.94965 | 35197.2523 | 1.0397 | 3.7429 | 3.6993 | 3.3293 | 0.50669 | 1.5699 | 0.21555 | 49.0109 | 0.94965 | 35197.2523 | 1.0397 | 4.0548 | 4.0075 | 3.4064 | 0.53478 | 1.6195 | 0.22235 | 47.8319 | 17834.004 | 0.48117 | 22017.2889 | 0.10998 | 0.42741 | 0.0151 | 0.44251 | 99.8432 | 17834.004 | 0.48117 | 22017.2889 | 0.10998 | 0.7054 | 0.0151 | 0.7205 | 162.5681 | 17834.004 | 0.48117 | 22952.3861 | 0.10998 | 0.051969 | 0.64631 | 0.022235 | 0.66855 | 150.8451 | 17834.004 | 0.48117 | 23041.3488 | 0.0042 | 0.44729 | 0.00057666 | 0.44786 | 101.1097 | 17834.004 | 0.48117 | 21307.0538 | 0.0042 | 0.68265 | 0.00057666 | 0.68323 | 154.2149 | 17834.004 | 0.48117 | 22460.9622 | 0.0042 | 0.051969 | 0.63247 | 0.0077121 | 0.64019 | 144.5039
01/14 15:00:00 | 42.98 | 6.1 | 46.87% | 0.95793 | 35504.1377 | 1.0445 | 3.7601 | 3.7181 | 3.3463 | 0.48926 | 1.5214 | 0.20889 | 49.2198 | 0.95793 | 35504.1377 | 1.0445 | 4.0735 | 4.028 | 3.4238 | 0.48926 | 1.487 | 0.20416 | 48.0361 | 17370.7109 | 0.46867 | 21445.3221 | 0.10712 | 0.4163 | 0.014707 | 0.43101 | 100.2742 | 17370.7109 | 0.46867 | 21445.3221 | 0.10712 | 0.68708 | 0.014707 | 0.70179 | 163.2699 | 17370.7109 | 0.46867 | 22356.1273 | 0.10712 | 0.050619 | 0.62952 | 0.021658 | 0.65118 | 151.4963 | 17370.7109 | 0.46867 | 22442.7789 | 0.0042 | 0.43567 | 0.00057666 | 0.43624 | 101.5459 | 17370.7109 | 0.46867 | 20753.5375 | 0.0042 | 0.66492 | 0.00057666 | 0.66549 | 154.8804 | 17370.7109 | 0.46867 | 21877.4697 | 0.0042 | 0.050619 | 0.61604 | 0.0075267 | 0.62357 | 145.1275
01/14 16:00:00 | 44.96 | 7.2 | 47.58% | 0.98858 | 36640.3138 | 1.0611 | 3.8198 | 3.7861 | 3.4075 | 0.48134 | 1.5169 | 0.20828 | 49.4281 | 0.98858 | 36640.3138 | 1.0611 | 4.1381 | 4.1016 | 3.4863 | 0.47409 | 1.4603 | 0.2005 | 48.2366 | 17636.3157 | 0.47584 | 21773.2292 | 0.10876 | 0.42267 | 0.014932 | 0.4376 | 100.7119 | 17636.3157 | 0.47584 | 21773.2292 | 0.10876 | 0.69759 | 0.014932 | 0.71252 | 163.9824 | 17636.3157 | 0.47584 | 22697.961 | 0.10876 | 0.051393 | 0.63915 | 0.021989 | 0.66114 | 152.1575 | 17636.3157 | 0.47584 | 22785.9376 | 0.0042 | 0.44233 | 0.00057666 | 0.4429 | 101.9888 | 17636.3157 | 0.47584 | 21070.867 | 0.0042 | 0.67508 | 0.00057666 | 0.67566 | 155.5561 | 17636.3157 | 0.47584 | 22211.9845 | 0.0042 | 0.051393 | 0.62546 | 0.007633 | 0.6331 | 145.7606
01/14 17:00:00 | 42.08 | 5.6 | 51.06% | 0.94415 | 34993.3717 | 1.0365 | 3.7313 | 3.6866 | 3.318 | 0.5408 | 1.6716 | 0.22952 | 49.6576 | 0.94415 | 34993.3717 | 1.0365 | 4.0422 | 3.9938 | 3.3948 | 0.5408 | 1.6338 | 0.22432 | 48.4609 | 18924.4224 | 0.51059 | 23363.4844 | 0.1167 | 0.45354 | 0.016023 | 0.46956 | 101.1814 | 18924.4224 | 0.51059 | 23363.4844 | 0.1167 | 0.74853 | 0.016023 | 0.76456 | 164.747 | 18924.4224 | 0.51059 | 24355.756 | 0.1167 | 0.055147 | 0.68583 | 0.023595 | 0.70942 | 152.8669 | 18924.4224 | 0.51059 | 24450.1581 | 0.0042 | 0.47463 | 0.00057666 | 0.47521 | 102.464 | 18924.4224 | 0.51059 | 22609.8236 | 0.0042 | 0.72439 | 0.00057666 | 0.72497 | 156.281 | 18924.4224 | 0.51059 | 23834.2851 | 0.0042 | 0.055147 | 0.67115 | 0.0081483 | 0.67929 | 146.4399
01/14 18:00:00 | 41 | 5 | 51.5% | 0.92774 | 34385.1365 | 1.0265 | 3.6954 | 3.6483 | 3.2835 | 0.55514 | 1.7038 | 0.23394 | 49.8915 | 0.92774 | 34385.1365 | 1.0265 | 4.0033 | 3.9524 | 3.3595 | 0.55037 | 1.651 | 0.22668 | 48.6876 | 19088.6744 | 0.51503 | 23566.2646 | 0.11771 | 0.45748 | 0.016162 | 0.47364 | 101.6551 | 19088.6744 | 0.51503 | 23566.2646 | 0.11771 | 0.75503 | 0.016162 | 0.77119 | 165.5182 | 19088.6744 | 0.51503 | 24567.1485 | 0.11771 | 0.055626 | 0.69178 | 0.023799 | 0.71558 | 153.5825 | 19088.6744 | 0.51503 | 24662.37 | 0.0042 | 0.47875 | 0.00057666 | 0.47933 | 102.9434 | 19088.6744 | 0.51503 | 22806.0625 | 0.0042 | 0.73068 | 0.00057666 | 0.73125 | 157.0123 | 19088.6744 | 0.51503 | 24041.1516 | 0.0042 | 0.055626 | 0.67697 | 0.0082141 | 0.68519 | 147.125
01/14 19:00:00 | 41 | 5 | 49.03% | 0.92774 | 34385.1365 | 1.0265 | 3.6954 | 3.6483 | 3.2835 | 0.52851 | 1.6221 | 0.22272 | 50.1143 | 0.92774 | 34385.1365 | 1.0265 | 4.0033 | 3.9524 | 3.3595 | 0.52851 | 1.5854 | 0.21768 | 48.9053 | 18172.9302 | 0.49032 | 22435.7163 | 0.11207 | 0.43553 | 0.015387 | 0.45092 | 102.106 | 18172.9302 | 0.49032 | 22435.7163 | 0.11207 | 0.71881 | 0.015387 | 0.7342 | 166.2524 | 18172.9302 | 0.49032 | 23388.5846 | 0.11207 | 0.052957 | 0.6586 | 0.022658 | 0.68125 | 154.2637 | 18172.9302 | 0.49032 | 23479.238 | 0.0042 | 0.45579 | 0.00057666 | 0.45636 | 103.3997 | 18172.9302 | 0.49032 | 21711.9835 | 0.0042 | 0.69562 | 0.00057666 | 0.6962 | 157.7085 | 18172.9302 | 0.49032 | 22887.8214 | 0.0042 | 0.052957 | 0.64449 | 0.0078477 | 0.65234 | 147.7774
01/14 20:00:00 | 41 | 5 | 50.59% | 0.92774 | 34385.1365 | 1.0265 | 3.6954 | 3.6483 | 3.2835 | 0.5453 | 1.6736 | 0.22979 | 50.344 | 0.92774 | 34385.1365 | 1.0265 | 4.0033 | 3.9524 | 3.3595 | 0.52851 | 1.5854 | 0.21768 | 49.123 | 18750.2684 | 0.5059 | 23148.4795 | 0.11563 | 0.44937 | 0.015876 | 0.46524 | 102.5712 | 18750.2684 | 0.5059 | 23148.4795 | 0.11563 | 0.74165 | 0.015876 | 0.75752 | 167.0099 | 18750.2684 | 0.5059 | 24131.6195 | 0.11563 | 0.054639 | 0.67952 | 0.023378 | 0.7029 | 154.9666 | 18750.2684 | 0.5059 | 24225.1529 | 0.0042 | 0.47027 | 0.00057666 | 0.47084 | 103.8706 | 18750.2684 | 0.5059 | 22401.7543 | 0.0042 | 0.71772 | 0.00057666 | 0.7183 | 158.4268 | 18750.2684 | 0.5059 | 23614.9476 | 0.0042 | 0.054639 | 0.66497 | 0.0080787 | 0.67305 | 148.4504
01/14 21:00:00 | 39.92 | 4.4 | 50.62% | 0.91146 | 33782.0112 | 1.0162 | 3.6581 | 3.6095 | 3.2485 | 0.5554 | 1.6928 | 0.23242 | 50.5765 | 0.91146 | 33782.0112 | 1.0162 | 3.963 | 3.9103 | 3.3237 | 0.5554 | 1.6545 | 0.22716 | 49.3501 | 18762.5953 | 0.50623 | 23163.6979 | 0.1157 | 0.44966 | 0.015886 | 0.46555 | 103.0368 | 18762.5953 | 0.50623 | 23163.6979 | 0.1157 | 0.74213 | 0.015886 | 0.75802 | 167.7679 | 18762.5953 | 0.50623 | 24147.4843 | 0.1157 | 0.054675 | 0.67997 | 0.023393 | 0.70336 | 155.67 | 18762.5953 | 0.50623 | 24241.0792 | 0.0042 | 0.47058 | 0.00057666 | 0.47115 | 104.3417 | 18762.5953 | 0.50623 | 22416.4819 | 0.0042 | 0.71819 | 0.00057666 | 0.71877 | 159.1456 | 18762.5953 | 0.50623 | 23630.4727 | 0.0042 | 0.054675 | 0.66541 | 0.0080836 | 0.67349 | 149.1239
01/14 22:00:00 | 39.92 | 4.4 | 50.86% | 0.91146 | 33782.0112 | 1.0162 | 3.6581 | 3.6095 | 3.2485 | 0.55797 | 1.7006 | 0.23349 | 50.8099 | 0.91146 | 33782.0112 | 1.0162 | 3.963 | 3.9103 | 3.3237 | 0.5554 | 1.6545 | 0.22716 | 49.5773 | 18849.1894 | 0.50856 | 23270.6042 | 0.11624 | 0.45174 | 0.015959 | 0.4677 | 103.5045 | 18849.1894 | 0.50856 | 23270.6042 | 0.11624 | 0.74556 | 0.015959 | 0.76152 | 168.5294 | 18849.1894 | 0.50856 | 24258.9311 | 0.11624 | 0.054928 | 0.6831 | 0.023501 | 0.7066 | 156.3766 | 18849.1894 | 0.50856 | 24352.9579 | 0.0042 | 0.47275 | 0.00057666 | 0.47332 | 104.815 | 18849.1894 | 0.50856 | 22519.9396 | 0.0042 | 0.72151 | 0.00057666 | 0.72209 | 159.8676 | 18849.1894 | 0.50856 | 23739.5333 | 0.0042 | 0.054928 | 0.66848 | 0.0081182 | 0.6766 | 149.8005
01/14 23:00:00 | 39.02 | 3.9 | 58.94% | 0.89801 | 33283.3101 | 1.0073 | 3.6262 | 3.5767 | 3.219 | 0.65633 | 1.9889 | 0.27308 | 51.083 | 0.89801 | 33283.3101 | 1.0073 | 3.9284 | 3.8748 | 3.2936 | 0.65633 | 1.9439 | 0.2669 | 49.8442 | 21844.904 | 0.58939 | 26969.0173 | 0.13471 | 0.52353 | 0.018496 | 0.54203 | 104.0465 | 21844.904 | 0.58939 | 26969.0173 | 0.13471 | 0.86405 | 0.018496 | 0.88255 | 169.412 | 21844.904 | 0.58939 | 28114.4196 | 0.13471 | 0.063657 | 0.79167 | 0.027236 | 0.81891 | 157.1955 | 21844.904 | 0.58939 | 28223.3902 | 0.0042 | 0.54788 | 0.00057666 | 0.54846 | 105.3635 | 21844.904 | 0.58939 | 26099.049 | 0.0042 | 0.83618 | 0.00057666 | 0.83676 | 160.7044 | 21844.904 | 0.58939 | 27512.4736 | 0.0042 | 0.063657 | 0.77472 | 0.0093168 | 0.78404 | 150.5846
01/14 24:00:00 | 37.94 | 3.3 | 67.86% | 0.88199 | 32689.553 | 0.99634 | 3.5868 | 3.5369 | 3.1832 | 0.76939 | 2.3157 | 0.31795 | 51.401 | 0.88199 | 32689.553 | 0.99634 | 3.8857 | 3.8316 | 3.2569 | 0.66825 | 1.9658 | 0.2699 | 50.1141 | 25150.9714 | 0.67859 | 31050.582 | 0.1551 | 0.60276 | 0.021295 | 0.62406 | 104.6705 | 25150.9714 | 0.67859 | 31050.582 | 0.1551 | 0.99482 | 0.021295 | 1.0161 | 170.4281 | 25150.9714 | 0.67859 | 32369.3326 | 0.1551 | 0.073292 | 0.91148 | 0.031358 | 0.94284 | 158.1383 | 25150.9714 | 0.67859 | 32494.7951 | 0.0042 | 0.6308 | 0.00057666 | 0.63138 | 105.9949 | 25150.9714 | 0.67859 | 30048.9503 | 0.0042 | 0.96273 | 0.00057666 | 0.9633 | 161.6677 | 25150.9714 | 0.67859 | 31676.2864 | 0.0042 | 0.073292 | 0.89197 | 0.01064 | 0.90261 | 151.4872
01/15 01:00:00 | 37.94 | 3.3 | 70.63% | 0.88199 | 32689.553 | 0.99634 | 3.5868 | 3.5369 | 3.1832 | 0.80076 | 2.4101 | 0.33091 | 51.7319 | 0.88199 | 32689.553 | 0.99634 | 3.8857 | 3.8316 | 3.2569 | 0.80076 | 2.3556 | 0.32342 | 50.4375 | 26176.5127 | 0.70626 | 32316.6823 | 0.16142 | 0.62734 | 0.022163 | 0.64951 | 105.32 | 26176.5127 | 0.70626 | 32316.6823 | 0.16142 | 1.0354 | 0.022163 | 1.0575 | 171.4857 | 26176.5127 | 0.70626 | 33689.2055 | 0.16142 | 0.07628 | 0.94865 | 0.032636 | 0.98129 | 159.1196 | 26176.5127 | 0.70626 | 33819.7838 | 0.0042 | 0.65652 | 0.00057666 | 0.6571 | 106.652 | 26176.5127 | 0.70626 | 31274.2087 | 0.0042 | 1.002 | 0.00057666 | 1.0026 | 162.6703 | 26176.5127 | 0.70626 | 32967.9001 | 0.0042 | 0.07628 | 0.92834 | 0.01105 | 0.93939 | 152.4265
01/15 02:00:00 | 37.94 | 3.3 | 72.41% | 0.88199 | 32689.553 | 0.99634 | 3.5868 | 3.5369 | 3.1832 | 0.82104 | 2.4712 | 0.33929 | 52.0712 | 0.88199 | 32689.553 | 0.99634 | 3.8857 | 3.8316 | 3.2569 | 0.80076 | 2.3556 | 0.32342 | 50.7609 | 26839.5357 | 0.72415 | 33135.2292 | 0.16551 | 0.64323 | 0.022725 | 0.66596 | 105.986 | 26839.5357 | 0.72415 | 33135.2292 | 0.16551 | 1.0616 | 0.022725 | 1.0843 | 172.57 | 26839.5357 | 0.72415 | 34542.5169 | 0.16551 | 0.078212 | 0.97268 | 0.033463 | 1.0061 | 160.1257 | 26839.5357 | 0.72415 | 34676.4027 | 0.0042 | 0.67315 | 0.00057666 | 0.67373 | 107.3257 | 26839.5357 | 0.72415 | 32066.3508 | 0.0042 | 1.0274 | 0.00057666 | 1.0279 | 163.6982 | 26839.5357 | 0.72415 | 33802.9416 | 0.0042 | 0.078212 | 0.95185 | 0.011315 | 0.96317 | 153.3897
01/15 03:00:00 | 37.04 | 2.8 | 80.34% | 0.86874 | 32198.6587 | 0.987 | 3.5532 | 3.5033 | 3.153 | 0.92484 | 2.7681 | 0.38006 | 52.4512 | 0.86874 | 32198.6587 | 0.987 | 3.8493 | 3.7952 | 3.2259 | 0.92484 | 2.7054 | 0.37146 | 51.1324 | 29778.5554 | 0.80345 | 36763.6487 | 0.18363 | 0.71367 | 0.025213 | 0.73888 | 106.7249 | 29778.5554 | 0.80345 | 36763.6487 | 0.18363 | 1.1779 | 0.025213 | 1.2031 | 173.7731 | 29778.5554 | 0.80345 | 38325.0392 | 0.18363 | 0.086777 | 1.0792 | 0.037127 | 1.1163 | 161.2421 | 29778.5554 | 0.80345 | 38473.5858 | 0.0042 | 0.74686 | 0.00057666 | 0.74744 | 108.0731 | 29778.5554 | 0.80345 | 35577.7245 | 0.0042 | 1.1399 | 0.00057666 | 1.1404 | 164.8386 | 29778.5554 | 0.80345 | 37504.4779 | 0.0042 | 0.086777 | 1.0561 | 0.012491 | 1.0686 | 154.4583
01/15 04:00:00 | 37.04 | 2.8 | 83.38% | 0.86874 | 32198.6587 | 0.987 | 3.5532 | 3.5033 | 3.153 | 0.95982 | 2.8728 | 0.39443 | 52.8457 | 0.86874 | 32198.6587 | 0.987 | 3.8493 | 3.7952 | 3.2259 | 0.92484 | 2.7054 | 0.37146 | 51.5038 | 30904.8125 | 0.83383 | 38154.0895 | 0.19058 | 0.74066 | 0.026167 | 0.76683 | 107.4917 | 30904.8125 | 0.83383 | 38154.0895 | 0.19058 | 1.2224 | 0.026167 | 1.2486 | 175.0216 | 30904.8125 | 0.83383 | 39774.5335 | 0.19058 | 0.090059 | 1.12 | 0.038532 | 1.1585 | 162.4006 | 30904.8125 | 0.83383 | 39928.6983 | 0.0042 | 0.77511 | 0.00057666 | 0.77569 | 108.8488 | 30904.8125 | 0.83383 | 36923.3124 | 0.0042 | 1.183 | 0.00057666 | 1.1836 | 166.0222 | 30904.8125 | 0.83383 | 38922.9377 | 0.0042 | 0.090059 | 1.096 | 0.012942 | 1.109 | 155.5673
01/15 05:00:00 | 35.96 | 2.2 | 85.35% | 0.85298 | 31614.2697 | 0.97555 | 3.512 | 3.4625 | 3.1162 | 1.0006 | 2.975 | 0.40847 | 53.2541 | 0.85298 | 31614.2697 | 0.97555 | 3.8047 | 3.751 | 3.1884 | 1.0006 | 2.9077 | 0.39923 | 51.9031 | 31632.335 | 0.85346 | 39052.2655 | 0.19507 | 0.7581 | 0.026783 | 0.78488 | 108.2766 | 31632.335 | 0.85346 | 39052.2655 | 0.19507 | 1.2512 | 0.026783 | 1.278 | 176.2996 | 31632.335 | 0.85346 | 40710.8559 | 0.19507 | 0.092179 | 1.1464 | 0.039439 | 1.1858 | 163.5864 | 31632.335 | 0.85346 | 40868.6499 | 0.0042 | 0.79336 | 0.00057666 | 0.79393 | 109.6428 | 31632.335 | 0.85346 | 37792.515 | 0.0042 | 1.2108 | 0.00057666 | 1.2114 | 167.2336 | 31632.335 | 0.85346 | 39839.2129 | 0.0042 | 0.092179 | 1.1218 | 0.013233 | 1.1351 | 156.7023
01/15 06:00:00 | 35.96 | 2.2 | 81.14% | 0.85298 | 31614.2697 | 0.97555 | 3.512 | 3.4625 | 3.1162 | 0.95129 | 2.8285 | 0.38835 | 53.6425 | 0.85298 | 31614.2697 | 0.97555 | 3.8047 | 3.751 | 3.1884 | 1.0006 | 2.9077 | 0.39923 | 52.3023 | 30074.1901 | 0.81142 | 37128.6298 | 0.18546 | 0.72075 | 0.025463 | 0.74622 | 109.0228 | 30074.1901 | 0.81142 | 37128.6298 | 0.18546 | 1.1896 | 0.025463 | 1.215 | 177.5146 | 30074.1901 | 0.81142 | 38705.5214 | 0.18546 | 0.087638 | 1.0899 | 0.037496 | 1.1274 | 164.7138 | 30074.1901 | 0.81142 | 38855.5428 | 0.0042 | 0.75428 | 0.00057666 | 0.75485 | 110.3976 | 30074.1901 | 0.81142 | 35930.9321 | 0.0042 | 1.1512 | 0.00057666 | 1.1518 | 168.3853 | 30074.1901 | 0.81142 | 37876.8138 | 0.0042 | 0.087638 | 1.0666 | 0.012609 | 1.0792 | 157.7815
01/15 07:00:00 | 35.96 | 2.2 | 74.47% | 0.85298 | 31614.2697 | 0.97555 | 3.512 | 3.4625 | 3.1162 | 0.873 | 2.5957 | 0.35639 | 53.9989 | 0.85298 | 31614.2697 | 0.97555 | 3.8047 | 3.751 | 3.1884 | 0.873 | 2.537 | 0.34833 | 52.6506 | 27599.3615 | 0.74465 | 34073.2858 | 0.1702 | 0.66144 | 0.023368 | 0.68481 | 109.7076 | 27599.3615 | 0.74465 | 34073.2858 | 0.1702 | 1.0917 | 0.023368 | 1.115 | 178.6296 | 27599.3615 | 0.74465 | 35520.4138 | 0.1702 | 0.080426 | 1.0002 | 0.03441 | 1.0346 | 165.7484 | 27599.3615 | 0.74465 | 35658.0898 | 0.0042 | 0.69221 | 0.00057666 | 0.69278 | 111.0904 | 27599.3615 | 0.74465 | 32974.1475 | 0.0042 | 1.0564 | 0.00057666 | 1.057 | 169.4424 | 27599.3615 | 0.74465 | 34759.9011 | 0.0042 | 0.080426 | 0.9788 | 0.011619 | 0.99042 | 158.7719
01/15 08:00:00 | 35.96 | 2.2 | 71.76% | 0.85298 | 31614.2697 | 0.97555 | 3.512 | 3.4625 | 3.1162 | 0.84129 | 2.5014 | 0.34345 | 54.3423 | 0.85298 | 31614.2697 | 0.97555 | 3.8047 | 3.751 | 3.1884 | 0.873 | 2.537 | 0.34833 | 52.9989 | 26596.8249 | 0.7176 | 32835.5863 | 0.16401 | 0.63742 | 0.022519 | 0.65993 | 110.3675 | 26596.8249 | 0.7176 | 32835.5863 | 0.16401 | 1.052 | 0.022519 | 1.0745 | 179.7042 | 26596.8249 | 0.7176 | 34230.1478 | 0.16401 | 0.077505 | 0.96388 | 0.03316 | 0.99704 | 166.7455 | 26596.8249 | 0.7176 | 34362.8228 | 0.0042 | 0.66706 | 0.00057666 | 0.66764 | 111.758 | 26596.8249 | 0.7176 | 31776.3738 | 0.0042 | 1.0181 | 0.00057666 | 1.0186 | 170.461 | 26596.8249 | 0.7176 | 33497.2605 | 0.0042 | 0.077505 | 0.94324 | 0.011218 | 0.95446 | 159.7264
01/15 09:00:00 | 35.96 | 2.2 | 63.63% | 0.85298 | 31614.2697 | 0.97555 | 3.512 | 3.4625 | 3.1162 | 0.74592 | 2.2179 | 0.30451 | 54.6468 | 0.85298 | 31614.2697 | 0.97555 | 3.8047 | 3.751 | 3.1884 | 0.74592 | 2.1677 | 0.29762 | 53.2966 | 23581.837 | 0.63625 | 29113.379 | 0.14542 | 0.56516 | 0.019966 | 0.58512 | 110.9527 | 23581.837 | 0.63625 | 29113.379 | 0.14542 | 0.93275 | 0.019966 | 0.95272 | 180.6569 | 23581.837 | 0.63625 | 30349.8545 | 0.14542 | 0.068719 | 0.85462 | 0.029401 | 0.88402 | 167.6295 | 23581.837 | 0.63625 | 30467.4896 | 0.0042 | 0.59145 | 0.00057666 | 0.59202 | 112.3501 | 23581.837 | 0.63625 | 28174.2377 | 0.0042 | 0.90266 | 0.00057666 | 0.90324 | 171.3643 | 23581.837 | 0.63625 | 29700.0466 | 0.0042 | 0.068719 | 0.83632 | 0.010012 | 0.84633 | 160.5727
01/15 10:00:00 | 37.04 | 2.8 | 57.26% | 0.86874 | 32198.6587 | 0.987 | 3.5532 | 3.5033 | 3.153 | 0.65914 | 1.9728 | 0.27087 | 54.9177 | 0.86874 | 32198.6587 | 0.987 | 3.8493 | 3.7952 | 3.2259 | 0.73239 | 2.1425 | 0.29416 | 53.5907 | 21223.3552 | 0.57262 | 26201.6731 | 0.13088 | 0.50864 | 0.017969 | 0.52661 | 111.4793 | 21223.3552 | 0.57262 | 26201.6731 | 0.13088 | 0.83947 | 0.017969 | 0.85744 | 181.5143 | 21223.3552 | 0.57262 | 27314.4854 | 0.13088 | 0.061846 | 0.76914 | 0.026461 | 0.79561 | 168.4251 | 21223.3552 | 0.57262 | 27420.3555 | 0.0042 | 0.53229 | 0.00057666 | 0.53287 | 112.8829 | 21223.3552 | 0.57262 | 25356.4578 | 0.0042 | 0.81239 | 0.00057666 | 0.81296 | 172.1772 | 21223.3552 | 0.57262 | 26729.6665 | 0.0042 | 0.061846 | 0.75268 | 0.0090681 | 0.76174 | 161.3344
01/15 11:00:00 | 37.94 | 3.3 | 45.04% | 0.88199 | 32689.553 | 0.99634 | 3.5868 | 3.5369 | 3.1832 | 0.51061 | 1.5368 | 0.21101 | 55.1287 | 0.88199 | 32689.553 | 0.99634 | 3.8857 | 3.8316 | 3.2569 | 0.51061 | 1.5021 | 0.20623 | 53.797 | 16691.5959 | 0.45035 | 20606.9085 | 0.10293 | 0.40003 | 0.014132 | 0.41416 | 111.8934 | 16691.5959 | 0.45035 | 20606.9085 | 0.10293 | 0.66022 | 0.014132 | 0.67435 | 182.1887 | 16691.5959 | 0.45035 | 21482.1054 | 0.10293 | 0.04864 | 0.60491 | 0.020811 | 0.62572 | 169.0508 | 16691.5959 | 0.45035 | 21565.3694 | 0.0042 | 0.41863 | 0.00057666 | 0.41921 | 113.3021 | 16691.5959 | 0.45035 | 19942.1695 | 0.0042 | 0.63892 | 0.00057666 | 0.6395 | 172.8167 | 16691.5959 | 0.45035 | 21022.1611 | 0.0042 | 0.04864 | 0.59196 | 0.007255 | 0.59921 | 161.9337
01/15 12:00:00 | 39.02 | 3.9 | 29.73% | 0.89801 | 33283.3101 | 1.0073 | 3.6262 | 3.5767 | 3.219 | 0.33107 | 1.0032 | 0.13774 | 55.2665 | 0.89801 | 33283.3101 | 1.0073 | 3.9284 | 3.8748 | 3.2936 | 0.5015 | 1.4853 | 0.20394 | 54.0009 | 11018.9522 | 0.2973 | 13603.6447 | 0.06795 | 0.26408 | 0.0093296 | 0.27341 | 112.1668 | 11018.9522 | 0.2973 | 13603.6447 | 0.06795 | 0.43584 | 0.0093296 | 0.44517 | 182.6338 | 11018.9522 | 0.2973 | 14181.4056 | 0.06795 | 0.03211 | 0.39933 | 0.013738 | 0.41307 | 169.4639 | 11018.9522 | 0.2973 | 14236.3723 | 0.0042 | 0.27636 | 0.00057666 | 0.27694 | 113.5791 | 11018.9522 | 0.2973 | 13164.8174 | 0.0042 | 0.42178 | 0.00057666 | 0.42236 | 173.2391 | 11018.9522 | 0.2973 | 13877.7735 | 0.0042 | 0.03211 | 0.39078 | 0.0049854 | 0.39577 | 162.3294
01/15 13:00:00 | 41.9 | 5.5 | 19.16% | 0.9414 | 34891.6443 | 1.0348 | 3.7254 | 3.6803 | 3.3123 | 0.20351 | 0.62832 | 0.086269 | 55.3527 | 0.9414 | 34891.6443 | 1.0348 | 4.0358 | 3.987 | 3.3889 | 0.20351 | 0.61411 | 0.084317 | 54.0852 | 7100.9401 | 0.19159 | 8766.5927 | 0.043789 | 0.17018 | 0.0060122 | 0.17619 | 112.343 | 7100.9401 | 0.19159 | 8766.5927 | 0.043789 | 0.28087 | 0.0060122 | 0.28688 | 182.9207 | 7100.9401 | 0.19159 | 9138.9191 | 0.043789 | 0.020693 | 0.25734 | 0.0088533 | 0.26619 | 169.7301 | 7100.9401 | 0.19159 | 9174.3412 | 0.0042 | 0.1781 | 0.00057666 | 0.17867 | 113.7577 | 7100.9401 | 0.19159 | 8483.7994 | 0.0042 | 0.27181 | 0.00057666 | 0.27239 | 173.5115 | 7100.9401 | 0.19159 | 8943.2495 | 0.0042 | 0.020693 | 0.25183 | 0.0034178 | 0.25525 | 162.5847
01/15 14:00:00 | 39.92 | 4.4 | 17.1% | 0.91146 | 33782.0112 | 1.0162 | 3.6581 | 3.6095 | 3.2485 | 0.1876 | 0.57175 | 0.078502 | 55.4312 | 0.91146 | 33782.0112 | 1.0162 | 3.963 | 3.9103 | 3.3237 | 0.2102 | 0.62615 | 0.085971 | 54.1712 | 6337.3394 | 0.17099 | 7823.8757 | 0.03908 | 0.15188 | 0.0053657 | 0.15725 | 112.5003 | 6337.3394 | 0.17099 | 7823.8757 | 0.03908 | 0.25067 | 0.0053657 | 0.25603 | 183.1768 | 6337.3394 | 0.17099 | 8156.1639 | 0.03908 | 0.018467 | 0.22967 | 0.0079013 | 0.23757 | 169.9677 | 6337.3394 | 0.17099 | 8187.7769 | 0.0042 | 0.15894 | 0.00057666 | 0.15952 | 113.9173 | 6337.3394 | 0.17099 | 7571.4927 | 0.0042 | 0.24258 | 0.00057666 | 0.24316 | 173.7546 | 6337.3394 | 0.17099 | 7981.5357 | 0.0042 | 0.018467 | 0.22475 | 0.0031122 | 0.22786 | 162.8125
01/15 15:00:00 | 42.62 | 5.9 | 13.19% | 0.9524 | 35299.4055 | 1.0413 | 3.7487 | 3.7056 | 3.335 | 0.13851 | 0.42966 | 0.058993 | 55.4902 | 0.9524 | 35299.4055 | 1.0413 | 4.0611 | 4.0144 | 3.4122 | 0.13851 | 0.41994 | 0.057658 | 54.2288 | 4889.1815 | 0.13191 | 6036.0265 | 0.03015 | 0.11717 | 0.0041396 | 0.12131 | 112.6216 | 4889.1815 | 0.13191 | 6036.0265 | 0.03015 | 0.19339 | 0.0041396 | 0.19753 | 183.3743 | 4889.1815 | 0.13191 | 6292.3829 | 0.03015 | 0.014247 | 0.17719 | 0.0060958 | 0.18328 | 170.1509 | 4889.1815 | 0.13191 | 6316.7719 | 0.0042 | 0.12262 | 0.00057666 | 0.1232 | 114.0405 | 4889.1815 | 0.13191 | 5841.316 | 0.0042 | 0.18715 | 0.00057666 | 0.18772 | 173.9424 | 4889.1815 | 0.13191 | 6157.6593 | 0.0042 | 0.014247 | 0.17339 | 0.0025328 | 0.17593 | 162.9885
01/15 16:00:00 | 41 | 5 | 6.877% | 0.92774 | 34385.1365 | 1.0265 | 3.6954 | 3.6483 | 3.2835 | 0.074125 | 0.2275 | 0.031236 | 55.5215 | 0.92774 | 34385.1365 | 1.0265 | 4.0033 | 3.9524 | 3.3595 | 0.14219 | 0.42653 | 0.058563 | 54.2874 | 2548.804 | 0.068769 | 3146.6716 | 0.015718 | 0.061084 | 0.002158 | 0.063242 | 112.6848 | 2548.804 | 0.068769 | 3146.6716 | 0.015718 | 0.10082 | 0.002158 | 0.10297 | 183.4773 | 2548.804 | 0.068769 | 3280.314 | 0.015718 | 0.0074274 | 0.09237 | 0.0031778 | 0.095548 | 170.2465 | 2548.804 | 0.068769 | 3293.0284 | 0.0042 | 0.063925 | 0.00057666 | 0.064502 | 114.105 | 2548.804 | 0.068769 | 3045.1661 | 0.0042 | 0.097563 | 0.00057666 | 0.09814 | 174.0405 | 2548.804 | 0.068769 | 3210.0806 | 0.0042 | 0.0074274 | 0.090392 | 0.0015964 | 0.091989 | 163.0805
01/15 17:00:00 | 40.28 | 4.6 | 5.352% | 0.91687 | 33982.4852 | 1.0196 | 3.6707 | 3.6225 | 3.2602 | 0.058376 | 0.17833 | 0.024485 | 55.5459 | 0.91687 | 33982.4852 | 1.0196 | 3.9766 | 3.9244 | 3.3357 | 0.058376 | 0.1743 | 0.023931 | 54.3113 | 1983.7519 | 0.053523 | 2449.0764 | 0.012233 | 0.047542 | 0.0016796 | 0.049222 | 112.7341 | 1983.7519 | 0.053523 | 2449.0764 | 0.012233 | 0.078465 | 0.0016796 | 0.080145 | 183.5574 | 1983.7519 | 0.053523 | 2553.0912 | 0.012233 | 0.0057808 | 0.071892 | 0.0024733 | 0.074365 | 170.3209 | 1983.7519 | 0.053523 | 2562.9869 | 0.0042 | 0.049754 | 0.00057666 | 0.05033 | 114.1553 | 1983.7519 | 0.053523 | 2370.0739 | 0.0042 | 0.075934 | 0.00057666 | 0.076511 | 174.117 | 1983.7519 | 0.053523 | 2498.428 | 0.0042 | 0.0057808 | 0.070353 | 0.0013704 | 0.071723 | 163.1522
01/15 18:00:00 | 37.22 | 2.9 | 20.57% | 0.87138 | 32296.5537 | 0.98888 | 3.56 | 3.51 | 3.159 | 0.23611 | 0.70747 | 0.097136 | 55.6431 | 0.87138 | 32296.5537 | 0.98888 | 3.8566 | 3.8025 | 3.2322 | 0.061423 | 0.17988 | 0.024698 | 54.336 | 7625.5391 | 0.20574 | 9414.2458 | 0.047024 | 0.18275 | 0.0064564 | 0.18921 | 112.9233 | 7625.5391 | 0.20574 | 9414.2458 | 0.047024 | 0.30162 | 0.0064564 | 0.30808 | 183.8655 | 7625.5391 | 0.20574 | 9814.0787 | 0.047024 | 0.022221 | 0.27635 | 0.0095074 | 0.28586 | 170.6067 | 7625.5391 | 0.20574 | 9852.1177 | 0.0042 | 0.19125 | 0.00057666 | 0.19183 | 114.3471 | 7625.5391 | 0.20574 | 9110.5605 | 0.0042 | 0.29189 | 0.00057666 | 0.29247 | 174.4095 | 7625.5391 | 0.20574 | 9603.9536 | 0.0042 | 0.022221 | 0.27044 | 0.0036276 | 0.27406 | 163.4262
01/15 19:00:00 | 37.22 | 2.9 | 29.31% | 0.87138 | 32296.5537 | 0.98888 | 3.56 | 3.51 | 3.159 | 0.33632 | 1.0077 | 0.13836 | 55.7814 | 0.87138 | 32296.5537 | 0.98888 | 3.8566 | 3.8025 | 3.2322 | 0.33632 | 0.98495 | 0.13523 | 54.4713 | 10862.1241 | 0.29307 | 13410.0298 | 0.066983 | 0.26032 | 0.0091968 | 0.26952 | 113.1928 | 10862.1241 | 0.29307 | 13410.0298 | 0.066983 | 0.42964 | 0.0091968 | 0.43884 | 184.3043 | 10862.1241 | 0.29307 | 13979.5678 | 0.066983 | 0.031653 | 0.39365 | 0.013543 | 0.40719 | 171.0139 | 10862.1241 | 0.29307 | 14033.7521 | 0.0042 | 0.27243 | 0.00057666 | 0.273 | 114.6201 | 10862.1241 | 0.29307 | 12977.4482 | 0.0042 | 0.41578 | 0.00057666 | 0.41636 | 174.8258 | 10862.1241 | 0.29307 | 13680.2571 | 0.0042 | 0.031653 | 0.38522 | 0.0049226 | 0.39014 | 163.8164
01/15 20:00:00 | 37.04 | 2.8 | 38.42% | 0.86874 | 32198.6587 | 0.987 | 3.5532 | 3.5033 | 3.153 | 0.44225 | 1.3237 | 0.18174 | 55.9632 | 0.86874 | 32198.6587 | 0.987 | 3.8493 | 3.7952 | 3.2259 | 0.33735 | 0.98685 | 0.13549 | 54.6068 | 14239.76 | 0.3842 | 17579.9506 | 0.087812 | 0.34127 | 0.012057 | 0.35332 | 113.5461 | 14239.76 | 0.3842 | 17579.9506 | 0.087812 | 0.56324 | 0.012057 | 0.57529 | 184.8796 | 14239.76 | 0.3842 | 18326.5894 | 0.087812 | 0.041496 | 0.51606 | 0.017754 | 0.53381 | 171.5477 | 14239.76 | 0.3842 | 18397.6227 | 0.0042 | 0.35714 | 0.00057666 | 0.35772 | 114.9778 | 14239.76 | 0.3842 | 17012.8554 | 0.0042 | 0.54507 | 0.00057666 | 0.54565 | 175.3715 | 14239.76 | 0.3842 | 17934.2065 | 0.0042 | 0.041496 | 0.50501 | 0.006274 | 0.51128 | 164.3277
01/15 21:00:00 | 37.04 | 2.8 | 47.72% | 0.86874 | 32198.6587 | 0.987 | 3.5532 | 3.5033 | 3.153 | 0.5493 | 1.6441 | 0.22573 | 56.1889 | 0.86874 | 32198.6587 | 0.987 | 3.8493 | 3.7952 | 3.2259 | 0.5493 | 1.6069 | 0.22062 | 54.8274 | 17686.79 | 0.4772 | 21835.5432 | 0.10907 | 0.42388 | 0.014975 | 0.43885 | 113.985 | 17686.79 | 0.4772 | 21835.5432 | 0.10907 | 0.69958 | 0.014975 | 0.71456 | 185.5942 | 17686.79 | 0.4772 | 22762.9215 | 0.10907 | 0.05154 | 0.64098 | 0.022052 | 0.66303 | 172.2107 | 17686.79 | 0.4772 | 22851.1498 | 0.0042 | 0.44359 | 0.00057666 | 0.44417 | 115.422 | 17686.79 | 0.4772 | 21131.1708 | 0.0042 | 0.67701 | 0.00057666 | 0.67759 | 176.0491 | 17686.79 | 0.4772 | 22275.5541 | 0.0042 | 0.05154 | 0.62725 | 0.0076532 | 0.63491 | 164.9626
01/15 22:00:00 | 34.16 | 1.2 | 60.07% | 0.827 | 30651.6433 | 0.95596 | 3.4415 | 3.3934 | 3.054 | 0.72634 | 2.1365 | 0.29335 | 56.4823 | 0.827 | 30651.6433 | 0.95596 | 3.7283 | 3.6761 | 3.1247 | 0.57703 | 1.6589 | 0.22777 | 55.0552 | 22263.4337 | 0.60068 | 27485.7207 | 0.13729 | 0.53356 | 0.01885 | 0.55241 | 114.5374 | 22263.4337 | 0.60068 | 27485.7207 | 0.13729 | 0.88061 | 0.01885 | 0.89946 | 186.4936 | 22263.4337 | 0.60068 | 28653.0679 | 0.13729 | 0.064877 | 0.80684 | 0.027758 | 0.83459 | 173.0453 | 22263.4337 | 0.60068 | 28764.1263 | 0.0042 | 0.55838 | 0.00057666 | 0.55896 | 115.981 | 22263.4337 | 0.60068 | 26599.0845 | 0.0042 | 0.8522 | 0.00057666 | 0.85278 | 176.9018 | 22263.4337 | 0.60068 | 28039.5891 | 0.0042 | 0.064877 | 0.78956 | 0.0094843 | 0.79905 | 165.7616
01/15 23:00:00 | 32.9 | 0.5 | 71.84% | 0.80905 | 29986.2503 | 0.94192 | 3.3909 | 3.3442 | 3.0097 | 0.8879 | 2.5927 | 0.35597 | 56.8382 | 0.80905 | 29986.2503 | 0.94192 | 3.6735 | 3.6228 | 3.0794 | 0.8879 | 2.534 | 0.34792 | 55.4031 | 26624.6695 | 0.71835 | 32869.9623 | 0.16419 | 0.63808 | 0.022543 | 0.66063 | 115.198 | 26624.6695 | 0.71835 | 32869.9623 | 0.16419 | 1.0531 | 0.022543 | 1.0757 | 187.5693 | 26624.6695 | 0.71835 | 34265.9839 | 0.16419 | 0.077586 | 0.96489 | 0.033195 | 0.99809 | 174.0434 | 26624.6695 | 0.71835 | 34398.7978 | 0.0042 | 0.66776 | 0.00057666 | 0.66834 | 116.6493 | 26624.6695 | 0.71835 | 31809.6409 | 0.0042 | 1.0191 | 0.00057666 | 1.0197 | 177.9216 | 26624.6695 | 0.71835 | 33532.3293 | 0.0042 | 0.077586 | 0.94423 | 0.011229 | 0.95546 | 166.7171
01/15 24:00:00 | 35.06 | 1.7 | 75.21% | 0.83994 | 31131.1822 | 0.96583 | 3.477 | 3.4281 | 3.0853 | 0.89536 | 2.6478 | 0.36355 | 57.2018 | 0.83994 | 31131.1822 | 0.96583 | 3.7668 | 3.7138 | 3.1567 | 0.85524 | 2.472 | 0.3394 | 55.7425 | 27873.7465 | 0.75205 | 34412.0327 | 0.17189 | 0.66802 | 0.0236 | 0.69162 | 115.8896 | 27873.7465 | 0.75205 | 34412.0327 | 0.17189 | 1.1025 | 0.0236 | 1.1261 | 188.6954 | 27873.7465 | 0.75205 | 35873.5476 | 0.17189 | 0.081226 | 1.0102 | 0.034753 | 1.0449 | 175.0883 | 27873.7465 | 0.75205 | 36012.5924 | 0.0042 | 0.69909 | 0.00057666 | 0.69967 | 117.349 | 27873.7465 | 0.75205 | 33301.9671 | 0.0042 | 1.067 | 0.00057666 | 1.0675 | 178.9891 | 27873.7465 | 0.75205 | 35105.4742 | 0.0042 | 0.081226 | 0.98853 | 0.011729 | 1.0003 | 167.7173
01/16 01:00:00 | 35.06 | 1.7 | 77.39% | 0.83994 | 31131.1822 | 0.96583 | 3.477 | 3.4281 | 3.0853 | 0.92135 | 2.7247 | 0.3741 | 57.5759 | 0.83994 | 31131.1822 | 0.96583 | 3.7668 | 3.7138 | 3.1567 | 0.92135 | 2.663 | 0.36563 | 56.1081 | 28682.6874 | 0.77388 | 35410.7252 | 0.17688 | 0.6874 | 0.024285 | 0.71169 | 116.6013 | 28682.6874 | 0.77388 | 35410.7252 | 0.17688 | 1.1345 | 0.024285 | 1.1588 | 189.8542 | 28682.6874 | 0.77388 | 36914.6556 | 0.17688 | 0.083583 | 1.0395 | 0.035761 | 1.0752 | 176.1636 | 28682.6874 | 0.77388 | 37057.7357 | 0.0042 | 0.71938 | 0.00057666 | 0.71995 | 118.0689 | 28682.6874 | 0.77388 | 34268.4438 | 0.0042 | 1.0979 | 0.00057666 | 1.0985 | 180.0876 | 28682.6874 | 0.77388 | 36124.2915 | 0.0042 | 0.083583 | 1.0172 | 0.012053 | 1.0293 | 168.7466
01/16 02:00:00 | 35.06 | 1.7 | 78.36% | 0.83994 | 31131.1822 | 0.96583 | 3.477 | 3.4281 | 3.0853 | 0.93291 | 2.7589 | 0.37879 | 57.9547 | 0.83994 | 31131.1822 | 0.96583 | 3.7668 | 3.7138 | 3.1567 | 0.92135 | 2.663 | 0.36563 | 56.4737 | 29042.5784 | 0.78359 | 35855.0351 | 0.1791 | 0.69603 | 0.02459 | 0.72062 | 117.3219 | 29042.5784 | 0.78359 | 35855.0351 | 0.1791 | 1.1487 | 0.02459 | 1.1733 | 191.0275 | 29042.5784 | 0.78359 | 37377.8358 | 0.1791 | 0.084632 | 1.0525 | 0.03621 | 1.0887 | 177.2523 | 29042.5784 | 0.78359 | 37522.7111 | 0.0042 | 0.7284 | 0.00057666 | 0.72898 | 118.7979 | 29042.5784 | 0.78359 | 34698.4211 | 0.0042 | 1.1117 | 0.00057666 | 1.1123 | 181.1998 | 29042.5784 | 0.78359 | 36577.5547 | 0.0042 | 0.084632 | 1.03 | 0.012197 | 1.0422 | 169.7888
01/16 03:00:00 | 35.06 | 1.7 | 79.39% | 0.83994 | 31131.1822 | 0.96583 | 3.477 | 3.4281 | 3.0853 | 0.94524 | 2.7953 | 0.3838 | 58.3385 | 0.83994 | 31131.1822 | 0.96583 | 3.7668 | 3.7138 | 3.1567 | 0.94524 | 2.7321 | 0.37512 | 56.8489 | 29426.5119 | 0.79395 | 36329.0271 | 0.18146 | 0.70523 | 0.024915 | 0.73015 | 118.0521 | 29426.5119 | 0.79395 | 36329.0271 | 0.18146 | 1.1639 | 0.024915 | 1.1888 | 192.2164 | 29426.5119 | 0.79395 | 37871.9587 | 0.18146 | 0.085751 | 1.0664 | 0.036689 | 1.1031 | 178.3554 | 29426.5119 | 0.79395 | 38018.7492 | 0.0042 | 0.73803 | 0.00057666 | 0.73861 | 119.5365 | 29426.5119 | 0.79395 | 35157.123 | 0.0042 | 1.1264 | 0.00057666 | 1.127 | 182.3268 | 29426.5119 | 0.79395 | 37061.0981 | 0.0042 | 0.085751 | 1.0436 | 0.01235 | 1.0559 | 170.8447
01/16 04:00:00 | 33.98 | 1.1 | 81.07% | 0.82443 | 30556.1613 | 0.95397 | 3.4343 | 3.3864 | 3.0477 | 0.98332 | 2.8894 | 0.39671 | 58.7352 | 0.82443 | 30556.1613 | 0.95397 | 3.7205 | 3.6686 | 3.1183 | 0.96303 | 2.7658 | 0.37974 | 57.2286 | 30046.4499 | 0.81067 | 37094.3826 | 0.18529 | 0.72009 | 0.02544 | 0.74553 | 118.7976 | 30046.4499 | 0.81067 | 37094.3826 | 0.18529 | 1.1885 | 0.02544 | 1.2139 | 193.4303 | 30046.4499 | 0.81067 | 38669.8197 | 0.18529 | 0.087557 | 1.0889 | 0.037461 | 1.1264 | 179.4818 | 30046.4499 | 0.81067 | 38819.7027 | 0.0042 | 0.75358 | 0.00057666 | 0.75416 | 120.2907 | 30046.4499 | 0.81067 | 35897.7896 | 0.0042 | 1.1501 | 0.00057666 | 1.1507 | 183.4775 | 30046.4499 | 0.81067 | 37841.8765 | 0.0042 | 0.087557 | 1.0656 | 0.012598 | 1.0782 | 171.9229
01/16 05:00:00 | 33.98 | 1.1 | 82.59% | 0.82443 | 30556.1613 | 0.95397 | 3.4343 | 3.3864 | 3.0477 | 1.0018 | 2.9437 | 0.40417 | 59.1393 | 0.82443 | 30556.1613 | 0.95397 | 3.7205 | 3.6686 | 3.1183 | 1.0018 | 2.8771 | 0.39502 | 57.6236 | 30610.9847 | 0.82591 | 37791.3391 | 0.18877 | 0.73362 | 0.025918 | 0.75954 | 119.5571 | 30610.9847 | 0.82591 | 37791.3391 | 0.18877 | 1.2108 | 0.025918 | 1.2367 | 194.667 | 30610.9847 | 0.82591 | 39396.3767 | 0.18877 | 0.089202 | 1.1094 | 0.038165 | 1.1475 | 180.6293 | 30610.9847 | 0.82591 | 39549.0758 | 0.0042 | 0.76774 | 0.00057666 | 0.76832 | 121.059 | 30610.9847 | 0.82591 | 36572.2637 | 0.0042 | 1.1717 | 0.00057666 | 1.1723 | 184.6498 | 30610.9847 | 0.82591 | 38552.8774 | 0.0042 | 0.089202 | 1.0856 | 0.012824 | 1.0984 | 173.0213
01/16 06:00:00 | 33.08 | 0.6 | 83.7% | 0.8116 | 30080.8806 | 0.94394 | 3.3982 | 3.3512 | 3.0161 | 1.0313 | 3.0146 | 0.4139 | 59.5532 | 0.8116 | 30080.8806 | 0.94394 | 3.6814 | 3.6305 | 3.0859 | 1.0176 | 2.9073 | 0.39917 | 58.0228 | 31022.6473 | 0.83701 | 38299.5646 | 0.19131 | 0.74348 | 0.026266 | 0.76975 | 120.3269 | 31022.6473 | 0.83701 | 38299.5646 | 0.19131 | 1.2271 | 0.026266 | 1.2533 | 195.9203 | 31022.6473 | 0.83701 | 39926.187 | 0.19131 | 0.090402 | 1.1243 | 0.038679 | 1.163 | 181.7922 | 31022.6473 | 0.83701 | 40080.9397 | 0.0042 | 0.77806 | 0.00057666 | 0.77864 | 121.8376 | 31022.6473 | 0.83701 | 37064.0948 | 0.0042 | 1.1875 | 0.00057666 | 1.1881 | 185.8379 | 31022.6473 | 0.83701 | 39071.3442 | 0.0042 | 0.090402 | 1.1002 | 0.012989 | 1.1132 | 174.1345
01/16 07:00:00 | 33.08 | 0.6 | 83.2% | 0.8116 | 30080.8806 | 0.94394 | 3.3982 | 3.3512 | 3.0161 | 1.0251 | 2.9965 | 0.41142 | 59.9647 | 0.8116 | 30080.8806 | 0.94394 | 3.6814 | 3.6305 | 3.0859 | 1.0251 | 2.9287 | 0.40211 | 58.4249 | 30837.0053 | 0.832 | 38070.3769 | 0.19016 | 0.73903 | 0.026109 | 0.76514 | 121.092 | 30837.0053 | 0.832 | 38070.3769 | 0.19016 | 1.2197 | 0.026109 | 1.2458 | 197.1661 | 30837.0053 | 0.832 | 39687.2655 | 0.19016 | 0.089861 | 1.1175 | 0.038447 | 1.156 | 182.9482 | 30837.0053 | 0.832 | 39841.0921 | 0.0042 | 0.77341 | 0.00057666 | 0.77399 | 122.6116 | 30837.0053 | 0.832 | 36842.3002 | 0.0042 | 1.1804 | 0.00057666 | 1.181 | 187.0188 | 30837.0053 | 0.832 | 38837.5382 | 0.0042 | 0.089861 | 1.0936 | 0.012915 | 1.1065 | 175.2411
01/16 08:00:00 | 33.08 | 0.6 | 83.34% | 0.8116 | 30080.8806 | 0.94394 | 3.3982 | 3.3512 | 3.0161 | 1.0268 | 3.0014 | 0.4121 | 60.3768 | 0.8116 | 30080.8806 | 0.94394 | 3.6814 | 3.6305 | 3.0859 | 1.0251 | 2.9287 | 0.40211 | 58.827 | 30887.4483 | 0.83337 | 38132.6522 | 0.19047 | 0.74024 | 0.026152 | 0.7664 | 121.8584 | 30887.4483 | 0.83337 | 38132.6522 | 0.19047 | 1.2217 | 0.026152 | 1.2479 | 198.414 | 30887.4483 | 0.83337 | 39752.1857 | 0.19047 | 0.090008 | 1.1194 | 0.03851 | 1.1579 | 184.1061 | 30887.4483 | 0.83337 | 39906.2639 | 0.0042 | 0.77467 | 0.00057666 | 0.77525 | 123.3869 | 30887.4483 | 0.83337 | 36902.5666 | 0.0042 | 1.1823 | 0.00057666 | 1.1829 | 188.2017 | 30887.4483 | 0.83337 | 38901.0684 | 0.0042 | 0.090008 | 1.0954 | 0.012935 | 1.1083 | 176.3494
01/16 09:00:00 | 35.06 | 1.7 | 70.77% | 0.83994 | 31131.1822 | 0.96583 | 3.477 | 3.4281 | 3.0853 | 0.84251 | 2.4915 | 0.34209 | 60.7188 | 0.83994 | 31131.1822 | 0.96583 | 3.7668 | 3.7138 | 3.1567 | 0.84251 | 2.4351 | 0.33435 | 59.1614 | 26228.2528 | 0.70766 | 32380.559 | 0.16174 | 0.62858 | 0.022207 | 0.65079 | 122.5092 | 26228.2528 | 0.70766 | 32380.559 | 0.16174 | 1.0374 | 0.022207 | 1.0596 | 199.4736 | 26228.2528 | 0.70766 | 33755.7951 | 0.16174 | 0.076431 | 0.95052 | 0.032701 | 0.98323 | 185.0894 | 26228.2528 | 0.70766 | 33886.6315 | 0.0042 | 0.65782 | 0.00057666 | 0.6584 | 124.0453 | 26228.2528 | 0.70766 | 31336.0248 | 0.0042 | 1.004 | 0.00057666 | 1.0045 | 189.2062 | 26228.2528 | 0.70766 | 33033.0639 | 0.0042 | 0.076431 | 0.93017 | 0.011071 | 0.94124 | 177.2907
01/16 10:00:00 | 37.94 | 3.3 | 50.09% | 0.88199 | 32689.553 | 0.99634 | 3.5868 | 3.5369 | 3.1832 | 0.56787 | 1.7092 | 0.23467 | 60.9535 | 0.88199 | 32689.553 | 0.99634 | 3.8857 | 3.8316 | 3.2569 | 0.80234 | 2.3603 | 0.32406 | 59.4854 | 18563.4511 | 0.50086 | 22917.8409 | 0.11447 | 0.44489 | 0.015717 | 0.46061 | 122.9698 | 18563.4511 | 0.50086 | 22917.8409 | 0.11447 | 0.73426 | 0.015717 | 0.74997 | 200.2236 | 18563.4511 | 0.50086 | 23891.1855 | 0.11447 | 0.054095 | 0.67275 | 0.023145 | 0.69589 | 185.7852 | 18563.4511 | 0.50086 | 23983.787 | 0.0042 | 0.46558 | 0.00057666 | 0.46616 | 124.5114 | 18563.4511 | 0.50086 | 22178.5557 | 0.0042 | 0.71057 | 0.00057666 | 0.71115 | 189.9174 | 18563.4511 | 0.50086 | 23379.6613 | 0.0042 | 0.054095 | 0.65834 | 0.0080039 | 0.66635 | 177.957
01/16 11:00:00 | 39.02 | 3.9 | 27.92% | 0.89801 | 33283.3101 | 1.0073 | 3.6262 | 3.5767 | 3.219 | 0.31095 | 0.94229 | 0.12938 | 61.0829 | 0.89801 | 33283.3101 | 1.0073 | 3.9284 | 3.8748 | 3.2936 | 0.31095 | 0.92097 | 0.12645 | 59.6119 | 10349.5531 | 0.27924 | 12777.2261 | 0.063822 | 0.24804 | 0.0087628 | 0.2568 | 123.2266 | 10349.5531 | 0.27924 | 12777.2261 | 0.063822 | 0.40937 | 0.0087628 | 0.41813 | 200.6418 | 10349.5531 | 0.27924 | 13319.8882 | 0.063822 | 0.030159 | 0.37507 | 0.012904 | 0.38798 | 186.1732 | 10349.5531 | 0.27924 | 13371.5156 | 0.0042 | 0.25957 | 0.00057666 | 0.26015 | 124.7716 | 10349.5531 | 0.27924 | 12365.0575 | 0.0042 | 0.39616 | 0.00057666 | 0.39674 | 190.3141 | 10349.5531 | 0.27924 | 13034.7017 | 0.0042 | 0.030159 | 0.36704 | 0.0047175 | 0.37176 | 178.3288
01/16 12:00:00 | 44.96 | 7.2 | 17.49% | 0.98858 | 36640.3138 | 1.0611 | 3.8198 | 3.7861 | 3.4075 | 0.17689 | 0.55746 | 0.076539 | 61.1594 | 0.98858 | 36640.3138 | 1.0611 | 4.1381 | 4.1016 | 3.4863 | 0.28246 | 0.87005 | 0.11946 | 59.7313 | 6481.1687 | 0.17487 | 8001.4429 | 0.039967 | 0.15533 | 0.0054875 | 0.16081 | 123.3874 | 6481.1687 | 0.17487 | 8001.4429 | 0.039967 | 0.25636 | 0.0054875 | 0.26184 | 200.9036 | 6481.1687 | 0.17487 | 8341.2725 | 0.039967 | 0.018887 | 0.23488 | 0.0080806 | 0.24296 | 186.4162 | 6481.1687 | 0.17487 | 8373.603 | 0.0042 | 0.16255 | 0.00057666 | 0.16313 | 124.9347 | 6481.1687 | 0.17487 | 7743.3318 | 0.0042 | 0.24809 | 0.00057666 | 0.24866 | 190.5628 | 6481.1687 | 0.17487 | 8162.681 | 0.0042 | 0.018887 | 0.22985 | 0.0031698 | 0.23302 | 178.5618
01/16 13:00:00 | 44.96 | 7.2 | 13.25% | 0.98858 | 36640.3138 | 1.0611 | 3.8198 | 3.7861 | 3.4075 | 0.13405 | 0.42247 | 0.058005 | 61.2174 | 0.98858 | 36640.3138 | 1.0611 | 4.1381 | 4.1016 | 3.4863 | 0.13405 | 0.41291 | 0.056692 | 59.788 | 4911.6812 | 0.13252 | 6063.8039 | 0.030289 | 0.11771 | 0.0041586 | 0.12187 | 123.5093 | 4911.6812 | 0.13252 | 6063.8039 | 0.030289 | 0.19428 | 0.0041586 | 0.19843 | 201.102 | 4911.6812 | 0.13252 | 6321.34 | 0.030289 | 0.014313 | 0.178 | 0.0061238 | 0.18413 | 186.6003 | 4911.6812 | 0.13252 | 6345.8413 | 0.0042 | 0.12319 | 0.00057666 | 0.12376 | 125.0585 | 4911.6812 | 0.13252 | 5868.1973 | 0.0042 | 0.18801 | 0.00057666 | 0.18859 | 190.7514 | 4911.6812 | 0.13252 | 6185.9964 | 0.0042 | 0.014313 | 0.17419 | 0.0025418 | 0.17673 | 178.7385
01/16 14:00:00 | 51.08 | 10.6 | 1.104% | 1.0863 | 40260.7161 | 1.1018 | 3.9664 | 3.9846 | 3.5861 | 0.010165 | 0.033446 | 0.0045921 | 61.222 | 1.0863 | 40260.7161 | 1.1018 | 4.2969 | 4.3166 | 3.6692 | 0.122 | 0.39233 | 0.053867 | 59.8419 | 409.2382 | 0.011042 | 505.2323 | 0.0025236 | 0.0098077 | 0.0003465 | 0.010154 | 123.5195 | 409.2382 | 0.011042 | 505.2323 | 0.0025236 | 0.016187 | 0.0003465 | 0.016533 | 201.1186 | 409.2382 | 0.011042 | 526.69 | 0.0025236 | 0.0011925 | 0.014831 | 0.00051023 | 0.015341 | 186.6157 | 409.2382 | 0.011042 | 528.7315 | 0.0042 | 0.010264 | 0.00057666 | 0.010841 | 125.0693 | 409.2382 | 0.011042 | 488.9345 | 0.0042 | 0.015665 | 0.00057666 | 0.016241 | 190.7676 | 409.2382 | 0.011042 | 515.4133 | 0.0042 | 0.0011925 | 0.014513 | 0.0007404 | 0.015254 | 178.7538
01/16 15:00:00 | 51.98 | 11.1 | 0% | 1.101 | 40806.9675 | 1.1062 | 3.9825 | 4.0124 | 3.6112 | 0 | 0 | 0 | 61.222 | 1.101 | 40806.9675 | 1.1062 | 4.3143 | 4.3468 | 3.6948 | 0 | 0 | 0 | 59.8419 | 0 | 0 | 0 | 0 | 0 | 0 | 0 | 123.5195 | 0 | 0 | 0 | 0 | 0 | 0 | 0 | 201.1186 | 0 | 0 | 0 | 0 | 0 | 0 | 0 | 0 | 186.6157 | 0 | 0 | 0 | 0.0042 | 0 | 0.00057666 | 0.00057666 | 125.0699 | 0 | 0 | 0 | 0.0042 | 0 | 0.00057666 | 0.00057666 | 190.7682 | 0 | 0 | 0 | 0.0042 | 0 | 0 | 0.00057666 | 0.00057666 | 178.7544
01/16 16:00:00 | 51.08 | 10.6 | 0% | 1.0863 | 40260.7161 | 1.1018 | 3.9664 | 3.9846 | 3.5861 | 0 | 0 | 0 | 61.222 | 1.0863 | 40260.7161 | 1.1018 | 4.2969 | 4.3166 | 3.6692 | 0 | 0 | 0 | 59.8419 | 0 | 0 | 0 | 0 | 0 | 0 | 0 | 123.5195 | 0 | 0 | 0 | 0 | 0 | 0 | 0 | 201.1186 | 0 | 0 | 0 | 0 | 0 | 0 | 0 | 0 | 186.6157 | 0 | 0 | 0 | 0.0042 | 0 | 0.00057666 | 0.00057666 | 125.0705 | 0 | 0 | 0 | 0.0042 | 0 | 0.00057666 | 0.00057666 | 190.7688 | 0 | 0 | 0 | 0.0042 | 0 | 0 | 0.00057666 | 0.00057666 | 178.7549
01/16 17:00:00 | 46.04 | 7.8 | 0% | 1.0055 | 37267.2853 | 1.0695 | 3.8501 | 3.8223 | 3.4401 | 0 | 0 | 0 | 61.222 | 1.0055 | 37267.2853 | 1.0695 | 4.1709 | 4.1409 | 3.5197 | 0 | 0 | 0 | 59.8419 | 0 | 0 | 0 | 0 | 0 | 0 | 0 | 123.5195 | 0 | 0 | 0 | 0 | 0 | 0 | 0 | 201.1186 | 0 | 0 | 0 | 0 | 0 | 0 | 0 | 0 | 186.6157 | 0 | 0 | 0 | 0.0042 | 0 | 0.00057666 | 0.00057666 | 125.071 | 0 | 0 | 0 | 0.0042 | 0 | 0.00057666 | 0.00057666 | 190.7693 | 0 | 0 | 0 | 0.0042 | 0 | 0 | 0.00057666 | 0.00057666 | 178.7555
01/16 18:00:00 | 50.18 | 10.1 | 1.044% | 1.0716 | 39718.0133 | 1.0969 | 3.9488 | 3.9565 | 3.5608 | 0.0097432 | 0.031852 | 0.0043732 | 61.2264 | 1.0716 | 39718.0133 | 1.0969 | 4.2779 | 4.2862 | 3.6432 | 0 | 0 | 0 | 59.8419 | 386.9791 | 0.010441 | 477.7519 | 0.0023864 | 0.0092743 | 0.00032765 | 0.0096019 | 123.5291 | 386.9791 | 0.010441 | 477.7519 | 0.0023864 | 0.015307 | 0.00032765 | 0.015634 | 201.1342 | 386.9791 | 0.010441 | 498.0426 | 0.0023864 | 0.0011277 | 0.014024 | 0.00048248 | 0.014507 | 186.6302 | 386.9791 | 0.010441 | 499.973 | 0.0042 | 0.0097056 | 0.00057666 | 0.010282 | 125.0813 | 386.9791 | 0.010441 | 462.3406 | 0.0042 | 0.014813 | 0.00057666 | 0.015389 | 190.7847 | 386.9791 | 0.010441 | 487.3792 | 0.0042 | 0.0011277 | 0.013724 | 0.00073149 | 0.014456 | 178.77
01/16 19:00:00 | 48.56 | 9.2 | 11.31% | 1.0455 | 38750.0905 | 1.0871 | 3.9136 | 3.9049 | 3.5144 | 0.10822 | 0.34971 | 0.048015 | 61.2744 | 1.0455 | 38750.0905 | 1.0871 | 4.2397 | 4.2303 | 3.5958 | 0.10822 | 0.3418 | 0.046929 | 59.8888 | 4193.4151 | 0.11314 | 5177.0557 | 0.025859 | 0.1005 | 0.0035505 | 0.10405 | 123.6331 | 4193.4151 | 0.11314 | 5177.0557 | 0.025859 | 0.16587 | 0.0035505 | 0.16942 | 201.3036 | 4193.4151 | 0.11314 | 5396.9307 | 0.025859 | 0.01222 | 0.15197 | 0.0052283 | 0.1572 | 186.7874 | 4193.4151 | 0.11314 | 5417.849 | 0.0042 | 0.10517 | 0.00057666 | 0.10575 | 125.1871 | 4193.4151 | 0.11314 | 5010.0539 | 0.0042 | 0.16052 | 0.00057666 | 0.16109 | 190.9458 | 4193.4151 | 0.11314 | 5281.3793 | 0.0042 | 0.01222 | 0.14872 | 0.0022544 | 0.15097 | 178.9209
01/16 20:00:00 | 44.96 | 7.2 | 17.33% | 0.98858 | 36640.3138 | 1.0611 | 3.8198 | 3.7861 | 3.4075 | 0.1753 | 0.55246 | 0.075853 | 61.3503 | 0.98858 | 36640.3138 | 1.0611 | 4.1381 | 4.1016 | 3.4863 | 0.11445 | 0.35253 | 0.048402 | 59.9372 | 6423.0348 | 0.1733 | 7929.6727 | 0.039609 | 0.15393 | 0.0054383 | 0.15937 | 123.7925 | 6423.0348 | 0.1733 | 7929.6727 | 0.039609 | 0.25406 | 0.0054383 | 0.25949 | 201.5631 | 6423.0348 | 0.1733 | 8266.4541 | 0.039609 | 0.018717 | 0.23277 | 0.0080081 | 0.24078 | 187.0281 | 6423.0348 | 0.1733 | 8298.4946 | 0.0042 | 0.16109 | 0.00057666 | 0.16167 | 125.3487 | 6423.0348 | 0.1733 | 7673.8768 | 0.0042 | 0.24586 | 0.00057666 | 0.24644 | 191.1923 | 6423.0348 | 0.1733 | 8089.4645 | 0.0042 | 0.018717 | 0.22779 | 0.0031465 | 0.23094 | 179.1519
01/16 21:00:00 | 41.72 | 5.4 | 26.21% | 0.93866 | 34790.0588 | 1.0332 | 3.7195 | 3.6739 | 3.3065 | 0.2792 | 0.86098 | 0.11821 | 61.4685 | 0.93866 | 34790.0588 | 1.0332 | 4.0294 | 3.9801 | 3.3831 | 0.2792 | 0.8415 | 0.11554 | 60.0528 | 9713.4885 | 0.26208 | 11991.9611 | 0.0599 | 0.23279 | 0.0082242 | 0.24102 | 124.0335 | 9713.4885 | 0.26208 | 11991.9611 | 0.0599 | 0.38421 | 0.0082242 | 0.39243 | 201.9555 | 9713.4885 | 0.26208 | 12501.2722 | 0.0599 | 0.028306 | 0.35202 | 0.012111 | 0.36413 | 187.3923 | 9713.4885 | 0.26208 | 12549.7268 | 0.0042 | 0.24362 | 0.00057666 | 0.2442 | 125.5929 | 9713.4885 | 0.26208 | 11605.1237 | 0.0042 | 0.37181 | 0.00057666 | 0.37239 | 191.5647 | 9713.4885 | 0.26208 | 12233.6127 | 0.0042 | 0.028306 | 0.34448 | 0.004463 | 0.34895 | 179.5008
01/16 22:00:00 | 37.94 | 3.3 | 38.57% | 0.88199 | 32689.553 | 0.99634 | 3.5868 | 3.5369 | 3.1832 | 0.43729 | 1.3162 | 0.18071 | 61.6492 | 0.88199 | 32689.553 | 0.99634 | 3.8857 | 3.8316 | 3.2569 | 0.29714 | 0.87411 | 0.12001 | 60.1728 | 14294.8634 | 0.38569 | 17647.9794 | 0.088152 | 0.34259 | 0.012103 | 0.35469 | 124.3882 | 14294.8634 | 0.38569 | 17647.9794 | 0.088152 | 0.56542 | 0.012103 | 0.57752 | 202.5331 | 14294.8634 | 0.38569 | 18397.5075 | 0.088152 | 0.041656 | 0.51805 | 0.017823 | 0.53588 | 187.9281 | 14294.8634 | 0.38569 | 18468.8157 | 0.0042 | 0.35852 | 0.00057666 | 0.3591 | 125.952 | 14294.8634 | 0.38569 | 17078.6898 | 0.0042 | 0.54718 | 0.00057666 | 0.54776 | 192.1124 | 14294.8634 | 0.38569 | 18003.6062 | 0.0042 | 0.041656 | 0.50696 | 0.006296 | 0.51326 | 180.0141
01/16 23:00:00 | 38.3 | 3.5 | 48.38% | 0.88731 | 32886.9043 | 1 | 3.6001 | 3.5502 | 3.1952 | 0.54526 | 1.6448 | 0.22584 | 61.875 | 0.88731 | 32886.9043 | 1 | 3.9001 | 3.8461 | 3.2692 | 0.54526 | 1.6076 | 0.22073 | 60.3935 | 17932.0073 | 0.48382 | 22138.2806 | 0.11058 | 0.42976 | 0.015183 | 0.44494 | 124.8331 | 17932.0073 | 0.48382 | 22138.2806 | 0.11058 | 0.70928 | 0.015183 | 0.72446 | 203.2575 | 17932.0073 | 0.48382 | 23078.5165 | 0.11058 | 0.052255 | 0.64986 | 0.022357 | 0.67222 | 188.6004 | 17932.0073 | 0.48382 | 23167.9681 | 0.0042 | 0.44974 | 0.00057666 | 0.45032 | 126.4023 | 17932.0073 | 0.48382 | 21424.1426 | 0.0042 | 0.6864 | 0.00057666 | 0.68698 | 192.7994 | 17932.0073 | 0.48382 | 22584.3921 | 0.0042 | 0.052255 | 0.63595 | 0.0077513 | 0.6437 | 180.6578
01/16 24:00:00 | 37.58 | 3.1 | 55.32% | 0.87668 | 32492.7695 | 0.99262 | 3.5734 | 3.5235 | 3.1711 | 0.63099 | 1.8949 | 0.26017 | 62.1352 | 0.87668 | 32492.7695 | 0.99262 | 3.8712 | 3.8171 | 3.2445 | 0.55188 | 1.6198 | 0.2224 | 60.6159 | 20502.7105 | 0.55318 | 25311.9883 | 0.12643 | 0.49136 | 0.017359 | 0.50872 | 125.3419 | 20502.7105 | 0.55318 | 25311.9883 | 0.12643 | 0.81096 | 0.017359 | 0.82832 | 204.0858 | 20502.7105 | 0.55318 | 26387.0148 | 0.12643 | 0.059746 | 0.74303 | 0.025562 | 0.76859 | 189.369 | 20502.7105 | 0.55318 | 26489.29 | 0.0042 | 0.51422 | 0.00057666 | 0.5148 | 126.9171 | 20502.7105 | 0.55318 | 24495.4725 | 0.0042 | 0.7848 | 0.00057666 | 0.78538 | 193.5848 | 20502.7105 | 0.55318 | 25822.0535 | 0.0042 | 0.059746 | 0.72712 | 0.0087798 | 0.7359 | 181.3937
01/17 01:00:00 | 36.68 | 2.6 | 61.75% | 0.86347 | 32003.2946 | 0.98321 | 3.5396 | 3.4897 | 3.1408 | 0.71513 | 2.1357 | 0.29323 | 62.4284 | 0.86347 | 32003.2946 | 0.98321 | 3.8345 | 3.7806 | 3.2135 | 0.71513 | 2.0874 | 0.28659 | 60.9025 | 22886.563 | 0.6175 | 28255.016 | 0.14113 | 0.5485 | 0.019378 | 0.56787 | 125.9097 | 22886.563 | 0.6175 | 28255.016 | 0.14113 | 0.90525 | 0.019378 | 0.92463 | 205.0105 | 22886.563 | 0.6175 | 29455.036 | 0.14113 | 0.066693 | 0.82942 | 0.028535 | 0.85795 | 190.2269 | 22886.563 | 0.6175 | 29569.2028 | 0.0042 | 0.57401 | 0.00057666 | 0.57458 | 127.4917 | 22886.563 | 0.6175 | 27343.5639 | 0.0042 | 0.87605 | 0.00057666 | 0.87663 | 194.4614 | 22886.563 | 0.6175 | 28824.3866 | 0.0042 | 0.066693 | 0.81166 | 0.0097336 | 0.8214 | 182.2151
01/17 02:00:00 | 35.6 | 2 | 66.66% | 0.84775 | 31420.6089 | 0.97169 | 3.4981 | 3.4488 | 3.1039 | 0.78636 | 2.333 | 0.32032 | 62.7487 | 0.84775 | 31420.6089 | 0.97169 | 3.7896 | 3.7362 | 3.1758 | 0.72839 | 2.1122 | 0.29 | 61.1925 | 24707.8217 | 0.66663 | 30503.4836 | 0.15236 | 0.59214 | 0.02092 | 0.61306 | 126.5228 | 24707.8217 | 0.66663 | 30503.4836 | 0.15236 | 0.97729 | 0.02092 | 0.99821 | 206.0087 | 24707.8217 | 0.66663 | 31798.9984 | 0.15236 | 0.072 | 0.89542 | 0.030805 | 0.92623 | 191.1531 | 24707.8217 | 0.66663 | 31922.2503 | 0.0042 | 0.61969 | 0.00057666 | 0.62026 | 128.112 | 24707.8217 | 0.66663 | 29519.5003 | 0.0042 | 0.94577 | 0.00057666 | 0.94634 | 195.4077 | 24707.8217 | 0.66663 | 31118.1634 | 0.0042 | 0.072 | 0.87625 | 0.010462 | 0.88671 | 183.1018
01/17 03:00:00 | 33.98 | 1.1 | 71.17% | 0.82443 | 30556.1613 | 0.95397 | 3.4343 | 3.3864 | 3.0477 | 0.86327 | 2.5366 | 0.34828 | 63.097 | 0.82443 | 30556.1613 | 0.95397 | 3.7205 | 3.6686 | 3.1183 | 0.86327 | 2.4792 | 0.3404 | 61.5329 | 26378.111 | 0.7117 | 32565.5691 | 0.16267 | 0.63217 | 0.022334 | 0.65451 | 127.1773 | 26378.111 | 0.7117 | 32565.5691 | 0.16267 | 1.0434 | 0.022334 | 1.0657 | 207.0744 | 26378.111 | 0.7117 | 33948.6628 | 0.16267 | 0.076867 | 0.95596 | 0.032888 | 0.98884 | 192.142 | 26378.111 | 0.7117 | 34080.2468 | 0.0042 | 0.66158 | 0.00057666 | 0.66215 | 128.7741 | 26378.111 | 0.7117 | 31515.0669 | 0.0042 | 1.0097 | 0.00057666 | 1.0103 | 196.418 | 26378.111 | 0.7117 | 33221.8023 | 0.0042 | 0.076867 | 0.93549 | 0.011131 | 0.94662 | 184.0484
01/17 04:00:00 | 33.62 | 0.9 | 73.97% | 0.81929 | 30365.6232 | 0.94998 | 3.4199 | 3.3724 | 3.0351 | 0.90281 | 2.6472 | 0.36346 | 63.4605 | 0.81929 | 30365.6232 | 0.94998 | 3.7049 | 3.6534 | 3.1054 | 0.86868 | 2.4895 | 0.34181 | 61.8747 | 27414.2813 | 0.73966 | 33844.7917 | 0.16905 | 0.65701 | 0.023211 | 0.68022 | 127.8575 | 27414.2813 | 0.73966 | 33844.7917 | 0.16905 | 1.0843 | 0.023211 | 1.1076 | 208.1819 | 27414.2813 | 0.73966 | 35282.2153 | 0.16905 | 0.079887 | 0.99351 | 0.03418 | 1.0277 | 193.1697 | 27414.2813 | 0.73966 | 35418.9681 | 0.0042 | 0.68756 | 0.00057666 | 0.68814 | 129.4623 | 27414.2813 | 0.73966 | 32753.0243 | 0.0042 | 1.0494 | 0.00057666 | 1.0499 | 197.468 | 27414.2813 | 0.73966 | 34526.8027 | 0.0042 | 0.079887 | 0.97223 | 0.011545 | 0.98378 | 185.0322
01/17 05:00:00 | 28.94 | -1.7 | 79.51% | 0.75385 | 27940.2945 | 0.89651 | 3.2274 | 3.1853 | 2.8668 | 1.0548 | 3.0129 | 0.41367 | 63.8742 | 0.75385 | 27940.2945 | 0.89651 | 3.4964 | 3.4508 | 2.9332 | 1.0548 | 2.9447 | 0.40431 | 62.279 | 29470.4017 | 0.79513 | 36383.212 | 0.18173 | 0.70628 | 0.024952 | 0.73124 | 128.5888 | 29470.4017 | 0.79513 | 36383.212 | 0.18173 | 1.1657 | 0.024952 | 1.1906 | 209.3726 | 29470.4017 | 0.79513 | 37928.445 | 0.18173 | 0.085879 | 1.068 | 0.036743 | 1.1048 | 194.2744 | 29470.4017 | 0.79513 | 38075.4544 | 0.0042 | 0.73913 | 0.00057666 | 0.73971 | 130.202 | 29470.4017 | 0.79513 | 35209.56 | 0.0042 | 1.1281 | 0.00057666 | 1.1286 | 198.5966 | 29470.4017 | 0.79513 | 37116.375 | 0.0042 | 0.085879 | 1.0452 | 0.012368 | 1.0575 | 186.0897
01/17 06:00:00 | 30.92 | -0.6 | 80.36% | 0.78122 | 28954.6849 | 0.91942 | 3.3099 | 3.2655 | 2.939 | 1.0287 | 2.9703 | 0.40783 | 64.282 | 0.78122 | 28954.6849 | 0.91942 | 3.5857 | 3.5376 | 3.007 | 1.0178 | 2.8724 | 0.39438 | 62.6734 | 29785.6772 | 0.80364 | 36772.4409 | 0.18368 | 0.71384 | 0.025219 | 0.73906 | 129.3278 | 29785.6772 | 0.80364 | 36772.4409 | 0.18368 | 1.1781 | 0.025219 | 1.2034 | 210.5759 | 29785.6772 | 0.80364 | 38334.2048 | 0.18368 | 0.086797 | 1.0794 | 0.037136 | 1.1166 | 195.391 | 29785.6772 | 0.80364 | 38482.787 | 0.0042 | 0.74704 | 0.00057666 | 0.74762 | 130.9496 | 29785.6772 | 0.80364 | 35586.2332 | 0.0042 | 1.1401 | 0.00057666 | 1.1407 | 199.7373 | 29785.6772 | 0.80364 | 37513.4473 | 0.0042 | 0.086797 | 1.0563 | 0.012494 | 1.0688 | 187.1585
01/17 07:00:00 | 30.92 | -0.6 | 77.22% | 0.78122 | 28954.6849 | 0.91942 | 3.3099 | 3.2655 | 2.939 | 0.98841 | 2.854 | 0.39186 | 64.6738 | 0.78122 | 28954.6849 | 0.91942 | 3.5857 | 3.5376 | 3.007 | 0.98841 | 2.7894 | 0.38299 | 63.0564 | 28619.2209 | 0.77217 | 35332.3715 | 0.17649 | 0.68588 | 0.024231 | 0.71012 | 130.0379 | 28619.2209 | 0.77217 | 35332.3715 | 0.17649 | 1.132 | 0.024231 | 1.1562 | 211.7321 | 28619.2209 | 0.77217 | 36832.9742 | 0.17649 | 0.083398 | 1.0372 | 0.035682 | 1.0729 | 196.4639 | 28619.2209 | 0.77217 | 36975.7376 | 0.0042 | 0.71779 | 0.00057666 | 0.71836 | 131.668 | 28619.2209 | 0.77217 | 34192.6176 | 0.0042 | 1.0955 | 0.00057666 | 1.0961 | 200.8334 | 28619.2209 | 0.77217 | 36044.3588 | 0.0042 | 0.083398 | 1.015 | 0.012027 | 1.027 | 188.1855
01/17 08:00:00 | 34.16 | 1.2 | 74.78% | 0.827 | 30651.6433 | 0.95596 | 3.4415 | 3.3934 | 3.054 | 0.90428 | 2.6599 | 0.36521 | 65.039 | 0.827 | 30651.6433 | 0.95596 | 3.7283 | 3.6761 | 3.1247 | 0.93369 | 2.6843 | 0.36856 | 63.425 | 27717.597 | 0.74784 | 34219.2556 | 0.17093 | 0.66428 | 0.023468 | 0.68774 | 130.7257 | 27717.597 | 0.74784 | 34219.2556 | 0.17093 | 1.0963 | 0.023468 | 1.1198 | 212.852 | 27717.597 | 0.74784 | 35672.583 | 0.17093 | 0.080771 | 1.0045 | 0.034558 | 1.0391 | 197.5029 | 27717.597 | 0.74784 | 35810.8488 | 0.0042 | 0.69517 | 0.00057666 | 0.69575 | 132.3637 | 27717.597 | 0.74784 | 33115.4086 | 0.0042 | 1.061 | 0.00057666 | 1.0616 | 201.8949 | 27717.597 | 0.74784 | 34908.8123 | 0.0042 | 0.080771 | 0.98299 | 0.011666 | 0.99466 | 189.1802
01/17 09:00:00 | 35.42 | 1.9 | 66.83% | 0.84514 | 31323.9914 | 0.96974 | 3.4911 | 3.4419 | 3.0977 | 0.79077 | 2.3436 | 0.32177 | 65.3608 | 0.84514 | 31323.9914 | 0.96974 | 3.782 | 3.7287 | 3.1694 | 0.79077 | 2.2905 | 0.31449 | 63.7394 | 24770.0973 | 0.66831 | 30580.367 | 0.15275 | 0.59364 | 0.020972 | 0.61461 | 131.3403 | 24770.0973 | 0.66831 | 30580.367 | 0.15275 | 0.97975 | 0.020972 | 1.0007 | 213.8527 | 24770.0973 | 0.66831 | 31879.1471 | 0.15275 | 0.072182 | 0.89768 | 0.030883 | 0.92856 | 198.4315 | 24770.0973 | 0.66831 | 32002.7097 | 0.0042 | 0.62125 | 0.00057666 | 0.62182 | 132.9855 | 24770.0973 | 0.66831 | 29593.9036 | 0.0042 | 0.94815 | 0.00057666 | 0.94873 | 202.8437 | 24770.0973 | 0.66831 | 31196.5961 | 0.0042 | 0.072182 | 0.87846 | 0.010487 | 0.88895 | 190.0691
01/17 10:00:00 | 40.28 | 4.6 | 60.02% | 0.91687 | 33982.4852 | 1.0196 | 3.6707 | 3.6225 | 3.2602 | 0.65466 | 1.9999 | 0.27459 | 65.6354 | 0.91687 | 33982.4852 | 1.0196 | 3.9766 | 3.9244 | 3.3357 | 0.72891 | 2.1764 | 0.29881 | 64.0383 | 22246.9633 | 0.60024 | 27465.3868 | 0.13719 | 0.53317 | 0.018836 | 0.552 | 131.8923 | 22246.9633 | 0.60024 | 27465.3868 | 0.13719 | 0.87995 | 0.018836 | 0.89879 | 214.7515 | 22246.9633 | 0.60024 | 28631.8704 | 0.13719 | 0.064829 | 0.80624 | 0.027737 | 0.83398 | 199.2655 | 22246.9633 | 0.60024 | 28742.8466 | 0.0042 | 0.55797 | 0.00057666 | 0.55854 | 133.5441 | 22246.9633 | 0.60024 | 26579.4066 | 0.0042 | 0.85157 | 0.00057666 | 0.85215 | 203.6958 | 22246.9633 | 0.60024 | 28018.8455 | 0.0042 | 0.064829 | 0.78898 | 0.0094777 | 0.79846 | 190.8676
01/17 11:00:00 | 42.26 | 5.7 | 58.78% | 0.94689 | 35095.241 | 1.0381 | 3.7371 | 3.693 | 3.3237 | 0.62075 | 1.9211 | 0.26376 | 65.8992 | 0.94689 | 35095.241 | 1.0381 | 4.0486 | 4.0007 | 3.4006 | 0.62075 | 1.8776 | 0.25779 | 64.2961 | 21785.45 | 0.58779 | 26895.6173 | 0.13434 | 0.52211 | 0.018445 | 0.54055 | 132.4328 | 21785.45 | 0.58779 | 26895.6173 | 0.13434 | 0.8617 | 0.018445 | 0.88015 | 215.6316 | 21785.45 | 0.58779 | 28037.9022 | 0.13434 | 0.063484 | 0.78951 | 0.027162 | 0.81668 | 200.0821 | 21785.45 | 0.58779 | 28146.5762 | 0.0042 | 0.54639 | 0.00057666 | 0.54697 | 134.0911 | 21785.45 | 0.58779 | 26028.0167 | 0.0042 | 0.8339 | 0.00057666 | 0.83448 | 204.5303 | 21785.45 | 0.58779 | 27437.5945 | 0.0042 | 0.063484 | 0.77261 | 0.009293 | 0.7819 | 191.6495
01/17 12:00:00 | 42.62 | 5.9 | 53.2% | 0.9524 | 35299.4055 | 1.0413 | 3.7487 | 3.7056 | 3.335 | 0.55862 | 1.7329 | 0.23793 | 66.1371 | 0.9524 | 35299.4055 | 1.0413 | 4.0611 | 4.0144 | 3.4122 | 0.61716 | 1.8712 | 0.25692 | 64.553 | 19719.0494 | 0.53203 | 24344.5055 | 0.1216 | 0.47258 | 0.016696 | 0.48928 | 132.9221 | 19719.0494 | 0.53203 | 24344.5055 | 0.1216 | 0.77997 | 0.016696 | 0.79666 | 216.4283 | 19719.0494 | 0.53203 | 25378.442 | 0.1216 | 0.057463 | 0.71463 | 0.024585 | 0.73921 | 200.8214 | 19719.0494 | 0.53203 | 25476.8081 | 0.0042 | 0.49456 | 0.00057666 | 0.49514 | 134.5862 | 19719.0494 | 0.53203 | 23559.1989 | 0.0042 | 0.75481 | 0.00057666 | 0.75538 | 205.2857 | 19719.0494 | 0.53203 | 24835.0749 | 0.0042 | 0.057463 | 0.69933 | 0.0084663 | 0.70779 | 192.3573
01/17 13:00:00 | 39.92 | 4.4 | 51.42% | 0.91146 | 33782.0112 | 1.0162 | 3.6581 | 3.6095 | 3.2485 | 0.5642 | 1.7196 | 0.2361 | 66.3732 | 0.91146 | 33782.0112 | 1.0162 | 3.963 | 3.9103 | 3.3237 | 0.5642 | 1.6807 | 0.23076 | 64.7837 | 19059.764 | 0.51425 | 23530.5728 | 0.11754 | 0.45678 | 0.016138 | 0.47292 | 133.395 | 19059.764 | 0.51425 | 23530.5728 | 0.11754 | 0.75389 | 0.016138 | 0.77003 | 217.1983 | 19059.764 | 0.51425 | 24529.9408 | 0.11754 | 0.055541 | 0.69073 | 0.023763 | 0.7145 | 201.5359 | 19059.764 | 0.51425 | 24625.0181 | 0.0042 | 0.47803 | 0.00057666 | 0.47861 | 135.0648 | 19059.764 | 0.51425 | 22771.5221 | 0.0042 | 0.72957 | 0.00057666 | 0.73015 | 206.0158 | 19059.764 | 0.51425 | 24004.7406 | 0.0042 | 0.055541 | 0.67595 | 0.0082025 | 0.68415 | 193.0414
01/17 14:00:00 | 42.08 | 5.6 | 51.19% | 0.94415 | 34993.3717 | 1.0365 | 3.7313 | 3.6866 | 3.318 | 0.54221 | 1.676 | 0.23011 | 66.6033 | 0.94415 | 34993.3717 | 1.0365 | 4.0422 | 3.9938 | 3.3948 | 0.54467 | 1.6455 | 0.22593 | 65.0097 | 18973.6883 | 0.51192 | 23424.3066 | 0.117 | 0.45472 | 0.016065 | 0.47079 | 133.8658 | 18973.6883 | 0.51192 | 23424.3066 | 0.117 | 0.75048 | 0.016065 | 0.76655 | 217.9648 | 18973.6883 | 0.51192 | 24419.1613 | 0.117 | 0.055291 | 0.68762 | 0.023656 | 0.71127 | 202.2471 | 18973.6883 | 0.51192 | 24513.8092 | 0.0042 | 0.47587 | 0.00057666 | 0.47645 | 135.5413 | 18973.6883 | 0.51192 | 22668.6838 | 0.0042 | 0.72627 | 0.00057666 | 0.72685 | 206.7427 | 18973.6883 | 0.51192 | 23896.3329 | 0.0042 | 0.055291 | 0.67289 | 0.008168 | 0.68106 | 193.7225
01/17 15:00:00 | 42.98 | 6.1 | 52.18% | 0.95793 | 35504.1377 | 1.0445 | 3.7601 | 3.7181 | 3.3463 | 0.54472 | 1.6938 | 0.23257 | 66.8359 | 0.95793 | 35504.1377 | 1.0445 | 4.0735 | 4.028 | 3.4238 | 0.54472 | 1.6555 | 0.2273 | 65.237 | 19339.6867 | 0.5218 | 23876.1565 | 0.11926 | 0.46349 | 0.016375 | 0.47987 | 134.3457 | 19339.6867 | 0.5218 | 23876.1565 | 0.11926 | 0.76496 | 0.016375 | 0.78133 | 218.7462 | 19339.6867 | 0.5218 | 24890.2017 | 0.11926 | 0.056357 | 0.70088 | 0.024112 | 0.72499 | 202.9721 | 19339.6867 | 0.5218 | 24986.6754 | 0.0042 | 0.48505 | 0.00057666 | 0.48563 | 136.0269 | 19339.6867 | 0.5218 | 23105.9579 | 0.0042 | 0.74028 | 0.00057666 | 0.74086 | 207.4835 | 19339.6867 | 0.5218 | 24357.2881 | 0.0042 | 0.056357 | 0.68587 | 0.0083145 | 0.69419 | 194.4167
01/17 16:00:00 | 42.98 | 6.1 | 50.67% | 0.95793 | 35504.1377 | 1.0445 | 3.7601 | 3.7181 | 3.3463 | 0.52894 | 1.6448 | 0.22583 | 67.0617 | 0.95793 | 35504.1377 | 1.0445 | 4.0735 | 4.028 | 3.4238 | 0.54472 | 1.6555 | 0.2273 | 65.4643 | 18779.6496 | 0.50669 | 23184.7526 | 0.11581 | 0.45007 | 0.0159 | 0.46597 | 134.8117 | 18779.6496 | 0.50669 | 23184.7526 | 0.11581 | 0.74281 | 0.0159 | 0.75871 | 219.5049 | 18779.6496 | 0.50669 | 24169.4332 | 0.11581 | 0.054725 | 0.68058 | 0.023414 | 0.704 | 203.6761 | 18779.6496 | 0.50669 | 24263.1132 | 0.0042 | 0.471 | 0.00057666 | 0.47158 | 136.4985 | 18779.6496 | 0.50669 | 22436.8573 | 0.0042 | 0.71885 | 0.00057666 | 0.71942 | 208.2029 | 18779.6496 | 0.50669 | 23651.9516 | 0.0042 | 0.054725 | 0.66601 | 0.0080904 | 0.6741 | 195.0908
01/17 17:00:00 | 44.06 | 6.7 | 47.97% | 0.97459 | 36121.741 | 1.0537 | 3.7934 | 3.7554 | 3.3799 | 0.49225 | 1.5419 | 0.2117 | 67.2734 | 0.97459 | 36121.741 | 1.0537 | 4.1095 | 4.0684 | 3.4581 | 0.49225 | 1.507 | 0.20691 | 65.6712 | 17780.9544 | 0.47974 | 21951.7955 | 0.10965 | 0.42614 | 0.015055 | 0.44119 | 135.2528 | 17780.9544 | 0.47974 | 21951.7955 | 0.10965 | 0.70331 | 0.015055 | 0.71836 | 220.2233 | 17780.9544 | 0.47974 | 22884.1112 | 0.10965 | 0.051815 | 0.64439 | 0.022169 | 0.66656 | 204.3427 | 17780.9544 | 0.47974 | 22972.8093 | 0.0042 | 0.44596 | 0.00057666 | 0.44653 | 136.945 | 17780.9544 | 0.47974 | 21243.6731 | 0.0042 | 0.68062 | 0.00057666 | 0.6812 | 208.8841 | 17780.9544 | 0.47974 | 22394.1491 | 0.0042 | 0.051815 | 0.63059 | 0.0076908 | 0.63828 | 195.7291
01/17 18:00:00 | 44.06 | 6.7 | 44.25% | 0.97459 | 36121.741 | 1.0537 | 3.7934 | 3.7554 | 3.3799 | 0.45408 | 1.4223 | 0.19528 | 67.4687 | 0.97459 | 36121.741 | 1.0537 | 4.1095 | 4.0684 | 3.4581 | 0.49225 | 1.507 | 0.20691 | 65.8781 | 16402.0093 | 0.44254 | 20249.3942 | 0.10115 | 0.39309 | 0.013887 | 0.40698 | 135.6598 | 16402.0093 | 0.44254 | 20249.3942 | 0.10115 | 0.64876 | 0.013887 | 0.66265 | 220.8859 | 16402.0093 | 0.44254 | 21109.4071 | 0.10115 | 0.047796 | 0.59442 | 0.02045 | 0.61487 | 204.9575 | 16402.0093 | 0.44254 | 21191.2265 | 0.0042 | 0.41137 | 0.00057666 | 0.41195 | 137.3569 | 16402.0093 | 0.44254 | 19596.188 | 0.0042 | 0.62784 | 0.00057666 | 0.62841 | 209.5125 | 16402.0093 | 0.44254 | 20657.4425 | 0.0042 | 0.047796 | 0.58169 | 0.0071391 | 0.58883 | 196.3179
01/17 19:00:00 | 44.06 | 6.7 | 38.64% | 0.97459 | 36121.741 | 1.0537 | 3.7934 | 3.7554 | 3.3799 | 0.39643 | 1.2417 | 0.17049 | 67.6392 | 0.97459 | 36121.741 | 1.0537 | 4.1095 | 4.0684 | 3.4581 | 0.39643 | 1.2136 | 0.16663 | 66.0447 | 14319.8976 | 0.38636 | 17678.886 | 0.088306 | 0.34319 | 0.012124 | 0.35531 | 136.0151 | 14319.8976 | 0.38636 | 17678.886 | 0.088306 | 0.56641 | 0.012124 | 0.57853 | 221.4644 | 14319.8976 | 0.38636 | 18429.7267 | 0.088306 | 0.041729 | 0.51896 | 0.017854 | 0.53681 | 205.4944 | 14319.8976 | 0.38636 | 18501.1597 | 0.0042 | 0.35915 | 0.00057666 | 0.35973 | 137.7167 | 14319.8976 | 0.38636 | 17108.5993 | 0.0042 | 0.54814 | 0.00057666 | 0.54871 | 210.0613 | 14319.8976 | 0.38636 | 18035.1356 | 0.0042 | 0.041729 | 0.50785 | 0.0063061 | 0.51415 | 196.8321
01/17 20:00:00 | 44.96 | 7.2 | 34.95% | 0.98858 | 36640.3138 | 1.0611 | 3.8198 | 3.7861 | 3.4075 | 0.35353 | 1.1142 | 0.15297 | 67.7922 | 0.98858 | 36640.3138 | 1.0611 | 4.1381 | 4.1016 | 3.4863 | 0.39082 | 1.2038 | 0.16528 | 66.21 | 12953.3723 | 0.34949 | 15991.8176 | 0.079879 | 0.31044 | 0.010967 | 0.32141 | 136.3365 | 12953.3723 | 0.34949 | 15991.8176 | 0.079879 | 0.51236 | 0.010967 | 0.52332 | 221.9878 | 12953.3723 | 0.34949 | 16671.0068 | 0.079879 | 0.037747 | 0.46944 | 0.01615 | 0.48559 | 205.9799 | 12953.3723 | 0.34949 | 16735.6231 | 0.0042 | 0.32488 | 0.00057666 | 0.32545 | 138.0421 | 12953.3723 | 0.34949 | 15475.9526 | 0.0042 | 0.49583 | 0.00057666 | 0.49641 | 210.5577 | 12953.3723 | 0.34949 | 16314.0709 | 0.0042 | 0.037747 | 0.45939 | 0.0057593 | 0.46514 | 197.2972
01/17 21:00:00 | 44.96 | 7.2 | 33.17% | 0.98858 | 36640.3138 | 1.0611 | 3.8198 | 3.7861 | 3.4075 | 0.33555 | 1.0575 | 0.1452 | 67.9373 | 0.98858 | 36640.3138 | 1.0611 | 4.1381 | 4.1016 | 3.4863 | 0.33555 | 1.0336 | 0.14191 | 66.3519 | 12294.782 | 0.33172 | 15178.7432 | 0.075818 | 0.29465 | 0.01041 | 0.30506 | 136.6416 | 12294.782 | 0.33172 | 15178.7432 | 0.075818 | 0.48631 | 0.01041 | 0.49672 | 222.4845 | 12294.782 | 0.33172 | 15823.4002 | 0.075818 | 0.035828 | 0.44557 | 0.015329 | 0.4609 | 206.4408 | 12294.782 | 0.33172 | 15884.7312 | 0.0042 | 0.30836 | 0.00057666 | 0.30894 | 138.3511 | 12294.782 | 0.33172 | 14689.1063 | 0.0042 | 0.47062 | 0.00057666 | 0.4712 | 211.0289 | 12294.782 | 0.33172 | 15484.6121 | 0.0042 | 0.035828 | 0.43603 | 0.0054958 | 0.44152 | 197.7387
01/17 22:00:00 | 44.96 | 7.2 | 31.95% | 0.98858 | 36640.3138 | 1.0611 | 3.8198 | 3.7861 | 3.4075 | 0.32317 | 1.0185 | 0.13984 | 68.0772 | 0.98858 | 36640.3138 | 1.0611 | 4.1381 | 4.1016 | 3.4863 | 0.33555 | 1.0336 | 0.14191 | 66.4938 | 11840.9164 | 0.31948 | 14618.4153 | 0.073019 | 0.28378 | 0.010026 | 0.2938 | 136.9354 | 11840.9164 | 0.31948 | 14618.4153 | 0.073019 | 0.46835 | 0.010026 | 0.47838 | 222.9629 | 11840.9164 | 0.31948 | 15239.2746 | 0.073019 | 0.034505 | 0.42912 | 0.014763 | 0.44388 | 206.8847 | 11840.9164 | 0.31948 | 15298.3416 | 0.0042 | 0.29698 | 0.00057666 | 0.29755 | 138.6486 | 11840.9164 | 0.31948 | 14146.8535 | 0.0042 | 0.45325 | 0.00057666 | 0.45382 | 211.4827 | 11840.9164 | 0.31948 | 14912.9929 | 0.0042 | 0.034505 | 0.41993 | 0.0053142 | 0.42525 | 198.164
01/17 23:00:00 | 44.96 | 7.2 | 33.53% | 0.98858 | 36640.3138 | 1.0611 | 3.8198 | 3.7861 | 3.4075 | 0.33914 | 1.0688 | 0.14675 | 68.2239 | 0.98858 | 36640.3138 | 1.0611 | 4.1381 | 4.1016 | 3.4863 | 0.33914 | 1.0446 | 0.14343 | 66.6372 | 12426.1193 | 0.33527 | 15340.888 | 0.076628 | 0.2978 | 0.010521 | 0.30832 | 137.2437 | 12426.1193 | 0.33527 | 15340.888 | 0.076628 | 0.4915 | 0.010521 | 0.50202 | 223.4649 | 12426.1193 | 0.33527 | 15992.4315 | 0.076628 | 0.03621 | 0.45033 | 0.015493 | 0.46582 | 207.3505 | 12426.1193 | 0.33527 | 16054.4176 | 0.0042 | 0.31165 | 0.00057666 | 0.31223 | 138.9608 | 12426.1193 | 0.33527 | 14846.0206 | 0.0042 | 0.47565 | 0.00057666 | 0.47622 | 211.9589 | 12426.1193 | 0.33527 | 15650.0243 | 0.0042 | 0.03621 | 0.44069 | 0.0055484 | 0.44623 | 198.6102
01/17 24:00:00 | 46.04 | 7.8 | 34.48% | 1.0055 | 37267.2853 | 1.0695 | 3.8501 | 3.8223 | 3.4401 | 0.34289 | 1.0887 | 0.14948 | 68.3734 | 1.0055 | 37267.2853 | 1.0695 | 4.1709 | 4.1409 | 3.5197 | 0.33343 | 1.0347 | 0.14206 | 66.7793 | 12778.4782 | 0.34477 | 15775.899 | 0.078801 | 0.30625 | 0.010819 | 0.31707 | 137.5608 | 12778.4782 | 0.34477 | 15775.899 | 0.078801 | 0.50544 | 0.010819 | 0.51626 | 223.9811 | 12778.4782 | 0.34477 | 16445.9179 | 0.078801 | 0.037237 | 0.4631 | 0.015932 | 0.47903 | 207.8296 | 12778.4782 | 0.34477 | 16509.6618 | 0.0042 | 0.32049 | 0.00057666 | 0.32107 | 139.2819 | 12778.4782 | 0.34477 | 15266.999 | 0.0042 | 0.48913 | 0.00057666 | 0.48971 | 212.4486 | 12778.4782 | 0.34477 | 16093.8013 | 0.0042 | 0.037237 | 0.45318 | 0.0056893 | 0.45887 | 199.0691
01/18 01:00:00 | 46.04 | 7.8 | 35.33% | 1.0055 | 37267.2853 | 1.0695 | 3.8501 | 3.8223 | 3.4401 | 0.35135 | 1.1156 | 0.15317 | 68.5266 | 1.0055 | 37267.2853 | 1.0695 | 4.1709 | 4.1409 | 3.5197 | 0.35135 | 1.0903 | 0.1497 | 66.929 | 13093.9483 | 0.35328 | 16165.3683 | 0.080746 | 0.31381 | 0.011086 | 0.32489 | 137.8857 | 13093.9483 | 0.35328 | 16165.3683 | 0.080746 | 0.51792 | 0.011086 | 0.529 | 224.5101 | 13093.9483 | 0.35328 | 16851.9283 | 0.080746 | 0.038157 | 0.47453 | 0.016325 | 0.49086 | 208.3204 | 13093.9483 | 0.35328 | 16917.2459 | 0.0042 | 0.3284 | 0.00057666 | 0.32898 | 139.6109 | 13093.9483 | 0.35328 | 15643.9048 | 0.0042 | 0.50121 | 0.00057666 | 0.50179 | 212.9504 | 13093.9483 | 0.35328 | 16491.1188 | 0.0042 | 0.038157 | 0.46437 | 0.0058156 | 0.47019 | 199.5393
01/18 02:00:00 | 44.96 | 7.2 | 36.72% | 0.98858 | 36640.3138 | 1.0611 | 3.8198 | 3.7861 | 3.4075 | 0.3714 | 1.1705 | 0.16071 | 68.6873 | 0.98858 | 36640.3138 | 1.0611 | 4.1381 | 4.1016 | 3.4863 | 0.35736 | 1.1008 | 0.15113 | 67.0801 | 13608.3045 | 0.36716 | 16800.3759 | 0.083918 | 0.32613 | 0.011522 | 0.33766 | 138.2233 | 13608.3045 | 0.36716 | 16800.3759 | 0.083918 | 0.53826 | 0.011522 | 0.54978 | 225.0599 | 13608.3045 | 0.36716 | 17513.9054 | 0.083918 | 0.039655 | 0.49317 | 0.016967 | 0.51014 | 208.8306 | 13608.3045 | 0.36716 | 17581.7888 | 0.0042 | 0.3413 | 0.00057666 | 0.34188 | 139.9528 | 13608.3045 | 0.36716 | 16258.4283 | 0.0042 | 0.5209 | 0.00057666 | 0.52148 | 213.4719 | 13608.3045 | 0.36716 | 17138.9226 | 0.0042 | 0.039655 | 0.48261 | 0.0060214 | 0.48863 | 200.0279
01/18 03:00:00 | 46.04 | 7.8 | 36.8% | 1.0055 | 37267.2853 | 1.0695 | 3.8501 | 3.8223 | 3.4401 | 0.36601 | 1.1621 | 0.15956 | 68.8468 | 1.0055 | 37267.2853 | 1.0695 | 4.1709 | 4.1409 | 3.5197 | 0.36601 | 1.1358 | 0.15595 | 67.2361 | 13640.2167 | 0.36802 | 16839.7737 | 0.084115 | 0.3269 | 0.011549 | 0.33845 | 138.5618 | 13640.2167 | 0.36802 | 16839.7737 | 0.084115 | 0.53952 | 0.011549 | 0.55107 | 225.611 | 13640.2167 | 0.36802 | 17554.9765 | 0.084115 | 0.039748 | 0.49433 | 0.017006 | 0.51133 | 209.3419 | 13640.2167 | 0.36802 | 17623.019 | 0.0042 | 0.3421 | 0.00057666 | 0.34268 | 140.2954 | 13640.2167 | 0.36802 | 16296.5552 | 0.0042 | 0.52212 | 0.00057666 | 0.5227 | 213.9946 | 13640.2167 | 0.36802 | 17179.1142 | 0.0042 | 0.039748 | 0.48374 | 0.0060341 | 0.48978 | 200.5177
01/18 04:00:00 | 46.04 | 7.8 | 36.22% | 1.0055 | 37267.2853 | 1.0695 | 3.8501 | 3.8223 | 3.4401 | 0.36021 | 1.1437 | 0.15703 | 69.0039 | 1.0055 | 37267.2853 | 1.0695 | 4.1709 | 4.1409 | 3.5197 | 0.36601 | 1.1358 | 0.15595 | 67.392 | 13424.1435 | 0.36219 | 16573.0167 | 0.082782 | 0.32172 | 0.011366 | 0.33309 | 138.8949 | 13424.1435 | 0.36219 | 16573.0167 | 0.082782 | 0.53098 | 0.011366 | 0.54234 | 226.1533 | 13424.1435 | 0.36219 | 17276.89 | 0.082782 | 0.039119 | 0.4865 | 0.016737 | 0.50323 | 209.8451 | 13424.1435 | 0.36219 | 17343.8547 | 0.0042 | 0.33668 | 0.00057666 | 0.33726 | 140.6327 | 13424.1435 | 0.36219 | 16038.4033 | 0.0042 | 0.51385 | 0.00057666 | 0.51443 | 214.509 | 13424.1435 | 0.36219 | 16906.9818 | 0.0042 | 0.039119 | 0.47608 | 0.0059477 | 0.48203 | 200.9997
01/18 05:00:00 | 46.4 | 8 | 36.44% | 1.0112 | 37477.4113 | 1.0722 | 3.8598 | 3.8343 | 3.4509 | 0.36034 | 1.1469 | 0.15748 | 69.1613 | 1.0112 | 37477.4113 | 1.0722 | 4.1814 | 4.1538 | 3.5308 | 0.36034 | 1.121 | 0.15391 | 67.5459 | 13504.6516 | 0.36437 | 16672.4094 | 0.083279 | 0.32365 | 0.011434 | 0.33508 | 139.23 | 13504.6516 | 0.36437 | 16672.4094 | 0.083279 | 0.53416 | 0.011434 | 0.5456 | 226.6989 | 13504.6516 | 0.36437 | 17380.504 | 0.083279 | 0.039353 | 0.48941 | 0.016837 | 0.50625 | 210.3514 | 13504.6516 | 0.36437 | 17447.8703 | 0.0042 | 0.3387 | 0.00057666 | 0.33928 | 140.972 | 13504.6516 | 0.36437 | 16134.5897 | 0.0042 | 0.51693 | 0.00057666 | 0.51751 | 215.0265 | 13504.6516 | 0.36437 | 17008.3773 | 0.0042 | 0.039353 | 0.47894 | 0.0059799 | 0.48492 | 201.4846
01/18 06:00:00 | 46.04 | 7.8 | 35.19% | 1.0055 | 37267.2853 | 1.0695 | 3.8501 | 3.8223 | 3.4401 | 0.35 | 1.1113 | 0.15258 | 69.3139 | 1.0055 | 37267.2853 | 1.0695 | 4.1709 | 4.1409 | 3.5197 | 0.36237 | 1.1245 | 0.1544 | 67.7003 | 13043.6164 | 0.35193 | 16103.2301 | 0.080436 | 0.3126 | 0.011044 | 0.32365 | 139.5536 | 13043.6164 | 0.35193 | 16103.2301 | 0.080436 | 0.51593 | 0.011044 | 0.52697 | 227.2259 | 13043.6164 | 0.35193 | 16787.1511 | 0.080436 | 0.03801 | 0.47271 | 0.016263 | 0.48897 | 210.8404 | 13043.6164 | 0.35193 | 16852.2176 | 0.0042 | 0.32714 | 0.00057666 | 0.32772 | 141.2997 | 13043.6164 | 0.35193 | 15583.7711 | 0.0042 | 0.49928 | 0.00057666 | 0.49986 | 215.5264 | 13043.6164 | 0.35193 | 16427.7285 | 0.0042 | 0.03801 | 0.46259 | 0.0057954 | 0.46838 | 201.953
01/18 07:00:00 | 46.04 | 7.8 | 33.39% | 1.0055 | 37267.2853 | 1.0695 | 3.8501 | 3.8223 | 3.4401 | 0.33203 | 1.0542 | 0.14474 | 69.4587 | 1.0055 | 37267.2853 | 1.0695 | 4.1709 | 4.1409 | 3.5197 | 0.33203 | 1.0304 | 0.14147 | 67.8418 | 12373.8827 | 0.33386 | 15276.3983 | 0.076306 | 0.29655 | 0.010477 | 0.30703 | 139.8606 | 12373.8827 | 0.33386 | 15276.3983 | 0.076306 | 0.48944 | 0.010477 | 0.49991 | 227.7258 | 12373.8827 | 0.33386 | 15925.2029 | 0.076306 | 0.036058 | 0.44844 | 0.015428 | 0.46386 | 211.3042 | 12373.8827 | 0.33386 | 15986.9285 | 0.0042 | 0.31034 | 0.00057666 | 0.31092 | 141.6106 | 12373.8827 | 0.33386 | 14783.6113 | 0.0042 | 0.47365 | 0.00057666 | 0.47422 | 216.0006 | 12373.8827 | 0.33386 | 15584.2351 | 0.0042 | 0.036058 | 0.43883 | 0.0055275 | 0.44436 | 202.3974
01/18 08:00:00 | 46.94 | 8.3 | 32.02% | 1.0197 | 37793.6649 | 1.0761 | 3.8739 | 3.8522 | 3.4669 | 0.31406 | 1.0034 | 0.13777 | 69.5964 | 1.0197 | 37793.6649 | 1.0761 | 4.1967 | 4.1732 | 3.5472 | 0.32741 | 1.0224 | 0.14037 | 67.9822 | 11869.5103 | 0.32025 | 14653.7165 | 0.073195 | 0.28446 | 0.01005 | 0.29451 | 140.1552 | 11869.5103 | 0.32025 | 14653.7165 | 0.073195 | 0.46949 | 0.01005 | 0.47954 | 228.2054 | 11869.5103 | 0.32025 | 15276.0751 | 0.073195 | 0.034588 | 0.43016 | 0.014799 | 0.44496 | 211.7492 | 11869.5103 | 0.32025 | 15335.2847 | 0.0042 | 0.29769 | 0.00057666 | 0.29827 | 141.9089 | 11869.5103 | 0.32025 | 14181.0159 | 0.0042 | 0.45434 | 0.00057666 | 0.45492 | 216.4555 | 11869.5103 | 0.32025 | 14949.0055 | 0.0042 | 0.034588 | 0.42095 | 0.0053257 | 0.42627 | 202.8236
01/18 09:00:00 | 48.02 | 8.9 | 30.32% | 1.0369 | 38430.0045 | 1.0836 | 3.9008 | 3.8874 | 3.4987 | 0.29247 | 0.94152 | 0.12927 | 69.7257 | 1.0369 | 38430.0045 | 1.0836 | 4.2259 | 4.2114 | 3.5797 | 0.29247 | 0.92022 | 0.12635 | 68.1085 | 11239.4347 | 0.30325 | 13875.8453 | 0.06931 | 0.26936 | 0.0095162 | 0.27888 | 140.434 | 11239.4347 | 0.30325 | 13875.8453 | 0.06931 | 0.44456 | 0.0095162 | 0.45408 | 228.6594 | 11239.4347 | 0.30325 | 14465.1669 | 0.06931 | 0.032752 | 0.40732 | 0.014013 | 0.42134 | 212.1705 | 11239.4347 | 0.30325 | 14521.2334 | 0.0042 | 0.28189 | 0.00057666 | 0.28247 | 142.1914 | 11239.4347 | 0.30325 | 13428.2374 | 0.0042 | 0.43022 | 0.00057666 | 0.4308 | 216.8863 | 11239.4347 | 0.30325 | 14155.4593 | 0.0042 | 0.032752 | 0.3986 | 0.0050736 | 0.40367 | 203.2273
01/18 10:00:00 | 48.92 | 9.4 | 26.4% | 1.0513 | 38964.1908 | 1.0894 | 3.9218 | 3.9165 | 3.5248 | 0.25112 | 0.81359 | 0.11171 | 69.8374 | 1.0513 | 38964.1908 | 1.0894 | 4.2486 | 4.2428 | 3.6064 | 0.28846 | 0.9134 | 0.12541 | 68.2339 | 9784.758 | 0.264 | 12079.9482 | 0.060339 | 0.2345 | 0.0082846 | 0.24278 | 140.6768 | 9784.758 | 0.264 | 12079.9482 | 0.060339 | 0.38703 | 0.0082846 | 0.39531 | 229.0547 | 9784.758 | 0.264 | 12592.9962 | 0.060339 | 0.028513 | 0.3546 | 0.012199 | 0.3668 | 212.5373 | 9784.758 | 0.264 | 12641.8062 | 0.0042 | 0.24541 | 0.00057666 | 0.24598 | 142.4373 | 9784.758 | 0.264 | 11690.2724 | 0.0042 | 0.37454 | 0.00057666 | 0.37512 | 217.2614 | 9784.758 | 0.264 | 12323.3728 | 0.0042 | 0.028513 | 0.34701 | 0.0044915 | 0.3515 | 203.5788
01/18 11:00:00 | 50 | 10 | 20.85% | 1.0687 | 39609.8985 | 1.0959 | 3.9451 | 3.9508 | 3.5557 | 0.1951 | 0.63698 | 0.087458 | 69.9249 | 1.0687 | 39609.8985 | 1.0959 | 4.2739 | 4.28 | 3.638 | 0.1951 | 0.62257 | 0.085479 | 68.3194 | 7727.9142 | 0.2085 | 9540.6349 | 0.047655 | 0.18521 | 0.0065431 | 0.19175 | 140.8686 | 7727.9142 | 0.2085 | 9540.6349 | 0.047655 | 0.30567 | 0.0065431 | 0.31221 | 229.367 | 7727.9142 | 0.2085 | 9945.8356 | 0.047655 | 0.02252 | 0.28006 | 0.009635 | 0.2897 | 212.827 | 7727.9142 | 0.2085 | 9984.3853 | 0.0042 | 0.19382 | 0.00057666 | 0.1944 | 142.6317 | 7727.9142 | 0.2085 | 9232.8725 | 0.0042 | 0.29581 | 0.00057666 | 0.29639 | 217.5578 | 7727.9142 | 0.2085 | 9732.8895 | 0.0042 | 0.02252 | 0.27407 | 0.0036686 | 0.27774 | 203.8566
01/18 12:00:00 | 51.08 | 10.6 | 16.37% | 1.0863 | 40260.7161 | 1.1018 | 3.9664 | 3.9846 | 3.5861 | 0.15074 | 0.49601 | 0.068101 | 69.993 | 1.0863 | 40260.7161 | 1.1018 | 4.2969 | 4.3166 | 3.6692 | 0.19195 | 0.61729 | 0.084754 | 68.4042 | 6069.0704 | 0.16375 | 7492.6795 | 0.037426 | 0.14545 | 0.0051386 | 0.15059 | 141.0192 | 6069.0704 | 0.16375 | 7492.6795 | 0.037426 | 0.24006 | 0.0051386 | 0.24519 | 229.6122 | 6069.0704 | 0.16375 | 7810.9014 | 0.037426 | 0.017686 | 0.21995 | 0.0075668 | 0.22751 | 213.0545 | 6069.0704 | 0.16375 | 7841.1762 | 0.0042 | 0.15222 | 0.00057666 | 0.15279 | 142.7845 | 6069.0704 | 0.16375 | 7250.9802 | 0.0042 | 0.23231 | 0.00057666 | 0.23289 | 217.7907 | 6069.0704 | 0.16375 | 7643.6655 | 0.0042 | 0.017686 | 0.21524 | 0.0030049 | 0.21824 | 204.0748
01/18 13:00:00 | 51.08 | 10.6 | 13.64% | 1.0863 | 40260.7161 | 1.1018 | 3.9664 | 3.9846 | 3.5861 | 0.12553 | 0.41305 | 0.056712 | 70.0497 | 1.0863 | 40260.7161 | 1.1018 | 4.2969 | 4.3166 | 3.6692 | 0.12553 | 0.40371 | 0.055429 | 68.4596 | 5054.0666 | 0.13636 | 6239.5884 | 0.031167 | 0.12112 | 0.0042792 | 0.1254 | 141.1446 | 5054.0666 | 0.13636 | 6239.5884 | 0.031167 | 0.19991 | 0.0042792 | 0.20419 | 229.8163 | 5054.0666 | 0.13636 | 6504.5902 | 0.031167 | 0.014728 | 0.18316 | 0.0063013 | 0.18946 | 213.244 | 5054.0666 | 0.13636 | 6529.8018 | 0.0042 | 0.12676 | 0.00057666 | 0.12734 | 142.9119 | 5054.0666 | 0.13636 | 6038.3113 | 0.0042 | 0.19346 | 0.00057666 | 0.19404 | 217.9847 | 5054.0666 | 0.13636 | 6365.3231 | 0.0042 | 0.014728 | 0.17924 | 0.0025988 | 0.18184 | 204.2566
01/18 14:00:00 | 53.06 | 11.7 | 9.679% | 1.1188 | 41467.1533 | 1.111 | 3.9997 | 4.0453 | 3.6408 | 0.08651 | 0.28878 | 0.03965 | 70.0893 | 1.1188 | 41467.1533 | 1.111 | 4.333 | 4.3824 | 3.7251 | 0.12188 | 0.39765 | 0.054597 | 68.5142 | 3587.3416 | 0.096789 | 4428.8167 | 0.022122 | 0.085974 | 0.0030373 | 0.089011 | 141.2336 | 3587.3416 | 0.096789 | 4428.8167 | 0.022122 | 0.14189 | 0.0030373 | 0.14493 | 229.9613 | 3587.3416 | 0.096789 | 4616.9132 | 0.022122 | 0.010454 | 0.13001 | 0.0044726 | 0.13448 | 213.3785 | 3587.3416 | 0.096789 | 4634.8082 | 0.0042 | 0.089972 | 0.00057666 | 0.090549 | 143.0024 | 3587.3416 | 0.096789 | 4285.9517 | 0.0042 | 0.13732 | 0.00057666 | 0.13789 | 218.1226 | 3587.3416 | 0.096789 | 4518.0624 | 0.0042 | 0.010454 | 0.12722 | 0.002012 | 0.12924 | 204.3859
01/18 15:00:00 | 51.98 | 11.1 | 7.167% | 1.101 | 40806.9675 | 1.1062 | 3.9825 | 4.0124 | 3.6112 | 0.065099 | 0.2156 | 0.029602 | 70.1189 | 1.101 | 40806.9675 | 1.1062 | 4.3143 | 4.3468 | 3.6948 | 0.065099 | 0.21072 | 0.028932 | 68.5431 | 2656.4844 | 0.071674 | 3279.6104 | 0.016382 | 0.063665 | 0.0022492 | 0.065914 | 141.2995 | 2656.4844 | 0.071674 | 3279.6104 | 0.016382 | 0.10507 | 0.0022492 | 0.10732 | 230.0686 | 2656.4844 | 0.071674 | 3418.8988 | 0.016382 | 0.0077412 | 0.096272 | 0.0033121 | 0.099584 | 213.4781 | 2656.4844 | 0.071674 | 3432.1504 | 0.0042 | 0.066626 | 0.00057666 | 0.067203 | 143.0696 | 2656.4844 | 0.071674 | 3173.8165 | 0.0042 | 0.10168 | 0.00057666 | 0.10226 | 218.2249 | 2656.4844 | 0.071674 | 3345.6982 | 0.0042 | 0.0077412 | 0.094211 | 0.0016395 | 0.095851 | 204.4817
01/18 16:00:00 | 51.98 | 11.1 | 4.455% | 1.101 | 40806.9675 | 1.1062 | 3.9825 | 4.0124 | 3.6112 | 0.040467 | 0.13402 | 0.018401 | 70.1373 | 1.101 | 40806.9675 | 1.1062 | 4.3143 | 4.3468 | 3.6948 | 0.065099 | 0.21072 | 0.028932 | 68.5721 | 1651.3409 | 0.044554 | 2038.6925 | 0.010183 | 0.039576 | 0.0013982 | 0.040974 | 141.3405 | 1651.3409 | 0.044554 | 2038.6925 | 0.010183 | 0.065317 | 0.0013982 | 0.066715 | 230.1353 | 1651.3409 | 0.044554 | 2125.2779 | 0.010183 | 0.0048121 | 0.059845 | 0.0020589 | 0.061904 | 213.54 | 1651.3409 | 0.044554 | 2133.5154 | 0.0042 | 0.041417 | 0.00057666 | 0.041993 | 143.1116 | 1651.3409 | 0.044554 | 1972.9282 | 0.0042 | 0.06321 | 0.00057666 | 0.063787 | 218.2887 | 1651.3409 | 0.044554 | 2079.7744 | 0.0042 | 0.0048121 | 0.058564 | 0.0012374 | 0.059801 | 204.5415
01/18 17:00:00 | 51.98 | 11.1 | 3.173% | 1.101 | 40806.9675 | 1.1062 | 3.9825 | 4.0124 | 3.6112 | 0.028816 | 0.095438 | 0.013104 | 70.1504 | 1.101 | 40806.9675 | 1.1062 | 4.3143 | 4.3468 | 3.6948 | 0.028816 | 0.093278 | 0.012807 | 68.5849 | 1175.9131 | 0.031727 | 1451.7445 | 0.0072515 | 0.028182 | 0.00099563 | 0.029177 | 141.3696 | 1175.9131 | 0.031727 | 1451.7445 | 0.0072515 | 0.046512 | 0.00099563 | 0.047508 | 230.1828 | 1175.9131 | 0.031727 | 1513.4016 | 0.0072515 | 0.0034267 | 0.042616 | 0.0014661 | 0.044082 | 213.584 | 1175.9131 | 0.031727 | 1519.2675 | 0.0042 | 0.029493 | 0.00057666 | 0.030069 | 143.1417 | 1175.9131 | 0.031727 | 1404.9141 | 0.0042 | 0.045012 | 0.00057666 | 0.045588 | 218.3343 | 1175.9131 | 0.031727 | 1480.9988 | 0.0042 | 0.0034267 | 0.041703 | 0.0010471 | 0.04275 | 204.5843
01/18 18:00:00 | 50 | 10 | 6.863% | 1.0687 | 39609.8985 | 1.0959 | 3.9451 | 3.9508 | 3.5557 | 0.064217 | 0.20966 | 0.028787 | 70.1792 | 1.0687 | 39609.8985 | 1.0959 | 4.2739 | 4.28 | 3.638 | 0.029687 | 0.094733 | 0.013007 | 68.5979 | 2543.6412 | 0.068629 | 3140.2978 | 0.015686 | 0.060961 | 0.0021537 | 0.063114 | 141.4327 | 2543.6412 | 0.068629 | 3140.2978 | 0.015686 | 0.10061 | 0.0021537 | 0.10276 | 230.2856 | 2543.6412 | 0.068629 | 3273.6695 | 0.015686 | 0.0074123 | 0.092183 | 0.0031714 | 0.095354 | 213.6794 | 2543.6412 | 0.068629 | 3286.3582 | 0.0042 | 0.063796 | 0.00057666 | 0.064373 | 143.2061 | 2543.6412 | 0.068629 | 3038.9979 | 0.0042 | 0.097365 | 0.00057666 | 0.097942 | 218.4322 | 2543.6412 | 0.068629 | 3203.5784 | 0.0042 | 0.0074123 | 0.090209 | 0.0015944 | 0.091803 | 204.6761
01/18 19:00:00 | 48.02 | 8.9 | 10.55% | 1.0369 | 38430.0045 | 1.0836 | 3.9008 | 3.8874 | 3.4987 | 0.10172 | 0.32745 | 0.044959 | 70.2242 | 1.0369 | 38430.0045 | 1.0836 | 4.2259 | 4.2114 | 3.5797 | 0.10172 | 0.32004 | 0.043941 | 68.6418 | 3908.9345 | 0.10547 | 4825.8451 | 0.024105 | 0.093681 | 0.0033096 | 0.096991 | 141.5297 | 3908.9345 | 0.10547 | 4825.8451 | 0.024105 | 0.15461 | 0.0033096 | 0.15792 | 230.4435 | 3908.9345 | 0.10547 | 5030.8038 | 0.024105 | 0.011391 | 0.14166 | 0.0048736 | 0.14654 | 213.8259 | 3908.9345 | 0.10547 | 5050.303 | 0.0042 | 0.098038 | 0.00057666 | 0.098615 | 143.3047 | 3908.9345 | 0.10547 | 4670.1727 | 0.0042 | 0.14963 | 0.00057666 | 0.1502 | 218.5824 | 3908.9345 | 0.10547 | 4923.0913 | 0.0042 | 0.011391 | 0.13863 | 0.0021406 | 0.14077 | 204.8168
01/18 20:00:00 | 50.54 | 10.3 | 12% | 1.0775 | 39934.6686 | 1.0989 | 3.956 | 3.9678 | 3.571 | 0.11141 | 0.36514 | 0.050134 | 70.2743 | 1.0775 | 39934.6686 | 1.0989 | 4.2857 | 4.2984 | 3.6536 | 0.097883 | 0.31356 | 0.043052 | 68.6849 | 4448.9225 | 0.12004 | 5492.4969 | 0.027435 | 0.10662 | 0.0037668 | 0.11039 | 141.6401 | 4448.9225 | 0.12004 | 5492.4969 | 0.027435 | 0.17597 | 0.0037668 | 0.17974 | 230.6232 | 4448.9225 | 0.12004 | 5725.769 | 0.027435 | 0.012964 | 0.16123 | 0.0055468 | 0.16678 | 213.9927 | 4448.9225 | 0.12004 | 5747.9619 | 0.0042 | 0.11158 | 0.00057666 | 0.11216 | 143.4168 | 4448.9225 | 0.12004 | 5315.3196 | 0.0042 | 0.1703 | 0.00057666 | 0.17087 | 218.7533 | 4448.9225 | 0.12004 | 5603.177 | 0.0042 | 0.012964 | 0.15778 | 0.0023567 | 0.16014 | 204.977
01/18 21:00:00 | 46.04 | 7.8 | 17.3% | 1.0055 | 37267.2853 | 1.0695 | 3.8501 | 3.8223 | 3.4401 | 0.17207 | 0.54632 | 0.07501 | 70.3493 | 1.0055 | 37267.2853 | 1.0695 | 4.1709 | 4.1409 | 3.5197 | 0.17207 | 0.53396 | 0.073313 | 68.7582 | 6412.4945 | 0.17301 | 7916.6598 | 0.039544 | 0.15368 | 0.0054294 | 0.15911 | 141.7992 | 6412.4945 | 0.17301 | 7916.6598 | 0.039544 | 0.25364 | 0.0054294 | 0.25907 | 230.8823 | 6412.4945 | 0.17301 | 8252.8886 | 0.039544 | 0.018686 | 0.23239 | 0.007995 | 0.24039 | 214.2331 | 6412.4945 | 0.17301 | 8284.8766 | 0.0042 | 0.16083 | 0.00057666 | 0.16141 | 143.5782 | 6412.4945 | 0.17301 | 7661.2837 | 0.0042 | 0.24546 | 0.00057666 | 0.24603 | 218.9993 | 6412.4945 | 0.17301 | 8076.1895 | 0.0042 | 0.018686 | 0.22742 | 0.0031423 | 0.23056 | 205.2075
01/18 22:00:00 | 46.04 | 7.8 | 23.69% | 1.0055 | 37267.2853 | 1.0695 | 3.8501 | 3.8223 | 3.4401 | 0.23557 | 0.74793 | 0.10269 | 70.452 | 1.0055 | 37267.2853 | 1.0695 | 4.1709 | 4.1409 | 3.5197 | 0.17207 | 0.53396 | 0.073313 | 68.8315 | 8778.9037 | 0.23686 | 10838.1527 | 0.054137 | 0.21039 | 0.007433 | 0.21783 | 142.0171 | 8778.9037 | 0.23686 | 10838.1527 | 0.054137 | 0.34724 | 0.007433 | 0.35467 | 231.237 | 8778.9037 | 0.23686 | 11298.4603 | 0.054137 | 0.025582 | 0.31815 | 0.010945 | 0.3291 | 214.5622 | 8778.9037 | 0.23686 | 11342.2528 | 0.0042 | 0.22018 | 0.00057666 | 0.22076 | 143.799 | 8778.9037 | 0.23686 | 10488.5348 | 0.0042 | 0.33604 | 0.00057666 | 0.33662 | 219.3359 | 8778.9037 | 0.23686 | 11056.5537 | 0.0042 | 0.025582 | 0.31134 | 0.0040891 | 0.31543 | 205.523
01/18 23:00:00 | 46.04 | 7.8 | 28.22% | 1.0055 | 37267.2853 | 1.0695 | 3.8501 | 3.8223 | 3.4401 | 0.28062 | 0.89098 | 0.12233 | 70.5743 | 1.0055 | 37267.2853 | 1.0695 | 4.1709 | 4.1409 | 3.5197 | 0.28062 | 0.87083 | 0.11956 | 68.9511 | 10458.0549 | 0.28217 | 12911.1789 | 0.064491 | 0.25064 | 0.0088547 | 0.25949 | 142.2766 | 10458.0549 | 0.28217 | 12911.1789 | 0.064491 | 0.41366 | 0.0088547 | 0.42251 | 231.6595 | 10458.0549 | 0.28217 | 13459.5301 | 0.064491 | 0.030475 | 0.379 | 0.013039 | 0.39204 | 214.9542 | 10458.0549 | 0.28217 | 13511.6988 | 0.0042 | 0.26229 | 0.00057666 | 0.26287 | 144.0619 | 10458.0549 | 0.28217 | 12494.6892 | 0.0042 | 0.40031 | 0.00057666 | 0.40089 | 219.7368 | 10458.0549 | 0.28217 | 13171.3538 | 0.0042 | 0.030475 | 0.37089 | 0.0047609 | 0.37565 | 205.8986
01/18 24:00:00 | 44.96 | 7.2 | 33.14% | 0.98858 | 36640.3138 | 1.0611 | 3.8198 | 3.7861 | 3.4075 | 0.33519 | 1.0563 | 0.14504 | 70.7194 | 0.98858 | 36640.3138 | 1.0611 | 4.1381 | 4.1016 | 3.4863 | 0.28542 | 0.87917 | 0.12071 | 69.0718 | 12281.3161 | 0.33136 | 15162.1186 | 0.075735 | 0.29433 | 0.010398 | 0.30473 | 142.5813 | 12281.3161 | 0.33136 | 15162.1186 | 0.075735 | 0.48577 | 0.010398 | 0.49617 | 232.1557 | 12281.3161 | 0.33136 | 15806.0696 | 0.075735 | 0.035789 | 0.44508 | 0.015312 | 0.46039 | 215.4146 | 12281.3161 | 0.33136 | 15867.3335 | 0.0042 | 0.30802 | 0.00057666 | 0.3086 | 144.3705 | 12281.3161 | 0.33136 | 14673.018 | 0.0042 | 0.4701 | 0.00057666 | 0.47068 | 220.2075 | 12281.3161 | 0.33136 | 15467.6525 | 0.0042 | 0.035789 | 0.43555 | 0.0054904 | 0.44104 | 206.3397
01/19 01:00:00 | 44.96 | 7.2 | 37.89% | 0.98858 | 36640.3138 | 1.0611 | 3.8198 | 3.7861 | 3.4075 | 0.3833 | 1.208 | 0.16586 | 70.8852 | 0.98858 | 36640.3138 | 1.0611 | 4.1381 | 4.1016 | 3.4863 | 0.3833 | 1.1806 | 0.1621 | 69.2339 | 14044.1945 | 0.37892 | 17338.5117 | 0.086606 | 0.33658 | 0.011891 | 0.34847 | 142.9298 | 14044.1945 | 0.37892 | 17338.5117 | 0.086606 | 0.5555 | 0.011891 | 0.56739 | 232.7231 | 14044.1945 | 0.37892 | 18074.8964 | 0.086606 | 0.040926 | 0.50897 | 0.01751 | 0.52648 | 215.9411 | 14044.1945 | 0.37892 | 18144.9541 | 0.0042 | 0.35224 | 0.00057666 | 0.35281 | 144.7233 | 14044.1945 | 0.37892 | 16779.2049 | 0.0042 | 0.53758 | 0.00057666 | 0.53816 | 220.7457 | 14044.1945 | 0.37892 | 17687.9024 | 0.0042 | 0.040926 | 0.49807 | 0.0061958 | 0.50427 | 206.8439
01/19 02:00:00 | 46.04 | 7.8 | 40.53% | 1.0055 | 37267.2853 | 1.0695 | 3.8501 | 3.8223 | 3.4401 | 0.40306 | 1.2797 | 0.17571 | 71.0609 | 1.0055 | 37267.2853 | 1.0695 | 4.1709 | 4.1409 | 3.5197 | 0.37685 | 1.1694 | 0.16056 | 69.3944 | 15020.934 | 0.40528 | 18544.363 | 0.092629 | 0.35999 | 0.012718 | 0.37271 | 143.3025 | 15020.934 | 0.40528 | 18544.363 | 0.092629 | 0.59414 | 0.012718 | 0.60685 | 233.3299 | 15020.934 | 0.40528 | 19331.9614 | 0.092629 | 0.043772 | 0.54437 | 0.018728 | 0.56309 | 216.5042 | 15020.934 | 0.40528 | 19406.8915 | 0.0042 | 0.37673 | 0.00057666 | 0.37731 | 145.1006 | 15020.934 | 0.40528 | 17946.1577 | 0.0042 | 0.57497 | 0.00057666 | 0.57555 | 221.3212 | 15020.934 | 0.40528 | 18918.0529 | 0.0042 | 0.043772 | 0.53271 | 0.0065865 | 0.5393 | 207.3832
01/19 03:00:00 | 46.94 | 8.3 | 38.67% | 1.0197 | 37793.6649 | 1.0761 | 3.8739 | 3.8522 | 3.4669 | 0.37925 | 1.2117 | 0.16636 | 71.2273 | 1.0197 | 37793.6649 | 1.0761 | 4.1967 | 4.1732 | 3.5472 | 0.37925 | 1.1843 | 0.1626 | 69.557 | 14333.1084 | 0.38672 | 17695.1956 | 0.088388 | 0.34351 | 0.012136 | 0.35564 | 143.6581 | 14333.1084 | 0.38672 | 17695.1956 | 0.088388 | 0.56693 | 0.012136 | 0.57907 | 233.909 | 14333.1084 | 0.38672 | 18446.729 | 0.088388 | 0.041768 | 0.51944 | 0.01787 | 0.53731 | 217.0415 | 14333.1084 | 0.38672 | 18518.228 | 0.0042 | 0.35948 | 0.00057666 | 0.36006 | 145.4606 | 14333.1084 | 0.38672 | 17124.3829 | 0.0042 | 0.54864 | 0.00057666 | 0.54922 | 221.8704 | 14333.1084 | 0.38672 | 18051.7739 | 0.0042 | 0.041768 | 0.50832 | 0.0063113 | 0.51463 | 207.8978
01/19 04:00:00 | 51.98 | 11.1 | 36.51% | 1.101 | 40806.9675 | 1.1062 | 3.9825 | 4.0124 | 3.6112 | 0.33157 | 1.0981 | 0.15077 | 71.3781 | 1.101 | 40806.9675 | 1.1062 | 4.3143 | 4.3468 | 3.6948 | 0.35124 | 1.137 | 0.1561 | 69.7131 | 13530.3858 | 0.36506 | 16704.18 | 0.083437 | 0.32427 | 0.011456 | 0.33572 | 143.9938 | 13530.3858 | 0.36506 | 16704.18 | 0.083437 | 0.53518 | 0.011456 | 0.54664 | 234.4556 | 13530.3858 | 0.36506 | 17413.624 | 0.083437 | 0.039428 | 0.49035 | 0.016869 | 0.50722 | 217.5487 | 13530.3858 | 0.36506 | 17481.1186 | 0.0042 | 0.33935 | 0.00057666 | 0.33993 | 145.8006 | 13530.3858 | 0.36506 | 16165.3355 | 0.0042 | 0.51792 | 0.00057666 | 0.51849 | 222.3889 | 13530.3858 | 0.36506 | 17040.7882 | 0.0042 | 0.039428 | 0.47985 | 0.0059902 | 0.48584 | 208.3837
01/19 05:00:00 | 53.06 | 11.7 | 32.61% | 1.1188 | 41467.1533 | 1.111 | 3.9997 | 4.0453 | 3.6408 | 0.29146 | 0.97291 | 0.13358 | 71.5117 | 1.1188 | 41467.1533 | 1.111 | 4.333 | 4.3824 | 3.7251 | 0.29146 | 0.9509 | 0.13056 | 69.8437 | 12085.8604 | 0.32609 | 14920.8153 | 0.074529 | 0.28965 | 0.010233 | 0.29988 | 144.2937 | 12085.8604 | 0.32609 | 14920.8153 | 0.074529 | 0.47804 | 0.010233 | 0.48828 | 234.9439 | 12085.8604 | 0.32609 | 15554.5179 | 0.074529 | 0.035219 | 0.438 | 0.015068 | 0.45307 | 218.0018 | 12085.8604 | 0.32609 | 15614.8067 | 0.0042 | 0.30312 | 0.00057666 | 0.3037 | 146.1043 | 12085.8604 | 0.32609 | 14439.4987 | 0.0042 | 0.46262 | 0.00057666 | 0.4632 | 222.8521 | 12085.8604 | 0.32609 | 15221.4867 | 0.0042 | 0.035219 | 0.42862 | 0.0054122 | 0.43403 | 208.8177
01/19 06:00:00 | 53.96 | 12.2 | 32.09% | 1.1338 | 42021.2114 | 1.1146 | 4.0124 | 4.0724 | 3.6652 | 0.28302 | 0.95099 | 0.13057 | 71.6422 | 1.1338 | 42021.2114 | 1.1146 | 4.3467 | 4.4118 | 3.75 | 0.28761 | 0.94458 | 0.12969 | 69.9734 | 11892.6491 | 0.32087 | 14682.2829 | 0.073338 | 0.28502 | 0.010069 | 0.29509 | 144.5888 | 11892.6491 | 0.32087 | 14682.2829 | 0.073338 | 0.4704 | 0.010069 | 0.48047 | 235.4244 | 11892.6491 | 0.32087 | 15305.8547 | 0.073338 | 0.034656 | 0.431 | 0.014828 | 0.44582 | 218.4476 | 11892.6491 | 0.32087 | 15365.1797 | 0.0042 | 0.29827 | 0.00057666 | 0.29885 | 146.4031 | 11892.6491 | 0.32087 | 14208.6608 | 0.0042 | 0.45523 | 0.00057666 | 0.4558 | 223.3079 | 11892.6491 | 0.32087 | 14978.1475 | 0.0042 | 0.034656 | 0.42177 | 0.0053349 | 0.4271 | 209.2448
01/19 07:00:00 | 53.96 | 12.2 | 33.26% | 1.1338 | 42021.2114 | 1.1146 | 4.0124 | 4.0724 | 3.6652 | 0.29334 | 0.98567 | 0.13533 | 71.7776 | 1.1338 | 42021.2114 | 1.1146 | 4.3467 | 4.4118 | 3.75 | 0.29334 | 0.96337 | 0.13227 | 70.1057 | 12326.3693 | 0.33257 | 15217.7399 | 0.076013 | 0.29541 | 0.010437 | 0.30585 | 144.8946 | 12326.3693 | 0.33257 | 15217.7399 | 0.076013 | 0.48756 | 0.010437 | 0.49799 | 235.9224 | 12326.3693 | 0.33257 | 15864.0531 | 0.076013 | 0.03592 | 0.44671 | 0.015368 | 0.46208 | 218.9097 | 12326.3693 | 0.33257 | 15925.5417 | 0.0042 | 0.30915 | 0.00057666 | 0.30973 | 146.7128 | 12326.3693 | 0.33257 | 14726.845 | 0.0042 | 0.47183 | 0.00057666 | 0.47241 | 223.7803 | 12326.3693 | 0.33257 | 15524.3946 | 0.0042 | 0.03592 | 0.43715 | 0.0055084 | 0.44266 | 209.6875
01/19 08:00:00 | 55.4 | 13 | 32.11% | 1.1579 | 42915.0854 | 1.1192 | 4.0293 | 4.1151 | 3.7036 | 0.27736 | 0.94193 | 0.12933 | 71.9069 | 1.1579 | 42915.0854 | 1.1192 | 4.3651 | 4.458 | 3.7893 | 0.28723 | 0.95338 | 0.1309 | 70.2366 | 11902.7946 | 0.32115 | 14694.8082 | 0.073401 | 0.28526 | 0.010078 | 0.29534 | 145.19 | 11902.7946 | 0.32115 | 14694.8082 | 0.073401 | 0.4708 | 0.010078 | 0.48088 | 236.4032 | 11902.7946 | 0.32115 | 15318.912 | 0.073401 | 0.034685 | 0.43136 | 0.01484 | 0.4462 | 219.3559 | 11902.7946 | 0.32115 | 15378.2876 | 0.0042 | 0.29853 | 0.00057666 | 0.29911 | 147.012 | 11902.7946 | 0.32115 | 14220.7821 | 0.0042 | 0.45561 | 0.00057666 | 0.45619 | 224.2365 | 11902.7946 | 0.32115 | 14990.9252 | 0.0042 | 0.034685 | 0.42213 | 0.005339 | 0.42747 | 210.1149
01/19 09:00:00 | 55.04 | 12.8 | 34.87% | 1.1518 | 42690.7653 | 1.1182 | 4.0255 | 4.1045 | 3.694 | 0.30275 | 1.0254 | 0.14079 | 72.0477 | 1.1518 | 42690.7653 | 1.1182 | 4.3609 | 4.4465 | 3.7795 | 0.30275 | 1.0022 | 0.13761 | 70.3742 | 12924.5308 | 0.34871 | 15956.2109 | 0.079701 | 0.30975 | 0.010943 | 0.32069 | 145.5107 | 12924.5308 | 0.34871 | 15956.2109 | 0.079701 | 0.51122 | 0.010943 | 0.52216 | 236.9254 | 12924.5308 | 0.34871 | 16633.8878 | 0.079701 | 0.037663 | 0.46839 | 0.016114 | 0.48451 | 219.8404 | 12924.5308 | 0.34871 | 16698.3603 | 0.0042 | 0.32415 | 0.00057666 | 0.32473 | 147.3367 | 12924.5308 | 0.34871 | 15441.4944 | 0.0042 | 0.49472 | 0.00057666 | 0.4953 | 224.7318 | 12924.5308 | 0.34871 | 16277.7467 | 0.0042 | 0.037663 | 0.45836 | 0.0057478 | 0.46411 | 210.5791
01/19 10:00:00 | 55.94 | 13.3 | 32.35% | 1.167 | 43252.6302 | 1.1207 | 4.0346 | 4.1309 | 3.7178 | 0.27722 | 0.94523 | 0.12978 | 72.1775 | 1.167 | 43252.6302 | 1.1207 | 4.3708 | 4.4751 | 3.8039 | 0.29881 | 0.99582 | 0.13673 | 70.5109 | 11990.3368 | 0.32351 | 14802.885 | 0.07394 | 0.28736 | 0.010152 | 0.29751 | 145.8082 | 11990.3368 | 0.32351 | 14802.885 | 0.07394 | 0.47426 | 0.010152 | 0.48442 | 237.4098 | 11990.3368 | 0.32351 | 15431.5789 | 0.07394 | 0.034941 | 0.43454 | 0.014949 | 0.44948 | 220.2899 | 11990.3368 | 0.32351 | 15491.3912 | 0.0042 | 0.30072 | 0.00057666 | 0.3013 | 147.638 | 11990.3368 | 0.32351 | 14325.3725 | 0.0042 | 0.45897 | 0.00057666 | 0.45954 | 225.1914 | 11990.3368 | 0.32351 | 15101.1799 | 0.0042 | 0.034941 | 0.42523 | 0.005374 | 0.43061 | 211.0097
01/19 11:00:00 | 57.02 | 13.9 | 27.67% | 1.1853 | 43931.5522 | 1.1231 | 4.0433 | 4.1622 | 3.746 | 0.23344 | 0.80239 | 0.11017 | 72.2876 | 1.1853 | 43931.5522 | 1.1231 | 4.3802 | 4.5091 | 3.8327 | 0.23344 | 0.78423 | 0.10768 | 70.6186 | 10255.5761 | 0.2767 | 12661.205 | 0.063243 | 0.24578 | 0.0086832 | 0.25447 | 146.0627 | 10255.5761 | 0.2767 | 12661.205 | 0.063243 | 0.40565 | 0.0086832 | 0.41433 | 237.8241 | 10255.5761 | 0.2767 | 13198.9396 | 0.063243 | 0.029885 | 0.37167 | 0.012786 | 0.38445 | 220.6743 | 10255.5761 | 0.2767 | 13250.0983 | 0.0042 | 0.25722 | 0.00057666 | 0.25779 | 147.8958 | 10255.5761 | 0.2767 | 12252.7791 | 0.0042 | 0.39256 | 0.00057666 | 0.39314 | 225.5845 | 10255.5761 | 0.2767 | 12916.3427 | 0.0042 | 0.029885 | 0.36371 | 0.0046799 | 0.36839 | 211.3781
01/19 12:00:00 | 57.02 | 13.9 | 25.33% | 1.1853 | 43931.5522 | 1.1231 | 4.0433 | 4.1622 | 3.746 | 0.21367 | 0.73443 | 0.10084 | 72.3885 | 1.1853 | 43931.5522 | 1.1231 | 4.3802 | 4.5091 | 3.8327 | 0.23344 | 0.78423 | 0.10768 | 70.7262 | 9387.0329 | 0.25327 | 11588.9295 | 0.057887 | 0.22497 | 0.0079478 | 0.23292 | 146.2956 | 9387.0329 | 0.25327 | 11588.9295 | 0.057887 | 0.37129 | 0.0079478 | 0.37924 | 238.2034 | 9387.0329 | 0.25327 | 12081.1234 | 0.057887 | 0.027354 | 0.34019 | 0.011704 | 0.35189 | 221.0262 | 9387.0329 | 0.25327 | 12127.9495 | 0.0042 | 0.23543 | 0.00057666 | 0.23601 | 148.1318 | 9387.0329 | 0.25327 | 11215.0931 | 0.0042 | 0.35932 | 0.00057666 | 0.35989 | 225.9444 | 9387.0329 | 0.25327 | 11822.4596 | 0.0042 | 0.027354 | 0.33291 | 0.0043324 | 0.33724 | 211.7153
01/19 13:00:00 | 59 | 15 | 23.47% | 1.2192 | 45189.514 | 1.1258 | 4.053 | 4.2187 | 3.7968 | 0.19252 | 0.67155 | 0.092204 | 72.4807 | 1.2192 | 45189.514 | 1.1258 | 4.3908 | 4.5702 | 3.8847 | 0.19252 | 0.65636 | 0.090118 | 70.8164 | 8699.7178 | 0.23472 | 10740.3923 | 0.053648 | 0.2085 | 0.0073659 | 0.21586 | 146.5114 | 8699.7178 | 0.23472 | 10740.3923 | 0.053648 | 0.34411 | 0.0073659 | 0.35147 | 238.5549 | 8699.7178 | 0.23472 | 11196.548 | 0.053648 | 0.025352 | 0.31528 | 0.010847 | 0.32613 | 221.3524 | 8699.7178 | 0.23472 | 11239.9455 | 0.0042 | 0.21819 | 0.00057666 | 0.21877 | 148.3506 | 8699.7178 | 0.23472 | 10393.9281 | 0.0042 | 0.33301 | 0.00057666 | 0.33358 | 226.278 | 8699.7178 | 0.23472 | 10956.8234 | 0.0042 | 0.025352 | 0.30853 | 0.0040574 | 0.31259 | 212.0279
01/19 14:00:00 | 62.06 | 16.7 | 19.99% | 1.2726 | 47167.4189 | 1.1255 | 4.0519 | 4.3037 | 3.8734 | 0.1571 | 0.56068 | 0.076982 | 72.5576 | 1.2726 | 47167.4189 | 1.1255 | 4.3895 | 4.6624 | 3.963 | 0.18444 | 0.64338 | 0.088337 | 70.9047 | 7409.9167 | 0.19992 | 9148.0453 | 0.045694 | 0.17758 | 0.0062739 | 0.18386 | 146.6953 | 7409.9167 | 0.19992 | 9148.0453 | 0.045694 | 0.29309 | 0.0062739 | 0.29937 | 238.8542 | 7409.9167 | 0.19992 | 9536.5723 | 0.045694 | 0.021593 | 0.26854 | 0.0092386 | 0.27778 | 221.6301 | 7409.9167 | 0.19992 | 9573.5357 | 0.0042 | 0.18584 | 0.00057666 | 0.18642 | 148.537 | 7409.9167 | 0.19992 | 8852.947 | 0.0042 | 0.28364 | 0.00057666 | 0.28421 | 226.5622 | 7409.9167 | 0.19992 | 9332.3887 | 0.0042 | 0.021593 | 0.26279 | 0.0035414 | 0.26633 | 212.2942
01/19 15:00:00 | 60.98 | 16.1 | 20.09% | 1.2536 | 46464.6508 | 1.1263 | 4.0545 | 4.274 | 3.8466 | 0.16022 | 0.56723 | 0.077881 | 72.6355 | 1.2536 | 46464.6508 | 1.1263 | 4.3924 | 4.6301 | 3.9356 | 0.16022 | 0.5544 | 0.076119 | 70.9808 | 7444.6655 | 0.20086 | 9190.945 | 0.045909 | 0.17842 | 0.0063033 | 0.18472 | 146.88 | 7444.6655 | 0.20086 | 9190.945 | 0.045909 | 0.29447 | 0.0063033 | 0.30077 | 239.155 | 7444.6655 | 0.20086 | 9581.294 | 0.045909 | 0.021694 | 0.2698 | 0.0092819 | 0.27908 | 221.9092 | 7444.6655 | 0.20086 | 9618.4308 | 0.0042 | 0.18672 | 0.00057666 | 0.18729 | 148.7243 | 7444.6655 | 0.20086 | 8894.4629 | 0.0042 | 0.28497 | 0.00057666 | 0.28554 | 226.8477 | 7444.6655 | 0.20086 | 9376.153 | 0.0042 | 0.021694 | 0.26402 | 0.0035553 | 0.26758 | 212.5618
01/19 16:00:00 | 60.98 | 16.1 | 17.9% | 1.2536 | 46464.6508 | 1.1263 | 4.0545 | 4.274 | 3.8466 | 0.14281 | 0.50558 | 0.069415 | 72.7049 | 1.2536 | 46464.6508 | 1.1263 | 4.3924 | 4.6301 | 3.9356 | 0.16022 | 0.5544 | 0.076119 | 71.0569 | 6635.4193 | 0.17903 | 8191.8757 | 0.040918 | 0.15902 | 0.0056181 | 0.16464 | 147.0446 | 6635.4193 | 0.17903 | 8191.8757 | 0.040918 | 0.26246 | 0.0056181 | 0.26807 | 239.4231 | 6635.4193 | 0.17903 | 8539.7932 | 0.040918 | 0.019336 | 0.24047 | 0.0082729 | 0.24874 | 222.158 | 6635.4193 | 0.17903 | 8572.8932 | 0.0042 | 0.16642 | 0.00057666 | 0.167 | 148.8913 | 6635.4193 | 0.17903 | 7927.6216 | 0.0042 | 0.25399 | 0.00057666 | 0.25457 | 227.1023 | 6635.4193 | 0.17903 | 8356.9513 | 0.0042 | 0.019336 | 0.23532 | 0.0032315 | 0.23855 | 212.8003
01/19 17:00:00 | 60.98 | 16.1 | 13.5% | 1.2536 | 46464.6508 | 1.1263 | 4.0545 | 4.274 | 3.8466 | 0.10771 | 0.38132 | 0.052356 | 72.7573 | 1.2536 | 46464.6508 | 1.1263 | 4.3924 | 4.6301 | 3.9356 | 0.10771 | 0.3727 | 0.051171 | 71.1081 | 5004.6602 | 0.13503 | 6178.5929 | 0.030862 | 0.11994 | 0.0042374 | 0.12418 | 147.1688 | 5004.6602 | 0.13503 | 6178.5929 | 0.030862 | 0.19795 | 0.0042374 | 0.20219 | 239.6253 | 5004.6602 | 0.13503 | 6441.0042 | 0.030862 | 0.014584 | 0.18137 | 0.0062397 | 0.18761 | 222.3456 | 5004.6602 | 0.13503 | 6465.9693 | 0.0042 | 0.12552 | 0.00057666 | 0.1261 | 149.0174 | 5004.6602 | 0.13503 | 5979.2835 | 0.0042 | 0.19157 | 0.00057666 | 0.19214 | 227.2945 | 5004.6602 | 0.13503 | 6303.0985 | 0.0042 | 0.014584 | 0.17749 | 0.002579 | 0.18007 | 212.9804
01/19 18:00:00 | 59 | 15 | 11.56% | 1.2192 | 45189.514 | 1.1258 | 4.053 | 4.2187 | 3.7968 | 0.09482 | 0.33076 | 0.045413 | 72.8027 | 1.2192 | 45189.514 | 1.1258 | 4.3908 | 4.5702 | 3.8847 | 0.11075 | 0.37758 | 0.051842 | 71.1599 | 4284.8583 | 0.11561 | 5289.9486 | 0.026423 | 0.10269 | 0.0036279 | 0.10632 | 147.2751 | 4284.8583 | 0.11561 | 5289.9486 | 0.026423 | 0.16948 | 0.0036279 | 0.17311 | 239.7984 | 4284.8583 | 0.11561 | 5514.6182 | 0.026423 | 0.012486 | 0.15529 | 0.0053423 | 0.16063 | 222.5062 | 4284.8583 | 0.11561 | 5535.9927 | 0.0042 | 0.10747 | 0.00057666 | 0.10804 | 149.1254 | 4284.8583 | 0.11561 | 5119.3051 | 0.0042 | 0.16402 | 0.00057666 | 0.16459 | 227.459 | 4284.8583 | 0.11561 | 5396.547 | 0.0042 | 0.012486 | 0.15196 | 0.002291 | 0.15425 | 213.1347
01/19 19:00:00 | 59 | 15 | 10.09% | 1.2192 | 45189.514 | 1.1258 | 4.053 | 4.2187 | 3.7968 | 0.082737 | 0.28861 | 0.039626 | 72.8423 | 1.2192 | 45189.514 | 1.1258 | 4.3908 | 4.5702 | 3.8847 | 0.082737 | 0.28208 | 0.03873 | 71.1987 | 3738.8451 | 0.10088 | 4615.8582 | 0.023056 | 0.089605 | 0.0031656 | 0.09277 | 147.3679 | 3738.8451 | 0.10088 | 4615.8582 | 0.023056 | 0.14789 | 0.0031656 | 0.15105 | 239.9494 | 3738.8451 | 0.10088 | 4811.8985 | 0.023056 | 0.010895 | 0.1355 | 0.0046615 | 0.14016 | 222.6464 | 3738.8451 | 0.10088 | 4830.5493 | 0.0042 | 0.093772 | 0.00057666 | 0.094349 | 149.2198 | 3738.8451 | 0.10088 | 4466.9595 | 0.0042 | 0.14312 | 0.00057666 | 0.14369 | 227.6027 | 3738.8451 | 0.10088 | 4708.8729 | 0.0042 | 0.010895 | 0.1326 | 0.0020726 | 0.13467 | 213.2693
01/19 20:00:00 | 57.92 | 14.4 | 11.22% | 1.2007 | 44501.2239 | 1.1247 | 4.0487 | 4.188 | 3.7692 | 0.093461 | 0.3234 | 0.044403 | 72.8867 | 1.2007 | 44501.2239 | 1.1247 | 4.3861 | 4.537 | 3.8565 | 0.084017 | 0.28414 | 0.039013 | 71.2377 | 4159.1444 | 0.11222 | 5134.7461 | 0.025648 | 0.099677 | 0.0035215 | 0.1032 | 147.4711 | 4159.1444 | 0.11222 | 5134.7461 | 0.025648 | 0.16451 | 0.0035215 | 0.16803 | 240.1175 | 4159.1444 | 0.11222 | 5352.8241 | 0.025648 | 0.01212 | 0.15073 | 0.0051856 | 0.15591 | 222.8023 | 4159.1444 | 0.11222 | 5373.5715 | 0.0042 | 0.10431 | 0.00057666 | 0.10489 | 149.3246 | 4159.1444 | 0.11222 | 4969.1092 | 0.0042 | 0.1592 | 0.00057666 | 0.15978 | 227.7625 | 4159.1444 | 0.11222 | 5238.2171 | 0.0042 | 0.01212 | 0.1475 | 0.0022407 | 0.14974 | 213.4191
01/19 21:00:00 | 57.02 | 13.9 | 11.55% | 1.1853 | 43931.5522 | 1.1231 | 4.0433 | 4.1622 | 3.746 | 0.097426 | 0.33487 | 0.045978 | 72.9327 | 1.1853 | 43931.5522 | 1.1231 | 4.3802 | 4.5091 | 3.8327 | 0.097426 | 0.32729 | 0.044938 | 71.2826 | 4280.0949 | 0.11548 | 5284.0678 | 0.026394 | 0.10258 | 0.0036239 | 0.1062 | 147.5773 | 4280.0949 | 0.11548 | 5284.0678 | 0.026394 | 0.16929 | 0.0036239 | 0.17292 | 240.2904 | 4280.0949 | 0.11548 | 5508.4877 | 0.026394 | 0.012472 | 0.15511 | 0.0053364 | 0.16045 | 222.9627 | 4280.0949 | 0.11548 | 5529.8384 | 0.0042 | 0.10735 | 0.00057666 | 0.10792 | 149.4326 | 4280.0949 | 0.11548 | 5113.614 | 0.0042 | 0.16383 | 0.00057666 | 0.16441 | 227.9269 | 4280.0949 | 0.11548 | 5390.5478 | 0.0042 | 0.012472 | 0.15179 | 0.0022891 | 0.15408 | 213.5732
01/19 22:00:00 | 50 | 10 | 21.25% | 1.0687 | 39609.8985 | 1.0959 | 3.9451 | 3.9508 | 3.5557 | 0.19886 | 0.64924 | 0.089141 | 73.0219 | 1.0687 | 39609.8985 | 1.0959 | 4.2739 | 4.28 | 3.638 | 0.10806 | 0.34481 | 0.047342 | 71.33 | 7876.6749 | 0.21252 | 9724.29 | 0.048573 | 0.18877 | 0.006669 | 0.19544 | 147.7728 | 7876.6749 | 0.21252 | 9724.29 | 0.048573 | 0.31155 | 0.006669 | 0.31822 | 240.6086 | 7876.6749 | 0.21252 | 10137.2908 | 0.048573 | 0.022953 | 0.28545 | 0.0098205 | 0.29527 | 223.258 | 7876.6749 | 0.21252 | 10176.5826 | 0.0042 | 0.19755 | 0.00057666 | 0.19813 | 149.6307 | 7876.6749 | 0.21252 | 9410.6033 | 0.0042 | 0.3015 | 0.00057666 | 0.30208 | 228.229 | 7876.6749 | 0.21252 | 9920.2455 | 0.0042 | 0.022953 | 0.27934 | 0.0037281 | 0.28307 | 213.8562
01/19 23:00:00 | 48.2 | 9 | 34.36% | 1.0397 | 38536.5579 | 1.0848 | 3.9051 | 3.8933 | 3.504 | 0.33051 | 1.0654 | 0.14627 | 73.1681 | 1.0397 | 38536.5579 | 1.0848 | 4.2306 | 4.2177 | 3.5851 | 0.33051 | 1.0413 | 0.14296 | 71.4729 | 12736.866 | 0.34365 | 15724.526 | 0.078544 | 0.30525 | 0.010784 | 0.31603 | 148.0888 | 12736.866 | 0.34365 | 15724.526 | 0.078544 | 0.50379 | 0.010784 | 0.51458 | 241.1232 | 12736.866 | 0.34365 | 16392.363 | 0.078544 | 0.037116 | 0.46159 | 0.01588 | 0.47747 | 223.7355 | 12736.866 | 0.34365 | 16455.8993 | 0.0042 | 0.31945 | 0.00057666 | 0.32002 | 149.9507 | 12736.866 | 0.34365 | 15217.2832 | 0.0042 | 0.48754 | 0.00057666 | 0.48812 | 228.7171 | 12736.866 | 0.34365 | 16041.393 | 0.0042 | 0.037116 | 0.45171 | 0.0056727 | 0.45738 | 214.3136
01/19 24:00:00 | 44.42 | 6.9 | 47.69% | 0.98018 | 36328.7443 | 1.0567 | 3.8041 | 3.7677 | 3.3909 | 0.48652 | 1.5277 | 0.20975 | 73.3779 | 0.98018 | 36328.7443 | 1.0567 | 4.1211 | 4.0817 | 3.4694 | 0.3506 | 1.076 | 0.14773 | 71.6207 | 17674.7777 | 0.47688 | 21820.7132 | 0.10899 | 0.42359 | 0.014965 | 0.43856 | 148.5273 | 17674.7777 | 0.47688 | 21820.7132 | 0.10899 | 0.69911 | 0.014965 | 0.71407 | 241.8372 | 17674.7777 | 0.47688 | 22747.4616 | 0.10899 | 0.051505 | 0.64054 | 0.022037 | 0.66258 | 224.3981 | 17674.7777 | 0.47688 | 22835.6301 | 0.0042 | 0.44329 | 0.00057666 | 0.44387 | 150.3946 | 17674.7777 | 0.47688 | 21116.8192 | 0.0042 | 0.67655 | 0.00057666 | 0.67713 | 229.3943 | 17674.7777 | 0.47688 | 22260.4253 | 0.0042 | 0.051505 | 0.62683 | 0.0076484 | 0.63448 | 214.9481
01/20 01:00:00 | 41 | 5 | 62.05% | 0.92774 | 34385.1365 | 1.0265 | 3.6954 | 3.6483 | 3.2835 | 0.66889 | 2.0529 | 0.28187 | 73.6597 | 0.92774 | 34385.1365 | 1.0265 | 4.0033 | 3.9524 | 3.3595 | 0.66889 | 2.0065 | 0.27549 | 71.8962 | 22999.7334 | 0.62055 | 28394.7325 | 0.14183 | 0.55121 | 0.019473 | 0.57068 | 149.098 | 22999.7334 | 0.62055 | 28394.7325 | 0.14183 | 0.90973 | 0.019473 | 0.9292 | 242.7664 | 22999.7334 | 0.62055 | 29600.6864 | 0.14183 | 0.067023 | 0.83352 | 0.028676 | 0.8622 | 225.2603 | 22999.7334 | 0.62055 | 29715.4178 | 0.0042 | 0.57685 | 0.00057666 | 0.57742 | 150.972 | 22999.7334 | 0.62055 | 27478.7734 | 0.0042 | 0.88038 | 0.00057666 | 0.88096 | 230.2752 | 22999.7334 | 0.62055 | 28966.9186 | 0.0042 | 0.067023 | 0.81567 | 0.0097789 | 0.82545 | 215.7735
01/20 02:00:00 | 41 | 5 | 67.7% | 0.92774 | 34385.1365 | 1.0265 | 3.6954 | 3.6483 | 3.2835 | 0.72969 | 2.2396 | 0.30749 | 73.9672 | 0.92774 | 34385.1365 | 1.0265 | 4.0033 | 3.9524 | 3.3595 | 0.66889 | 2.0065 | 0.27549 | 72.1716 | 25090.5496 | 0.67696 | 30975.9871 | 0.15473 | 0.60132 | 0.021244 | 0.62256 | 149.7206 | 25090.5496 | 0.67696 | 30975.9871 | 0.15473 | 0.99243 | 0.021244 | 1.0137 | 243.7801 | 25090.5496 | 0.67696 | 32291.5696 | 0.15473 | 0.073115 | 0.90929 | 0.031282 | 0.94058 | 226.2008 | 25090.5496 | 0.67696 | 32416.7307 | 0.0042 | 0.62928 | 0.00057666 | 0.62986 | 151.6019 | 25090.5496 | 0.67696 | 29976.7617 | 0.0042 | 0.96042 | 0.00057666 | 0.96099 | 231.2362 | 25090.5496 | 0.67696 | 31600.1884 | 0.0042 | 0.073115 | 0.88982 | 0.010615 | 0.90044 | 216.674
01/20 03:00:00 | 39.74 | 4.3 | 78.04% | 0.90876 | 33681.9871 | 1.0144 | 3.6518 | 3.603 | 3.2427 | 0.85875 | 2.6143 | 0.35894 | 74.3262 | 0.90876 | 33681.9871 | 1.0144 | 3.9561 | 3.9032 | 3.3177 | 0.85875 | 2.5551 | 0.35082 | 72.5225 | 28924.2858 | 0.7804 | 35708.9948 | 0.17837 | 0.69319 | 0.02449 | 0.71768 | 150.4383 | 28924.2858 | 0.7804 | 35708.9948 | 0.17837 | 1.1441 | 0.02449 | 1.1686 | 244.9487 | 28924.2858 | 0.7804 | 37225.593 | 0.17837 | 0.084287 | 1.0482 | 0.036062 | 1.0843 | 227.2851 | 28924.2858 | 0.7804 | 37369.8782 | 0.0042 | 0.72544 | 0.00057666 | 0.72601 | 152.3279 | 28924.2858 | 0.7804 | 34557.0917 | 0.0042 | 1.1072 | 0.00057666 | 1.1077 | 232.3439 | 28924.2858 | 0.7804 | 36428.5715 | 0.0042 | 0.084287 | 1.0258 | 0.012149 | 1.0379 | 217.7119
01/20 04:00:00 | 37.94 | 3.3 | 96.71% | 0.88199 | 32689.553 | 0.99634 | 3.5868 | 3.5369 | 3.1832 | 1.0965 | 3.3002 | 0.45312 | 74.7793 | 0.88199 | 32689.553 | 0.99634 | 3.8857 | 3.8316 | 3.2569 | 0.88482 | 2.6029 | 0.35737 | 72.8798 | 35843.6407 | 0.96709 | 44251.4083 | 0.22104 | 0.85902 | 0.030348 | 0.88937 | 151.3276 | 35843.6407 | 0.96709 | 44251.4083 | 0.22104 | 1.4178 | 0.030348 | 1.4481 | 246.3968 | 35843.6407 | 0.96709 | 46130.8117 | 0.22104 | 0.10445 | 1.299 | 0.044689 | 1.3437 | 228.6288 | 35843.6407 | 0.96709 | 46309.6133 | 0.0042 | 0.89898 | 0.00057666 | 0.89955 | 153.2274 | 35843.6407 | 0.96709 | 42823.9435 | 0.0042 | 1.372 | 0.00057666 | 1.3726 | 233.7165 | 35843.6407 | 0.96709 | 45143.1243 | 0.0042 | 0.10445 | 1.2712 | 0.014918 | 1.2861 | 218.998
01/20 05:00:00 | 32.54 | 0.3 | 100% | 0.80396 | 29797.4155 | 0.93787 | 3.3763 | 3.33 | 2.997 | 1.2438 | 3.6246 | 0.49765 | 75.2769 | 0.80396 | 29797.4155 | 0.93787 | 3.6577 | 3.6075 | 3.0663 | 1.2438 | 3.5425 | 0.48639 | 73.3662 | 37063.5069 | 1 | 45757.416 | 0.22856 | 0.88826 | 0.031381 | 0.91964 | 152.2473 | 37063.5069 | 1 | 45757.416 | 0.22856 | 1.466 | 0.031381 | 1.4974 | 247.8942 | 37063.5069 | 1 | 47700.7811 | 0.22856 | 0.10801 | 1.3432 | 0.04621 | 1.3894 | 230.0182 | 37063.5069 | 1 | 47885.6679 | 0.0042 | 0.92957 | 0.00057666 | 0.93015 | 154.1576 | 37063.5069 | 1 | 44281.3703 | 0.0042 | 1.4187 | 0.00057666 | 1.4193 | 235.1358 | 37063.5069 | 1 | 46679.4798 | 0.0042 | 0.10801 | 1.3144 | 0.015406 | 1.3298 | 220.3279
01/20 06:00:00 | 32.54 | 0.3 | 100% | 0.80396 | 29797.4155 | 0.93787 | 3.3763 | 3.33 | 2.997 | 1.2438 | 3.6246 | 0.49765 | 75.7746 | 0.80396 | 29797.4155 | 0.93787 | 3.6577 | 3.6075 | 3.0663 | 1.2438 | 3.5425 | 0.48639 | 73.8526 | 37063.5069 | 1 | 45757.416 | 0.22856 | 0.88826 | 0.031381 | 0.91964 | 153.1669 | 37063.5069 | 1 | 45757.416 | 0.22856 | 1.466 | 0.031381 | 1.4974 | 249.3916 | 37063.5069 | 1 | 47700.7811 | 0.22856 | 0.10801 | 1.3432 | 0.04621 | 1.3894 | 231.4076 | 37063.5069 | 1 | 47885.6679 | 0.0042 | 0.92957 | 0.00057666 | 0.93015 | 155.0877 | 37063.5069 | 1 | 44281.3703 | 0.0042 | 1.4187 | 0.00057666 | 1.4193 | 236.5551 | 37063.5069 | 1 | 46679.4798 | 0.0042 | 0.10801 | 1.3144 | 0.015406 | 1.3298 | 221.6577
01/20 07:00:00 | 32.36 | 0.2 | 100% | 0.80141 | 29703.211 | 0.93583 | 3.369 | 3.3229 | 2.9906 | 1.2478 | 3.6323 | 0.49872 | 76.2733 | 0.80141 | 29703.211 | 0.93583 | 3.6497 | 3.5998 | 3.0598 | 1.2478 | 3.5501 | 0.48743 | 74.3401 | 37063.5069 | 1 | 45757.416 | 0.22856 | 0.88826 | 0.031381 | 0.91964 | 154.0866 | 37063.5069 | 1 | 45757.416 | 0.22856 | 1.466 | 0.031381 | 1.4974 | 250.8889 | 37063.5069 | 1 | 47700.7811 | 0.22856 | 0.10801 | 1.3432 | 0.04621 | 1.3894 | 232.797 | 37063.5069 | 1 | 47885.6679 | 0.0042 | 0.92957 | 0.00057666 | 0.93015 | 156.0179 | 37063.5069 | 1 | 44281.3703 | 0.0042 | 1.4187 | 0.00057666 | 1.4193 | 237.9744 | 37063.5069 | 1 | 46679.4798 | 0.0042 | 0.10801 | 1.3144 | 0.015406 | 1.3298 | 222.9875
01/20 08:00:00 | 32.36 | 0.2 | 100% | 0.80141 | 29703.211 | 0.93583 | 3.369 | 3.3229 | 2.9906 | 1.2478 | 3.6323 | 0.49872 | 76.772 | 0.80141 | 29703.211 | 0.93583 | 3.6497 | 3.5998 | 3.0598 | 1.2478 | 3.5501 | 0.48743 | 74.8275 | 37063.5069 | 1 | 45757.416 | 0.22856 | 0.88826 | 0.031381 | 0.91964 | 155.0062 | 37063.5069 | 1 | 45757.416 | 0.22856 | 1.466 | 0.031381 | 1.4974 | 252.3863 | 37063.5069 | 1 | 47700.7811 | 0.22856 | 0.10801 | 1.3432 | 0.04621 | 1.3894 | 234.1864 | 37063.5069 | 1 | 47885.6679 | 0.0042 | 0.92957 | 0.00057666 | 0.93015 | 156.948 | 37063.5069 | 1 | 44281.3703 | 0.0042 | 1.4187 | 0.00057666 | 1.4193 | 239.3937 | 37063.5069 | 1 | 46679.4798 | 0.0042 | 0.10801 | 1.3144 | 0.015406 | 1.3298 | 224.3174
01/20 09:00:00 | 32 | 0 | 100% | 0.79634 | 29515.2278 | 0.93175 | 3.3543 | 3.3086 | 2.9777 | 1.2557 | 3.648 | 0.50087 | 77.2729 | 0.79634 | 29515.2278 | 0.93175 | 3.6338 | 3.5843 | 3.0467 | 1.2557 | 3.5654 | 0.48953 | 75.317 | 37063.5069 | 1 | 45757.416 | 0.22856 | 0.88826 | 0.031381 | 0.91964 | 155.9258 | 37063.5069 | 1 | 45757.416 | 0.22856 | 1.466 | 0.031381 | 1.4974 | 253.8837 | 37063.5069 | 1 | 47700.7811 | 0.22856 | 0.10801 | 1.3432 | 0.04621 | 1.3894 | 235.5758 | 37063.5069 | 1 | 47885.6679 | 0.0042 | 0.92957 | 0.00057666 | 0.93015 | 157.8782 | 37063.5069 | 1 | 44281.3703 | 0.0042 | 1.4187 | 0.00057666 | 1.4193 | 240.813 | 37063.5069 | 1 | 46679.4798 | 0.0042 | 0.10801 | 1.3144 | 0.015406 | 1.3298 | 225.6472
01/20 10:00:00 | 33.08 | 0.6 | 100% | 0.8116 | 30080.8806 | 0.94394 | 3.3982 | 3.3512 | 3.0161 | 1.2321 | 3.6016 | 0.4945 | 77.7674 | 0.8116 | 30080.8806 | 0.94394 | 3.6814 | 3.6305 | 3.0859 | 1.2321 | 3.5201 | 0.48331 | 75.8003 | 37063.5069 | 1 | 45757.416 | 0.22856 | 0.88826 | 0.031381 | 0.91964 | 156.8455 | 37063.5069 | 1 | 45757.416 | 0.22856 | 1.466 | 0.031381 | 1.4974 | 255.3811 | 37063.5069 | 1 | 47700.7811 | 0.22856 | 0.10801 | 1.3432 | 0.04621 | 1.3894 | 236.9653 | 37063.5069 | 1 | 47885.6679 | 0.0042 | 0.92957 | 0.00057666 | 0.93015 | 158.8083 | 37063.5069 | 1 | 44281.3703 | 0.0042 | 1.4187 | 0.00057666 | 1.4193 | 242.2323 | 37063.5069 | 1 | 46679.4798 | 0.0042 | 0.10801 | 1.3144 | 0.015406 | 1.3298 | 226.9771
01/20 11:00:00 | 33.26 | 0.7 | 100% | 0.81416 | 30175.6529 | 0.94596 | 3.4054 | 3.3583 | 3.0225 | 1.2283 | 3.594 | 0.49346 | 78.2608 | 0.81416 | 30175.6529 | 0.94596 | 3.6892 | 3.6381 | 3.0924 | 1.2283 | 3.5127 | 0.48229 | 76.2826 | 37063.5069 | 1 | 45757.416 | 0.22856 | 0.88826 | 0.031381 | 0.91964 | 157.7651 | 37063.5069 | 1 | 45757.416 | 0.22856 | 1.466 | 0.031381 | 1.4974 | 256.8785 | 37063.5069 | 1 | 47700.7811 | 0.22856 | 0.10801 | 1.3432 | 0.04621 | 1.3894 | 238.3547 | 37063.5069 | 1 | 47885.6679 | 0.0042 | 0.92957 | 0.00057666 | 0.93015 | 159.7385 | 37063.5069 | 1 | 44281.3703 | 0.0042 | 1.4187 | 0.00057666 | 1.4193 | 243.6516 | 37063.5069 | 1 | 46679.4798 | 0.0042 | 0.10801 | 1.3144 | 0.015406 | 1.3298 | 228.3069
01/20 12:00:00 | 33.8 | 1 | 100% | 0.82185 | 30460.8213 | 0.95198 | 3.4271 | 3.3794 | 3.0414 | 1.2168 | 3.5716 | 0.49038 | 78.7512 | 0.82185 | 30460.8213 | 0.95198 | 3.7127 | 3.661 | 3.1118 | 1.2168 | 3.4908 | 0.47928 | 76.7619 | 37063.5069 | 1 | 45757.416 | 0.22856 | 0.88826 | 0.031381 | 0.91964 | 158.6848 | 37063.5069 | 1 | 45757.416 | 0.22856 | 1.466 | 0.031381 | 1.4974 | 258.3759 | 37063.5069 | 1 | 47700.7811 | 0.22856 | 0.10801 | 1.3432 | 0.04621 | 1.3894 | 239.7441 | 37063.5069 | 1 | 47885.6679 | 0.0042 | 0.92957 | 0.00057666 | 0.93015 | 160.6686 | 37063.5069 | 1 | 44281.3703 | 0.0042 | 1.4187 | 0.00057666 | 1.4193 | 245.0709 | 37063.5069 | 1 | 46679.4798 | 0.0042 | 0.10801 | 1.3144 | 0.015406 | 1.3298 | 229.6368
01/20 13:00:00 | 34.34 | 1.3 | 100% | 0.82958 | 30747.2672 | 0.95795 | 3.4486 | 3.4003 | 3.0603 | 1.2054 | 3.5495 | 0.48735 | 79.2386 | 0.82958 | 30747.2672 | 0.95795 | 3.736 | 3.6837 | 3.1311 | 1.2054 | 3.4692 | 0.47633 | 77.2382 | 37063.5069 | 1 | 45757.416 | 0.22856 | 0.88826 | 0.031381 | 0.91964 | 159.6044 | 37063.5069 | 1 | 45757.416 | 0.22856 | 1.466 | 0.031381 | 1.4974 | 259.8733 | 37063.5069 | 1 | 47700.7811 | 0.22856 | 0.10801 | 1.3432 | 0.04621 | 1.3894 | 241.1335 | 37063.5069 | 1 | 47885.6679 | 0.0042 | 0.92957 | 0.00057666 | 0.93015 | 161.5988 | 37063.5069 | 1 | 44281.3703 | 0.0042 | 1.4187 | 0.00057666 | 1.4193 | 246.4902 | 37063.5069 | 1 | 46679.4798 | 0.0042 | 0.10801 | 1.3144 | 0.015406 | 1.3298 | 230.9666
01/20 14:00:00 | 34.52 | 1.4 | 98.75% | 0.83217 | 30843.033 | 0.95993 | 3.4557 | 3.4073 | 3.0666 | 1.1867 | 3.498 | 0.48028 | 79.7189 | 0.83217 | 30843.033 | 0.95993 | 3.7437 | 3.6912 | 3.1376 | 1.2017 | 3.4621 | 0.47535 | 77.7136 | 36600.2329 | 0.9875 | 45185.4727 | 0.2257 | 0.87716 | 0.030989 | 0.90814 | 160.5125 | 36600.2329 | 0.9875 | 45185.4727 | 0.2257 | 1.4477 | 0.030989 | 1.4787 | 261.3519 | 36600.2329 | 0.9875 | 47104.5468 | 0.2257 | 0.10666 | 1.3264 | 0.045633 | 1.372 | 242.5055 | 36600.2329 | 0.9875 | 47287.1226 | 0.0042 | 0.91795 | 0.00057666 | 0.91853 | 162.5173 | 36600.2329 | 0.9875 | 43727.8768 | 0.0042 | 1.401 | 0.00057666 | 1.4016 | 247.8917 | 36600.2329 | 0.9875 | 46096.0112 | 0.0042 | 0.10666 | 1.298 | 0.01522 | 1.3132 | 232.2798
01/20 15:00:00 | 35.6 | 2 | 93.9% | 0.84775 | 31420.6089 | 0.97169 | 3.4981 | 3.4488 | 3.1039 | 1.1077 | 3.2863 | 0.45122 | 80.1701 | 0.84775 | 31420.6089 | 0.97169 | 3.7896 | 3.7362 | 3.1758 | 1.1077 | 3.212 | 0.44101 | 78.1546 | 34804.0648 | 0.93904 | 42967.9812 | 0.21463 | 0.83411 | 0.029468 | 0.86358 | 161.3761 | 34804.0648 | 0.93904 | 42967.9812 | 0.21463 | 1.3766 | 0.029468 | 1.4061 | 262.758 | 34804.0648 | 0.93904 | 44792.8762 | 0.21463 | 0.10142 | 1.2613 | 0.043393 | 1.3047 | 243.8102 | 34804.0648 | 0.93904 | 44966.492 | 0.0042 | 0.8729 | 0.00057666 | 0.87348 | 163.3908 | 34804.0648 | 0.93904 | 41581.9173 | 0.0042 | 1.3322 | 0.00057666 | 1.3328 | 249.2245 | 34804.0648 | 0.93904 | 43833.8347 | 0.0042 | 0.10142 | 1.2343 | 0.014502 | 1.2488 | 233.5287
01/20 16:00:00 | 37.04 | 2.8 | 87.92% | 0.86874 | 32198.6587 | 0.987 | 3.5532 | 3.5033 | 3.153 | 1.012 | 3.0289 | 0.41587 | 80.5859 | 0.86874 | 32198.6587 | 0.987 | 3.8493 | 3.7952 | 3.2259 | 1.0809 | 3.162 | 0.43414 | 78.5887 | 32584.9753 | 0.87917 | 40228.3645 | 0.20094 | 0.78093 | 0.027589 | 0.80852 | 162.1846 | 32584.9753 | 0.87917 | 40228.3645 | 0.20094 | 1.2889 | 0.027589 | 1.3165 | 264.0745 | 32584.9753 | 0.87917 | 41936.9051 | 0.20094 | 0.094955 | 1.1809 | 0.040626 | 1.2215 | 245.0318 | 32584.9753 | 0.87917 | 42099.4513 | 0.0042 | 0.81725 | 0.00057666 | 0.81783 | 164.2086 | 32584.9753 | 0.87917 | 38930.6754 | 0.0042 | 1.2473 | 0.00057666 | 1.2479 | 250.4724 | 32584.9753 | 0.87917 | 41039.0117 | 0.0042 | 0.094955 | 1.1556 | 0.013614 | 1.1692 | 234.6979
01/20 17:00:00 | 33.98 | 1.1 | 85.24% | 0.82443 | 30556.1613 | 0.95397 | 3.4343 | 3.3864 | 3.0477 | 1.0339 | 3.038 | 0.41711 | 81.0031 | 0.82443 | 30556.1613 | 0.95397 | 3.7205 | 3.6686 | 3.1183 | 1.0339 | 2.9692 | 0.40768 | 78.9964 | 31591.4908 | 0.85236 | 39001.8405 | 0.19481 | 0.75712 | 0.026748 | 0.78386 | 162.9685 | 31591.4908 | 0.85236 | 39001.8405 | 0.19481 | 1.2496 | 0.026748 | 1.2763 | 265.3508 | 31591.4908 | 0.85236 | 40658.2893 | 0.19481 | 0.09206 | 1.1449 | 0.039388 | 1.1843 | 246.216 | 31591.4908 | 0.85236 | 40815.8796 | 0.0042 | 0.79233 | 0.00057666 | 0.79291 | 165.0015 | 31591.4908 | 0.85236 | 37743.7166 | 0.0042 | 1.2093 | 0.00057666 | 1.2098 | 251.6822 | 31591.4908 | 0.85236 | 39787.7718 | 0.0042 | 0.09206 | 1.1204 | 0.013216 | 1.1336 | 235.8315
01/20 18:00:00 | 33.08 | 0.6 | 96.49% | 0.8116 | 30080.8806 | 0.94394 | 3.3982 | 3.3512 | 3.0161 | 1.1889 | 3.4752 | 0.47714 | 81.4802 | 0.8116 | 30080.8806 | 0.94394 | 3.6814 | 3.6305 | 3.0859 | 1.0502 | 3.0004 | 0.41195 | 79.4084 | 35763.0696 | 0.96491 | 44151.9378 | 0.22054 | 0.85709 | 0.03028 | 0.88737 | 163.8559 | 35763.0696 | 0.96491 | 44151.9378 | 0.22054 | 1.4146 | 0.03028 | 1.4448 | 266.7957 | 35763.0696 | 0.96491 | 46027.1166 | 0.22054 | 0.10422 | 1.2961 | 0.044589 | 1.3407 | 247.5567 | 35763.0696 | 0.96491 | 46205.5163 | 0.0042 | 0.89696 | 0.00057666 | 0.89753 | 165.8991 | 35763.0696 | 0.96491 | 42727.6817 | 0.0042 | 1.3689 | 0.00057666 | 1.3695 | 253.0518 | 35763.0696 | 0.96491 | 45041.6494 | 0.0042 | 0.10422 | 1.2683 | 0.014885 | 1.2832 | 237.1147
01/20 19:00:00 | 33.08 | 0.6 | 99.37% | 0.8116 | 30080.8806 | 0.94394 | 3.3982 | 3.3512 | 3.0161 | 1.2244 | 3.579 | 0.4914 | 81.9716 | 0.8116 | 30080.8806 | 0.94394 | 3.6814 | 3.6305 | 3.0859 | 1.2244 | 3.4981 | 0.48028 | 79.8886 | 36831.7055 | 0.99375 | 45471.2413 | 0.22713 | 0.8827 | 0.031185 | 0.91389 | 164.7698 | 36831.7055 | 0.99375 | 45471.2413 | 0.22713 | 1.4568 | 0.031185 | 1.488 | 268.2837 | 36831.7055 | 0.99375 | 47402.4524 | 0.22713 | 0.10733 | 1.3348 | 0.045921 | 1.3807 | 248.9374 | 36831.7055 | 0.99375 | 47586.1828 | 0.0042 | 0.92376 | 0.00057666 | 0.92434 | 166.8234 | 36831.7055 | 0.99375 | 44004.4271 | 0.0042 | 1.4098 | 0.00057666 | 1.4104 | 254.4622 | 36831.7055 | 0.99375 | 46387.5384 | 0.0042 | 0.10733 | 1.3062 | 0.015313 | 1.3215 | 238.4362
01/20 20:00:00 | 30.02 | -1.1 | 98.62% | 0.76872 | 28491.4693 | 0.90904 | 3.2726 | 3.2292 | 2.9063 | 1.2829 | 3.686 | 0.50609 | 82.4777 | 0.76872 | 28491.4693 | 0.90904 | 3.5453 | 3.4984 | 2.9736 | 1.2927 | 3.6302 | 0.49843 | 80.3871 | 36551.7036 | 0.98619 | 45125.56 | 0.2254 | 0.87599 | 0.030948 | 0.90694 | 165.6767 | 36551.7036 | 0.98619 | 45125.56 | 0.2254 | 1.4458 | 0.030948 | 1.4767 | 269.7604 | 36551.7036 | 0.98619 | 47042.0896 | 0.2254 | 0.10651 | 1.3247 | 0.045572 | 1.3702 | 250.3076 | 36551.7036 | 0.98619 | 47224.4233 | 0.0042 | 0.91674 | 0.00057666 | 0.91731 | 167.7407 | 36551.7036 | 0.98619 | 43669.8968 | 0.0042 | 1.3991 | 0.00057666 | 1.3997 | 255.8619 | 36551.7036 | 0.98619 | 46034.8912 | 0.0042 | 0.10651 | 1.2963 | 0.015201 | 1.3115 | 239.7477
01/20 21:00:00 | 30.02 | -1.1 | 99.91% | 0.76872 | 28491.4693 | 0.90904 | 3.2726 | 3.2292 | 2.9063 | 1.2997 | 3.7341 | 0.5127 | 82.9904 | 0.76872 | 28491.4693 | 0.90904 | 3.5453 | 3.4984 | 2.9736 | 1.2997 | 3.6496 | 0.5011 | 80.8882 | 37029.0445 | 0.99907 | 45714.8698 | 0.22835 | 0.88743 | 0.031352 | 0.91878 | 166.5955 | 37029.0445 | 0.99907 | 45714.8698 | 0.22835 | 1.4646 | 0.031352 | 1.496 | 271.2564 | 37029.0445 | 0.99907 | 47656.428 | 0.22835 | 0.1079 | 1.3419 | 0.046167 | 1.3881 | 251.6957 | 37029.0445 | 0.99907 | 47841.1428 | 0.0042 | 0.92871 | 0.00057666 | 0.92928 | 168.67 | 37029.0445 | 0.99907 | 44240.1966 | 0.0042 | 1.4174 | 0.00057666 | 1.418 | 257.2799 | 37029.0445 | 0.99907 | 46636.0762 | 0.0042 | 0.1079 | 1.3132 | 0.015392 | 1.3286 | 241.0763
01/20 22:00:00 | 28.94 | -1.7 | 100% | 0.75385 | 27940.2945 | 0.89651 | 3.2274 | 3.1853 | 2.8668 | 1.3265 | 3.7891 | 0.52025 | 83.5106 | 0.75385 | 27940.2945 | 0.89651 | 3.4964 | 3.4508 | 2.9332 | 1.3253 | 3.7 | 0.50801 | 81.3962 | 37063.5069 | 1 | 45757.416 | 0.22856 | 0.88826 | 0.031381 | 0.91964 | 167.5151 | 37063.5069 | 1 | 45757.416 | 0.22856 | 1.466 | 0.031381 | 1.4974 | 272.7538 | 37063.5069 | 1 | 47700.7811 | 0.22856 | 0.10801 | 1.3432 | 0.04621 | 1.3894 | 253.0852 | 37063.5069 | 1 | 47885.6679 | 0.0042 | 0.92957 | 0.00057666 | 0.93015 | 169.6001 | 37063.5069 | 1 | 44281.3703 | 0.0042 | 1.4187 | 0.00057666 | 1.4193 | 258.6991 | 37063.5069 | 1 | 46679.4798 | 0.0042 | 0.10801 | 1.3144 | 0.015406 | 1.3298 | 242.4062
01/20 23:00:00 | 28.04 | -2.2 | 100% | 0.74156 | 27484.8856 | 0.886 | 3.1896 | 3.1484 | 2.8336 | 1.3485 | 3.8336 | 0.52635 | 84.037 | 0.74156 | 27484.8856 | 0.886 | 3.4554 | 3.4108 | 2.8992 | 1.3485 | 3.7468 | 0.51444 | 81.9106 | 37063.5069 | 1 | 45757.416 | 0.22856 | 0.88826 | 0.031381 | 0.91964 | 168.4348 | 37063.5069 | 1 | 45757.416 | 0.22856 | 1.466 | 0.031381 | 1.4974 | 274.2512 | 37063.5069 | 1 | 47700.7811 | 0.22856 | 0.10801 | 1.3432 | 0.04621 | 1.3894 | 254.4746 | 37063.5069 | 1 | 47885.6679 | 0.0042 | 0.92957 | 0.00057666 | 0.93015 | 170.5303 | 37063.5069 | 1 | 44281.3703 | 0.0042 | 1.4187 | 0.00057666 | 1.4193 | 260.1184 | 37063.5069 | 1 | 46679.4798 | 0.0042 | 0.10801 | 1.3144 | 0.015406 | 1.3298 | 243.736
01/20 24:00:00 | 26.96 | -2.8 | 100% | 0.72694 | 26943.079 | 0.87333 | 3.144 | 3.1037 | 2.7933 | 1.3756 | 3.8888 | 0.53393 | 84.5709 | 0.72694 | 26943.079 | 0.87333 | 3.406 | 3.3624 | 2.858 | 1.3756 | 3.8008 | 0.52185 | 82.4325 | 37063.5069 | 1 | 45757.416 | 0.22856 | 0.88826 | 0.031381 | 0.91964 | 169.3544 | 37063.5069 | 1 | 45757.416 | 0.22856 | 1.466 | 0.031381 | 1.4974 | 275.7486 | 37063.5069 | 1 | 47700.7811 | 0.22856 | 0.10801 | 1.3432 | 0.04621 | 1.3894 | 255.864 | 37063.5069 | 1 | 47885.6679 | 0.0042 | 0.92957 | 0.00057666 | 0.93015 | 171.4604 | 37063.5069 | 1 | 44281.3703 | 0.0042 | 1.4187 | 0.00057666 | 1.4193 | 261.5377 | 37063.5069 | 1 | 46679.4798 | 0.0042 | 0.10801 | 1.3144 | 0.015406 | 1.3298 | 245.0659
01/21 01:00:00 | 26.96 | -2.8 | 100% | 0.72694 | 26943.079 | 0.87333 | 3.144 | 3.1037 | 2.7933 | 1.3756 | 3.8888 | 0.53393 | 85.1048 | 0.72694 | 26943.079 | 0.87333 | 3.406 | 3.3624 | 2.858 | 1.3756 | 3.8008 | 0.52185 | 82.9543 | 37063.5069 | 1 | 45757.416 | 0.22856 | 0.88826 | 0.031381 | 0.91964 | 170.274 | 37063.5069 | 1 | 45757.416 | 0.22856 | 1.466 | 0.031381 | 1.4974 | 277.2459 | 37063.5069 | 1 | 47700.7811 | 0.22856 | 0.10801 | 1.3432 | 0.04621 | 1.3894 | 257.2534 | 37063.5069 | 1 | 47885.6679 | 0.0042 | 0.92957 | 0.00057666 | 0.93015 | 172.3906 | 37063.5069 | 1 | 44281.3703 | 0.0042 | 1.4187 | 0.00057666 | 1.4193 | 262.957 | 37063.5069 | 1 | 46679.4798 | 0.0042 | 0.10801 | 1.3144 | 0.015406 | 1.3298 | 246.3957
01/21 02:00:00 | 24.98 | -3.9 | 100% | 0.7005 | 25963.0383 | 0.85001 | 3.06 | 3.0207 | 2.7187 | 1.4275 | 3.9956 | 0.5486 | 85.6534 | 0.7005 | 25963.0383 | 0.85001 | 3.315 | 3.2725 | 2.7816 | 1.4275 | 3.9052 | 0.53618 | 83.4905 | 37063.5069 | 1 | 45757.416 | 0.22856 | 0.88826 | 0.031381 | 0.91964 | 171.1937 | 37063.5069 | 1 | 45757.416 | 0.22856 | 1.466 | 0.031381 | 1.4974 | 278.7433 | 37063.5069 | 1 | 47700.7811 | 0.22856 | 0.10801 | 1.3432 | 0.04621 | 1.3894 | 258.6428 | 37063.5069 | 1 | 47885.6679 | 0.0042 | 0.92957 | 0.00057666 | 0.93015 | 173.3207 | 37063.5069 | 1 | 44281.3703 | 0.0042 | 1.4187 | 0.00057666 | 1.4193 | 264.3763 | 37063.5069 | 1 | 46679.4798 | 0.0042 | 0.10801 | 1.3144 | 0.015406 | 1.3298 | 247.7256
01/21 03:00:00 | 24.98 | -3.9 | 100% | 0.7005 | 25963.0383 | 0.85001 | 3.06 | 3.0207 | 2.7187 | 1.4275 | 3.9956 | 0.5486 | 86.202 | 0.7005 | 25963.0383 | 0.85001 | 3.315 | 3.2725 | 2.7816 | 1.4275 | 3.9052 | 0.53618 | 84.0267 | 37063.5069 | 1 | 45757.416 | 0.22856 | 0.88826 | 0.031381 | 0.91964 | 172.1133 | 37063.5069 | 1 | 45757.416 | 0.22856 | 1.466 | 0.031381 | 1.4974 | 280.2407 | 37063.5069 | 1 | 47700.7811 | 0.22856 | 0.10801 | 1.3432 | 0.04621 | 1.3894 | 260.0322 | 37063.5069 | 1 | 47885.6679 | 0.0042 | 0.92957 | 0.00057666 | 0.93015 | 174.2509 | 37063.5069 | 1 | 44281.3703 | 0.0042 | 1.4187 | 0.00057666 | 1.4193 | 265.7956 | 37063.5069 | 1 | 46679.4798 | 0.0042 | 0.10801 | 1.3144 | 0.015406 | 1.3298 | 249.0554
01/21 04:00:00 | 23 | -5 | 100% | 0.67452 | 25000.1726 | 0.82666 | 2.976 | 2.9365 | 2.6429 | 1.4825 | 4.1102 | 0.56433 | 86.7664 | 0.67452 | 25000.1726 | 0.82666 | 3.224 | 3.1812 | 2.704 | 1.4825 | 4.0172 | 0.55156 | 84.5783 | 37063.5069 | 1 | 45757.416 | 0.22856 | 0.88826 | 0.031381 | 0.91964 | 173.033 | 37063.5069 | 1 | 45757.416 | 0.22856 | 1.466 | 0.031381 | 1.4974 | 281.7381 | 37063.5069 | 1 | 47700.7811 | 0.22856 | 0.10801 | 1.3432 | 0.04621 | 1.3894 | 261.4216 | 37063.5069 | 1 | 47885.6679 | 0.0042 | 0.92957 | 0.00057666 | 0.93015 | 175.181 | 37063.5069 | 1 | 44281.3703 | 0.0042 | 1.4187 | 0.00057666 | 1.4193 | 267.2149 | 37063.5069 | 1 | 46679.4798 | 0.0042 | 0.10801 | 1.3144 | 0.015406 | 1.3298 | 250.3852
01/21 05:00:00 | 21.92 | -5.6 | 100% | 0.66055 | 24482.2121 | 0.81396 | 2.9302 | 2.8901 | 2.6011 | 1.5139 | 4.1762 | 0.5734 | 87.3398 | 0.66055 | 24482.2121 | 0.81396 | 3.1744 | 3.1309 | 2.6613 | 1.5139 | 4.0817 | 0.56042 | 85.1387 | 37063.5069 | 1 | 45757.416 | 0.22856 | 0.88826 | 0.031381 | 0.91964 | 173.9526 | 37063.5069 | 1 | 45757.416 | 0.22856 | 1.466 | 0.031381 | 1.4974 | 283.2355 | 37063.5069 | 1 | 47700.7811 | 0.22856 | 0.10801 | 1.3432 | 0.04621 | 1.3894 | 262.811 | 37063.5069 | 1 | 47885.6679 | 0.0042 | 0.92957 | 0.00057666 | 0.93015 | 176.1112 | 37063.5069 | 1 | 44281.3703 | 0.0042 | 1.4187 | 0.00057666 | 1.4193 | 268.6342 | 37063.5069 | 1 | 46679.4798 | 0.0042 | 0.10801 | 1.3144 | 0.015406 | 1.3298 | 251.7151
01/21 06:00:00 | 21.02 | -6.1 | 100% | 0.64901 | 24054.4818 | 0.8034 | 2.8922 | 2.8511 | 2.566 | 1.5408 | 4.2333 | 0.58123 | 87.921 | 0.64901 | 24054.4818 | 0.8034 | 3.1332 | 3.0887 | 2.6254 | 1.5408 | 4.1375 | 0.56808 | 85.7068 | 37063.5069 | 1 | 45757.416 | 0.22856 | 0.88826 | 0.031381 | 0.91964 | 174.8722 | 37063.5069 | 1 | 45757.416 | 0.22856 | 1.466 | 0.031381 | 1.4974 | 284.7329 | 37063.5069 | 1 | 47700.7811 | 0.22856 | 0.10801 | 1.3432 | 0.04621 | 1.3894 | 264.2004 | 37063.5069 | 1 | 47885.6679 | 0.0042 | 0.92957 | 0.00057666 | 0.93015 | 177.0413 | 37063.5069 | 1 | 44281.3703 | 0.0042 | 1.4187 | 0.00057666 | 1.4193 | 270.0535 | 37063.5069 | 1 | 46679.4798 | 0.0042 | 0.10801 | 1.3144 | 0.015406 | 1.3298 | 253.0449
01/21 07:00:00 | 21.02 | -6.1 | 100% | 0.64901 | 24054.4818 | 0.8034 | 2.8922 | 2.8511 | 2.566 | 1.5408 | 4.2333 | 0.58123 | 88.5022 | 0.64901 | 24054.4818 | 0.8034 | 3.1332 | 3.0887 | 2.6254 | 1.5408 | 4.1375 | 0.56808 | 86.2748 | 37063.5069 | 1 | 45757.416 | 0.22856 | 0.88826 | 0.031381 | 0.91964 | 175.7919 | 37063.5069 | 1 | 45757.416 | 0.22856 | 1.466 | 0.031381 | 1.4974 | 286.2303 | 37063.5069 | 1 | 47700.7811 | 0.22856 | 0.10801 | 1.3432 | 0.04621 | 1.3894 | 265.5898 | 37063.5069 | 1 | 47885.6679 | 0.0042 | 0.92957 | 0.00057666 | 0.93015 | 177.9715 | 37063.5069 | 1 | 44281.3703 | 0.0042 | 1.4187 | 0.00057666 | 1.4193 | 271.4728 | 37063.5069 | 1 | 46679.4798 | 0.0042 | 0.10801 | 1.3144 | 0.015406 | 1.3298 | 254.3748
01/21 08:00:00 | 23 | -5 | 100% | 0.67452 | 25000.1726 | 0.82666 | 2.976 | 2.9365 | 2.6429 | 1.4825 | 4.1102 | 0.56433 | 89.0666 | 0.67452 | 25000.1726 | 0.82666 | 3.224 | 3.1812 | 2.704 | 1.4825 | 4.0172 | 0.55156 | 86.8264 | 37063.5069 | 1 | 45757.416 | 0.22856 | 0.88826 | 0.031381 | 0.91964 | 176.7115 | 37063.5069 | 1 | 45757.416 | 0.22856 | 1.466 | 0.031381 | 1.4974 | 287.7277 | 37063.5069 | 1 | 47700.7811 | 0.22856 | 0.10801 | 1.3432 | 0.04621 | 1.3894 | 266.9792 | 37063.5069 | 1 | 47885.6679 | 0.0042 | 0.92957 | 0.00057666 | 0.93015 | 178.9016 | 37063.5069 | 1 | 44281.3703 | 0.0042 | 1.4187 | 0.00057666 | 1.4193 | 272.8921 | 37063.5069 | 1 | 46679.4798 | 0.0042 | 0.10801 | 1.3144 | 0.015406 | 1.3298 | 255.7046
01/21 09:00:00 | 24.98 | -3.9 | 100% | 0.7005 | 25963.0383 | 0.85001 | 3.06 | 3.0207 | 2.7187 | 1.4275 | 3.9956 | 0.5486 | 89.6151 | 0.7005 | 25963.0383 | 0.85001 | 3.315 | 3.2725 | 2.7816 | 1.4275 | 3.9052 | 0.53618 | 87.3626 | 37063.5069 | 1 | 45757.416 | 0.22856 | 0.88826 | 0.031381 | 0.91964 | 177.6311 | 37063.5069 | 1 | 45757.416 | 0.22856 | 1.466 | 0.031381 | 1.4974 | 289.225 | 37063.5069 | 1 | 47700.7811 | 0.22856 | 0.10801 | 1.3432 | 0.04621 | 1.3894 | 268.3687 | 37063.5069 | 1 | 47885.6679 | 0.0042 | 0.92957 | 0.00057666 | 0.93015 | 179.8318 | 37063.5069 | 1 | 44281.3703 | 0.0042 | 1.4187 | 0.00057666 | 1.4193 | 274.3114 | 37063.5069 | 1 | 46679.4798 | 0.0042 | 0.10801 | 1.3144 | 0.015406 | 1.3298 | 257.0345
01/21 10:00:00 | 28.04 | -2.2 | 100% | 0.74156 | 27484.8856 | 0.886 | 3.1896 | 3.1484 | 2.8336 | 1.3485 | 3.8336 | 0.52635 | 90.1415 | 0.74156 | 27484.8856 | 0.886 | 3.4554 | 3.4108 | 2.8992 | 1.3485 | 3.7468 | 0.51444 | 87.877 | 37063.5069 | 1 | 45757.416 | 0.22856 | 0.88826 | 0.031381 | 0.91964 | 178.5508 | 37063.5069 | 1 | 45757.416 | 0.22856 | 1.466 | 0.031381 | 1.4974 | 290.7224 | 37063.5069 | 1 | 47700.7811 | 0.22856 | 0.10801 | 1.3432 | 0.04621 | 1.3894 | 269.7581 | 37063.5069 | 1 | 47885.6679 | 0.0042 | 0.92957 | 0.00057666 | 0.93015 | 180.7619 | 37063.5069 | 1 | 44281.3703 | 0.0042 | 1.4187 | 0.00057666 | 1.4193 | 275.7307 | 37063.5069 | 1 | 46679.4798 | 0.0042 | 0.10801 | 1.3144 | 0.015406 | 1.3298 | 258.3643
01/21 11:00:00 | 30.92 | -0.6 | 93.46% | 0.78122 | 28954.6849 | 0.91942 | 3.3099 | 3.2655 | 2.939 | 1.1963 | 3.4542 | 0.47427 | 90.6158 | 0.78122 | 28954.6849 | 0.91942 | 3.5857 | 3.5376 | 3.007 | 1.1963 | 3.3761 | 0.46354 | 88.3406 | 34638.2596 | 0.93457 | 42763.2835 | 0.2136 | 0.83014 | 0.029328 | 0.85946 | 179.4103 | 34638.2596 | 0.93457 | 42763.2835 | 0.2136 | 1.3701 | 0.029328 | 1.3994 | 292.1218 | 34638.2596 | 0.93457 | 44579.4847 | 0.2136 | 0.10094 | 1.2553 | 0.043186 | 1.2985 | 271.0566 | 34638.2596 | 0.93457 | 44752.2734 | 0.0042 | 0.86875 | 0.00057666 | 0.86932 | 181.6313 | 34638.2596 | 0.93457 | 41383.8227 | 0.0042 | 1.3259 | 0.00057666 | 1.3265 | 277.0571 | 34638.2596 | 0.93457 | 43625.0121 | 0.0042 | 0.10094 | 1.2284 | 0.014435 | 1.2429 | 259.6072
01/21 12:00:00 | 33.08 | 0.6 | 58.84% | 0.8116 | 30080.8806 | 0.94394 | 3.3982 | 3.3512 | 3.0161 | 0.72494 | 2.119 | 0.29094 | 90.9067 | 0.8116 | 30080.8806 | 0.94394 | 3.6814 | 3.6305 | 3.0859 | 1.1515 | 3.2897 | 0.45168 | 88.7922 | 21806.8165 | 0.58836 | 26921.9956 | 0.13448 | 0.52262 | 0.018463 | 0.54108 | 179.9513 | 21806.8165 | 0.58836 | 26921.9956 | 0.13448 | 0.86254 | 0.018463 | 0.88101 | 293.0028 | 21806.8165 | 0.58836 | 28065.4009 | 0.13448 | 0.063546 | 0.79029 | 0.027188 | 0.81748 | 271.874 | 21806.8165 | 0.58836 | 28174.1815 | 0.0042 | 0.54693 | 0.00057666 | 0.5475 | 182.1788 | 21806.8165 | 0.58836 | 26053.5442 | 0.0042 | 0.83472 | 0.00057666 | 0.8353 | 277.8924 | 21806.8165 | 0.58836 | 27464.5044 | 0.0042 | 0.063546 | 0.77337 | 0.0093016 | 0.78267 | 260.3899
01/21 13:00:00 | 33.44 | 0.8 | 43.04% | 0.81672 | 30270.5671 | 0.94797 | 3.4127 | 3.3653 | 3.0288 | 0.52697 | 1.5436 | 0.21193 | 91.1186 | 0.81672 | 30270.5671 | 0.94797 | 3.6971 | 3.6458 | 3.0989 | 0.52697 | 1.5087 | 0.20714 | 88.9994 | 15951.7773 | 0.43039 | 19693.5522 | 0.098369 | 0.3823 | 0.013506 | 0.3958 | 180.3471 | 15951.7773 | 0.43039 | 19693.5522 | 0.098369 | 0.63096 | 0.013506 | 0.64446 | 293.6473 | 15951.7773 | 0.43039 | 20529.9579 | 0.098369 | 0.046484 | 0.5781 | 0.019888 | 0.59799 | 272.472 | 15951.7773 | 0.43039 | 20609.5314 | 0.0042 | 0.40008 | 0.00057666 | 0.40066 | 182.5794 | 15951.7773 | 0.43039 | 19058.2763 | 0.0042 | 0.6106 | 0.00057666 | 0.61118 | 278.5036 | 15951.7773 | 0.43039 | 20090.3996 | 0.0042 | 0.046484 | 0.56572 | 0.006959 | 0.57268 | 260.9625
01/21 14:00:00 | 35.06 | 1.7 | 33.03% | 0.83994 | 31131.1822 | 0.96583 | 3.477 | 3.4281 | 3.0853 | 0.3932 | 1.1628 | 0.15965 | 91.2783 | 0.83994 | 31131.1822 | 0.96583 | 3.7668 | 3.7138 | 3.1567 | 0.51241 | 1.481 | 0.20335 | 89.2027 | 12240.8128 | 0.33027 | 15112.1145 | 0.075485 | 0.29336 | 0.010364 | 0.30373 | 180.6509 | 12240.8128 | 0.33027 | 15112.1145 | 0.075485 | 0.48417 | 0.010364 | 0.49454 | 294.1418 | 12240.8128 | 0.33027 | 15753.9418 | 0.075485 | 0.03567 | 0.44361 | 0.015262 | 0.45887 | 272.9309 | 12240.8128 | 0.33027 | 15815.0036 | 0.0042 | 0.30701 | 0.00057666 | 0.30758 | 182.887 | 12240.8128 | 0.33027 | 14624.627 | 0.0042 | 0.46855 | 0.00057666 | 0.46913 | 278.9727 | 12240.8128 | 0.33027 | 15416.6408 | 0.0042 | 0.03567 | 0.43411 | 0.0054742 | 0.43959 | 261.4021
01/21 15:00:00 | 36.68 | 2.6 | 24.5% | 0.86347 | 32003.2946 | 0.98321 | 3.5396 | 3.4897 | 3.1408 | 0.28374 | 0.84736 | 0.11634 | 91.3946 | 0.86347 | 32003.2946 | 0.98321 | 3.8345 | 3.7806 | 3.2135 | 0.28374 | 0.82819 | 0.11371 | 89.3164 | 9080.5811 | 0.245 | 11210.594 | 0.055997 | 0.21762 | 0.0076884 | 0.22531 | 180.8762 | 9080.5811 | 0.245 | 11210.594 | 0.055997 | 0.35917 | 0.0076884 | 0.36686 | 294.5087 | 9080.5811 | 0.245 | 11686.7196 | 0.055997 | 0.026461 | 0.32908 | 0.011322 | 0.34041 | 273.2713 | 9080.5811 | 0.245 | 11732.0169 | 0.0042 | 0.22775 | 0.00057666 | 0.22832 | 183.1153 | 9080.5811 | 0.245 | 10848.9619 | 0.0042 | 0.34759 | 0.00057666 | 0.34816 | 279.3209 | 9080.5811 | 0.245 | 11436.5001 | 0.0042 | 0.026461 | 0.32204 | 0.0042098 | 0.32625 | 261.7284
01/21 16:00:00 | 37.94 | 3.3 | 19.42% | 0.88199 | 32689.553 | 0.99634 | 3.5868 | 3.5369 | 3.1832 | 0.22014 | 0.66256 | 0.09097 | 91.4856 | 0.88199 | 32689.553 | 0.99634 | 3.8857 | 3.8316 | 3.2569 | 0.27778 | 0.81715 | 0.11219 | 89.4286 | 7196.1452 | 0.19416 | 8884.1299 | 0.044376 | 0.17246 | 0.0060929 | 0.17855 | 181.0547 | 7196.1452 | 0.19416 | 8884.1299 | 0.044376 | 0.28464 | 0.0060929 | 0.29073 | 294.7994 | 7196.1452 | 0.19416 | 9261.4481 | 0.044376 | 0.02097 | 0.26079 | 0.008972 | 0.26976 | 273.5411 | 7196.1452 | 0.19416 | 9297.3452 | 0.0042 | 0.18048 | 0.00057666 | 0.18106 | 183.2964 | 7196.1452 | 0.19416 | 8597.5451 | 0.0042 | 0.27545 | 0.00057666 | 0.27603 | 279.5969 | 7196.1452 | 0.19416 | 9063.1552 | 0.0042 | 0.02097 | 0.25521 | 0.0034558 | 0.25866 | 261.987
01/21 17:00:00 | 36.68 | 2.6 | 20.37% | 0.86347 | 32003.2946 | 0.98321 | 3.5396 | 3.4897 | 3.1408 | 0.23591 | 0.70453 | 0.096733 | 91.5823 | 0.86347 | 32003.2946 | 0.98321 | 3.8345 | 3.7806 | 3.2135 | 0.23591 | 0.68859 | 0.094544 | 89.5232 | 7550.0087 | 0.2037 | 9320.9984 | 0.046558 | 0.18094 | 0.0063925 | 0.18733 | 181.2421 | 7550.0087 | 0.2037 | 9320.9984 | 0.046558 | 0.29863 | 0.0063925 | 0.30502 | 295.1045 | 7550.0087 | 0.2037 | 9716.871 | 0.046558 | 0.022001 | 0.27362 | 0.0094132 | 0.28303 | 273.8241 | 7550.0087 | 0.2037 | 9754.5333 | 0.0042 | 0.18936 | 0.00057666 | 0.18993 | 183.4863 | 7550.0087 | 0.2037 | 9020.3211 | 0.0042 | 0.289 | 0.00057666 | 0.28958 | 279.8865 | 7550.0087 | 0.2037 | 9508.8271 | 0.0042 | 0.022001 | 0.26776 | 0.0035974 | 0.27136 | 262.2584
01/21 18:00:00 | 34.7 | 1.5 | 36.13% | 0.83475 | 30938.9408 | 0.9619 | 3.4629 | 3.4143 | 3.0728 | 0.43285 | 1.2773 | 0.17537 | 91.7577 | 0.83475 | 30938.9408 | 0.9619 | 3.7514 | 3.6988 | 3.144 | 0.24403 | 0.70382 | 0.096635 | 89.6198 | 13391.7868 | 0.36132 | 16533.0701 | 0.082583 | 0.32095 | 0.011339 | 0.33228 | 181.5743 | 13391.7868 | 0.36132 | 16533.0701 | 0.082583 | 0.5297 | 0.011339 | 0.54104 | 295.6455 | 13391.7868 | 0.36132 | 17235.2469 | 0.082583 | 0.039025 | 0.48532 | 0.016697 | 0.50202 | 274.3261 | 13391.7868 | 0.36132 | 17302.0501 | 0.0042 | 0.33587 | 0.00057666 | 0.33645 | 183.8228 | 13391.7868 | 0.36132 | 15999.7453 | 0.0042 | 0.51261 | 0.00057666 | 0.51319 | 280.3997 | 13391.7868 | 0.36132 | 16866.2302 | 0.0042 | 0.039025 | 0.47493 | 0.0059347 | 0.48087 | 262.7393
01/21 19:00:00 | 32.72 | 0.4 | 47.9% | 0.8065 | 29891.7619 | 0.9399 | 3.3836 | 3.3371 | 3.0034 | 0.59397 | 1.7326 | 0.23789 | 91.9956 | 0.8065 | 29891.7619 | 0.9399 | 3.6656 | 3.6152 | 3.0729 | 0.59397 | 1.6934 | 0.23251 | 89.8523 | 17754.935 | 0.47904 | 21919.6729 | 0.10949 | 0.42551 | 0.015033 | 0.44054 | 182.0149 | 17754.935 | 0.47904 | 21919.6729 | 0.10949 | 0.70228 | 0.015033 | 0.71731 | 296.3628 | 17754.935 | 0.47904 | 22850.6242 | 0.10949 | 0.051739 | 0.64345 | 0.022137 | 0.66558 | 274.9917 | 17754.935 | 0.47904 | 22939.1925 | 0.0042 | 0.4453 | 0.00057666 | 0.44588 | 184.2686 | 17754.935 | 0.47904 | 21212.5866 | 0.0042 | 0.67962 | 0.00057666 | 0.6802 | 281.0799 | 17754.935 | 0.47904 | 22361.3791 | 0.0042 | 0.051739 | 0.62967 | 0.0076804 | 0.63735 | 263.3766
01/21 20:00:00 | 30.02 | -1.1 | 59.72% | 0.76872 | 28491.4693 | 0.90904 | 3.2726 | 3.2292 | 2.9063 | 0.77691 | 2.2322 | 0.30648 | 92.3021 | 0.76872 | 28491.4693 | 0.90904 | 3.5453 | 3.4984 | 2.9736 | 0.62317 | 1.75 | 0.24027 | 90.0926 | 22135.4049 | 0.59723 | 27327.6604 | 0.1365 | 0.53049 | 0.018742 | 0.54924 | 182.5641 | 22135.4049 | 0.59723 | 27327.6604 | 0.1365 | 0.87554 | 0.018742 | 0.89428 | 297.2571 | 22135.4049 | 0.59723 | 28488.2946 | 0.1365 | 0.064504 | 0.8022 | 0.027598 | 0.8298 | 275.8215 | 22135.4049 | 0.59723 | 28598.7143 | 0.0042 | 0.55517 | 0.00057666 | 0.55574 | 184.8244 | 22135.4049 | 0.59723 | 26446.1229 | 0.0042 | 0.8473 | 0.00057666 | 0.84788 | 281.9278 | 22135.4049 | 0.59723 | 27878.3437 | 0.0042 | 0.064504 | 0.78502 | 0.0094331 | 0.79446 | 264.1711
01/21 21:00:00 | 28.94 | -1.7 | 70.93% | 0.75385 | 27940.2945 | 0.89651 | 3.2274 | 3.1853 | 2.8668 | 0.9409 | 2.6876 | 0.36901 | 92.6711 | 0.75385 | 27940.2945 | 0.89651 | 3.4964 | 3.4508 | 2.9332 | 0.9409 | 2.6268 | 0.36066 | 90.4533 | 26289.1299 | 0.7093 | 32455.716 | 0.16212 | 0.63004 | 0.022259 | 0.6523 | 183.2164 | 26289.1299 | 0.7093 | 32455.716 | 0.16212 | 1.0398 | 0.022259 | 1.0621 | 298.3192 | 26289.1299 | 0.7093 | 33834.1441 | 0.16212 | 0.076608 | 0.95273 | 0.032777 | 0.98551 | 276.807 | 26289.1299 | 0.7093 | 33965.2842 | 0.0042 | 0.65935 | 0.00057666 | 0.65992 | 185.4843 | 26289.1299 | 0.7093 | 31408.7574 | 0.0042 | 1.0063 | 0.00057666 | 1.0069 | 282.9346 | 26289.1299 | 0.7093 | 33109.7354 | 0.0042 | 0.076608 | 0.93233 | 0.011095 | 0.94343 | 265.1145
01/21 22:00:00 | 28.94 | -1.7 | 77.48% | 0.75385 | 27940.2945 | 0.89651 | 3.2274 | 3.1853 | 2.8668 | 1.0278 | 2.936 | 0.40311 | 93.0742 | 0.75385 | 27940.2945 | 0.89651 | 3.4964 | 3.4508 | 2.9332 | 0.9409 | 2.6268 | 0.36066 | 90.8139 | 28718.2723 | 0.77484 | 35454.6572 | 0.1771 | 0.68826 | 0.024315 | 0.71257 | 183.929 | 28718.2723 | 0.77484 | 35454.6572 | 0.1771 | 1.1359 | 0.024315 | 1.1602 | 299.4794 | 28718.2723 | 0.77484 | 36960.4534 | 0.1771 | 0.083687 | 1.0408 | 0.035805 | 1.0766 | 277.8836 | 28718.2723 | 0.77484 | 37103.711 | 0.0042 | 0.72027 | 0.00057666 | 0.72085 | 186.2052 | 28718.2723 | 0.77484 | 34310.9586 | 0.0042 | 1.0993 | 0.00057666 | 1.0999 | 284.0345 | 28718.2723 | 0.77484 | 36169.1087 | 0.0042 | 0.083687 | 1.0185 | 0.012067 | 1.0305 | 266.145
01/21 23:00:00 | 26.96 | -2.8 | 87.4% | 0.72694 | 26943.079 | 0.87333 | 3.144 | 3.1037 | 2.7933 | 1.2023 | 3.3987 | 0.46664 | 93.5409 | 0.72694 | 26943.079 | 0.87333 | 3.406 | 3.3624 | 2.858 | 1.2023 | 3.3218 | 0.45608 | 91.27 | 32392.6019 | 0.87398 | 39990.8666 | 0.19975 | 0.77632 | 0.027426 | 0.80374 | 184.7327 | 32392.6019 | 0.87398 | 39990.8666 | 0.19975 | 1.2813 | 0.027426 | 1.3087 | 300.7881 | 32392.6019 | 0.87398 | 41689.3204 | 0.19975 | 0.094394 | 1.1739 | 0.040387 | 1.2143 | 279.0979 | 32392.6019 | 0.87398 | 41850.9069 | 0.0042 | 0.81242 | 0.00057666 | 0.813 | 187.0182 | 32392.6019 | 0.87398 | 38700.8386 | 0.0042 | 1.2399 | 0.00057666 | 1.2405 | 285.275 | 32392.6019 | 0.87398 | 40796.7279 | 0.0042 | 0.094394 | 1.1488 | 0.013537 | 1.1623 | 267.3074
01/21 24:00:00 | 28.04 | -2.2 | 90.32% | 0.74156 | 27484.8856 | 0.886 | 3.1896 | 3.1484 | 2.8336 | 1.2179 | 3.4623 | 0.47538 | 94.0162 | 0.74156 | 27484.8856 | 0.886 | 3.4554 | 3.4108 | 2.8992 | 1.1786 | 3.2747 | 0.44961 | 91.7196 | 33474.2457 | 0.90316 | 41326.2292 | 0.20642 | 0.80224 | 0.028342 | 0.83058 | 185.5633 | 33474.2457 | 0.90316 | 41326.2292 | 0.20642 | 1.324 | 0.028342 | 1.3524 | 302.1405 | 33474.2457 | 0.90316 | 43081.3973 | 0.20642 | 0.097546 | 1.2131 | 0.041735 | 1.2549 | 280.3527 | 33474.2457 | 0.90316 | 43248.3794 | 0.0042 | 0.83955 | 0.00057666 | 0.84013 | 187.8583 | 33474.2457 | 0.90316 | 39993.1251 | 0.0042 | 1.2813 | 0.00057666 | 1.2819 | 286.5569 | 33474.2457 | 0.90316 | 42158.9996 | 0.0042 | 0.097546 | 1.1871 | 0.01397 | 1.2011 | 268.5085
01/22 01:00:00 | 28.04 | -2.2 | 90.79% | 0.74156 | 27484.8856 | 0.886 | 3.1896 | 3.1484 | 2.8336 | 1.2243 | 3.4804 | 0.47786 | 94.4941 | 0.74156 | 27484.8856 | 0.886 | 3.4554 | 3.4108 | 2.8992 | 1.2243 | 3.4017 | 0.46705 | 92.1867 | 33649.0597 | 0.90788 | 41542.049 | 0.2075 | 0.80643 | 0.02849 | 0.83492 | 186.3982 | 33649.0597 | 0.90788 | 41542.049 | 0.2075 | 1.331 | 0.02849 | 1.3594 | 303.4999 | 33649.0597 | 0.90788 | 43306.3831 | 0.2075 | 0.098055 | 1.2195 | 0.041953 | 1.2614 | 281.6142 | 33649.0597 | 0.90788 | 43474.2373 | 0.0042 | 0.84394 | 0.00057666 | 0.84451 | 188.7028 | 33649.0597 | 0.90788 | 40201.9829 | 0.0042 | 1.288 | 0.00057666 | 1.2886 | 287.8455 | 33649.0597 | 0.90788 | 42379.1684 | 0.0042 | 0.098055 | 1.1933 | 0.01404 | 1.2074 | 269.7159
01/22 02:00:00 | 24.98 | -3.9 | 96.83% | 0.7005 | 25963.0383 | 0.85001 | 3.06 | 3.0207 | 2.7187 | 1.3823 | 3.8689 | 0.5312 | 95.0253 | 0.7005 | 25963.0383 | 0.85001 | 3.315 | 3.2725 | 2.7816 | 1.296 | 3.5454 | 0.48679 | 92.6734 | 35888.0062 | 0.96828 | 44306.1804 | 0.22131 | 0.86009 | 0.030386 | 0.89047 | 187.2887 | 35888.0062 | 0.96828 | 44306.1804 | 0.22131 | 1.4195 | 0.030386 | 1.4499 | 304.9498 | 35888.0062 | 0.96828 | 46187.9101 | 0.22131 | 0.10458 | 1.3006 | 0.044745 | 1.3453 | 282.9595 | 35888.0062 | 0.96828 | 46366.933 | 0.0042 | 0.90009 | 0.00057666 | 0.90067 | 189.6035 | 35888.0062 | 0.96828 | 42876.9488 | 0.0042 | 1.3737 | 0.00057666 | 1.3743 | 289.2198 | 35888.0062 | 0.96828 | 45199.0002 | 0.0042 | 0.10458 | 1.2728 | 0.014935 | 1.2877 | 271.0036
01/22 03:00:00 | 24.08 | -4.4 | 100% | 0.68864 | 25523.243 | 0.83939 | 3.0218 | 2.9826 | 2.6843 | 1.4521 | 4.0467 | 0.55561 | 95.5809 | 0.68864 | 25523.243 | 0.83939 | 3.2736 | 3.2312 | 2.7465 | 1.4521 | 3.9551 | 0.54304 | 93.2165 | 37063.5069 | 1 | 45757.416 | 0.22856 | 0.88826 | 0.031381 | 0.91964 | 188.2084 | 37063.5069 | 1 | 45757.416 | 0.22856 | 1.466 | 0.031381 | 1.4974 | 306.4472 | 37063.5069 | 1 | 47700.7811 | 0.22856 | 0.10801 | 1.3432 | 0.04621 | 1.3894 | 284.3489 | 37063.5069 | 1 | 47885.6679 | 0.0042 | 0.92957 | 0.00057666 | 0.93015 | 190.5336 | 37063.5069 | 1 | 44281.3703 | 0.0042 | 1.4187 | 0.00057666 | 1.4193 | 290.6391 | 37063.5069 | 1 | 46679.4798 | 0.0042 | 0.10801 | 1.3144 | 0.015406 | 1.3298 | 272.3334
01/22 04:00:00 | 24.98 | -3.9 | 100% | 0.7005 | 25963.0383 | 0.85001 | 3.06 | 3.0207 | 2.7187 | 1.4275 | 3.9956 | 0.5486 | 96.1295 | 0.7005 | 25963.0383 | 0.85001 | 3.315 | 3.2725 | 2.7816 | 1.4275 | 3.9052 | 0.53618 | 93.7527 | 37063.5069 | 1 | 45757.416 | 0.22856 | 0.88826 | 0.031381 | 0.91964 | 189.128 | 37063.5069 | 1 | 45757.416 | 0.22856 | 1.466 | 0.031381 | 1.4974 | 307.9446 | 37063.5069 | 1 | 47700.7811 | 0.22856 | 0.10801 | 1.3432 | 0.04621 | 1.3894 | 285.7383 | 37063.5069 | 1 | 47885.6679 | 0.0042 | 0.92957 | 0.00057666 | 0.93015 | 191.4638 | 37063.5069 | 1 | 44281.3703 | 0.0042 | 1.4187 | 0.00057666 | 1.4193 | 292.0584 | 37063.5069 | 1 | 46679.4798 | 0.0042 | 0.10801 | 1.3144 | 0.015406 | 1.3298 | 273.6633
01/22 05:00:00 | 28.94 | -1.7 | 99.48% | 0.75385 | 27940.2945 | 0.89651 | 3.2274 | 3.1853 | 2.8668 | 1.3197 | 3.7696 | 0.51757 | 96.6471 | 0.75385 | 27940.2945 | 0.89651 | 3.4964 | 3.4508 | 2.9332 | 1.3197 | 3.6843 | 0.50586 | 94.2585 | 36872.5366 | 0.99485 | 45521.6501 | 0.22738 | 0.88368 | 0.031219 | 0.9149 | 190.0429 | 36872.5366 | 0.99485 | 45521.6501 | 0.22738 | 1.4585 | 0.031219 | 1.4897 | 309.4343 | 36872.5366 | 0.99485 | 47455.002 | 0.22738 | 0.10745 | 1.3363 | 0.045972 | 1.3823 | 287.1206 | 36872.5366 | 0.99485 | 47638.9361 | 0.0042 | 0.92478 | 0.00057666 | 0.92536 | 192.3891 | 36872.5366 | 0.99485 | 44053.2098 | 0.0042 | 1.4114 | 0.00057666 | 1.412 | 293.4703 | 36872.5366 | 0.99485 | 46438.9629 | 0.0042 | 0.10745 | 1.3077 | 0.015329 | 1.323 | 274.9862
01/22 06:00:00 | 32 | 0 | 94.31% | 0.79634 | 29515.2278 | 0.93175 | 3.3543 | 3.3086 | 2.9777 | 1.1842 | 3.4403 | 0.47235 | 97.1194 | 0.79634 | 29515.2278 | 0.93175 | 3.6338 | 3.5843 | 3.0467 | 1.2493 | 3.5471 | 0.48701 | 94.7455 | 34953.1982 | 0.94306 | 43152.0965 | 0.21554 | 0.83768 | 0.029594 | 0.86728 | 190.9102 | 34953.1982 | 0.94306 | 43152.0965 | 0.21554 | 1.3825 | 0.029594 | 1.4121 | 310.8464 | 34953.1982 | 0.94306 | 44984.8111 | 0.21554 | 0.10186 | 1.2667 | 0.043579 | 1.3103 | 288.4309 | 34953.1982 | 0.94306 | 45159.1708 | 0.0042 | 0.87664 | 0.00057666 | 0.87722 | 193.2663 | 34953.1982 | 0.94306 | 41760.0934 | 0.0042 | 1.3379 | 0.00057666 | 1.3385 | 294.8089 | 34953.1982 | 0.94306 | 44021.6602 | 0.0042 | 0.10186 | 1.2396 | 0.014561 | 1.2542 | 276.2404
01/22 07:00:00 | 32 | 0 | 92.32% | 0.79634 | 29515.2278 | 0.93175 | 3.3543 | 3.3086 | 2.9777 | 1.1593 | 3.3678 | 0.46239 | 97.5818 | 0.79634 | 29515.2278 | 0.93175 | 3.6338 | 3.5843 | 3.0467 | 1.1593 | 3.2916 | 0.45193 | 95.1975 | 34216.5705 | 0.92319 | 42242.6797 | 0.211 | 0.82003 | 0.028971 | 0.849 | 191.7592 | 34216.5705 | 0.92319 | 42242.6797 | 0.211 | 1.3534 | 0.028971 | 1.3824 | 312.2288 | 34216.5705 | 0.92319 | 44036.7703 | 0.211 | 0.099709 | 1.24 | 0.042661 | 1.2827 | 289.7136 | 34216.5705 | 0.92319 | 44207.4555 | 0.0042 | 0.85817 | 0.00057666 | 0.85875 | 194.1251 | 34216.5705 | 0.92319 | 40880.0126 | 0.0042 | 1.3097 | 0.00057666 | 1.3103 | 296.1192 | 34216.5705 | 0.92319 | 43093.9175 | 0.0042 | 0.099709 | 1.2135 | 0.014267 | 1.2277 | 277.4682
01/22 08:00:00 | 33.98 | 1.1 | 86.82% | 0.82443 | 30556.1613 | 0.95397 | 3.4343 | 3.3864 | 3.0477 | 1.0531 | 3.0945 | 0.42487 | 98.0067 | 0.82443 | 30556.1613 | 0.95397 | 3.7205 | 3.6686 | 3.1183 | 1.1198 | 3.216 | 0.44155 | 95.639 | 32179.3322 | 0.86822 | 39727.5706 | 0.19844 | 0.7712 | 0.027246 | 0.79845 | 192.5576 | 32179.3322 | 0.86822 | 39727.5706 | 0.19844 | 1.2728 | 0.027246 | 1.3001 | 313.5288 | 32179.3322 | 0.86822 | 41414.8419 | 0.19844 | 0.093773 | 1.1662 | 0.040121 | 1.2063 | 290.9199 | 32179.3322 | 0.86822 | 41575.3646 | 0.0042 | 0.80707 | 0.00057666 | 0.80765 | 194.9327 | 32179.3322 | 0.86822 | 38446.036 | 0.0042 | 1.2318 | 0.00057666 | 1.2323 | 297.3515 | 32179.3322 | 0.86822 | 40528.1262 | 0.0042 | 0.093773 | 1.1412 | 0.013452 | 1.1547 | 278.6228
01/22 09:00:00 | 32.18 | 0.1 | 85.3% | 0.79888 | 29609.1484 | 0.93379 | 3.3617 | 3.3157 | 2.9842 | 1.0677 | 3.105 | 0.42631 | 98.433 | 0.79888 | 29609.1484 | 0.93379 | 3.6418 | 3.5921 | 3.0532 | 1.0677 | 3.0347 | 0.41667 | 96.0557 | 31614.6009 | 0.85298 | 39030.3714 | 0.19496 | 0.75767 | 0.026768 | 0.78444 | 193.3421 | 31614.6009 | 0.85298 | 39030.3714 | 0.19496 | 1.2505 | 0.026768 | 1.2772 | 314.8061 | 31614.6009 | 0.85298 | 40688.032 | 0.19496 | 0.092127 | 1.1457 | 0.039417 | 1.1851 | 292.105 | 31614.6009 | 0.85298 | 40845.7375 | 0.0042 | 0.79291 | 0.00057666 | 0.79349 | 195.7262 | 31614.6009 | 0.85298 | 37771.3272 | 0.0042 | 1.2101 | 0.00057666 | 1.2107 | 298.5622 | 31614.6009 | 0.85298 | 39816.8777 | 0.0042 | 0.092127 | 1.1212 | 0.013226 | 1.1344 | 279.7573
01/22 10:00:00 | 37.04 | 2.8 | 72.7% | 0.86874 | 32198.6587 | 0.987 | 3.5532 | 3.5033 | 3.153 | 0.83689 | 2.5048 | 0.34392 | 98.7769 | 0.86874 | 32198.6587 | 0.987 | 3.8493 | 3.7952 | 3.2259 | 0.98186 | 2.8722 | 0.39436 | 96.4501 | 26946.8958 | 0.72705 | 33267.7726 | 0.16617 | 0.64581 | 0.022815 | 0.66862 | 194.0107 | 26946.8958 | 0.72705 | 33267.7726 | 0.16617 | 1.0659 | 0.022815 | 1.0887 | 315.8947 | 26946.8958 | 0.72705 | 34680.6896 | 0.16617 | 0.078525 | 0.97657 | 0.033597 | 1.0102 | 293.1152 | 26946.8958 | 0.72705 | 34815.1109 | 0.0042 | 0.67584 | 0.00057666 | 0.67642 | 196.4026 | 26946.8958 | 0.72705 | 32194.6187 | 0.0042 | 1.0315 | 0.00057666 | 1.032 | 299.5943 | 26946.8958 | 0.72705 | 33938.156 | 0.0042 | 0.078525 | 0.95566 | 0.011358 | 0.96702 | 280.7243
01/22 11:00:00 | 39.92 | 4.4 | 48.17% | 0.91146 | 33782.0112 | 1.0162 | 3.6581 | 3.6095 | 3.2485 | 0.52853 | 1.6108 | 0.22117 | 98.9981 | 0.91146 | 33782.0112 | 1.0162 | 3.963 | 3.9103 | 3.3237 | 0.52853 | 1.5744 | 0.21617 | 96.6662 | 17854.6484 | 0.48173 | 22042.7758 | 0.1101 | 0.4279 | 0.015117 | 0.44302 | 194.4537 | 17854.6484 | 0.48173 | 22042.7758 | 0.1101 | 0.70622 | 0.015117 | 0.72134 | 316.6161 | 17854.6484 | 0.48173 | 22978.9555 | 0.1101 | 0.05203 | 0.64706 | 0.022261 | 0.66932 | 293.7845 | 17854.6484 | 0.48173 | 23068.0212 | 0.0042 | 0.4478 | 0.00057666 | 0.44838 | 196.851 | 17854.6484 | 0.48173 | 21331.7185 | 0.0042 | 0.68344 | 0.00057666 | 0.68402 | 300.2783 | 17854.6484 | 0.48173 | 22486.9627 | 0.0042 | 0.05203 | 0.63321 | 0.0077203 | 0.64093 | 281.3652
01/22 12:00:00 | 42.98 | 6.1 | 39.6% | 0.95793 | 35504.1377 | 1.0445 | 3.7601 | 3.7181 | 3.3463 | 0.41339 | 1.2855 | 0.1765 | 99.1746 | 0.95793 | 35504.1377 | 1.0445 | 4.0735 | 4.028 | 3.4238 | 0.50289 | 1.5284 | 0.20985 | 96.8761 | 14677.0112 | 0.396 | 18119.767 | 0.090508 | 0.35175 | 0.012427 | 0.36417 | 194.8179 | 14677.0112 | 0.396 | 18119.767 | 0.090508 | 0.58053 | 0.012427 | 0.59296 | 317.209 | 14677.0112 | 0.396 | 18889.3324 | 0.090508 | 0.04277 | 0.5319 | 0.018299 | 0.5502 | 294.3347 | 14677.0112 | 0.396 | 18962.5468 | 0.0042 | 0.36811 | 0.00057666 | 0.36868 | 197.2197 | 14677.0112 | 0.396 | 17535.2583 | 0.0042 | 0.56181 | 0.00057666 | 0.56238 | 300.8407 | 14677.0112 | 0.396 | 18484.9008 | 0.0042 | 0.04277 | 0.52051 | 0.0064489 | 0.52696 | 281.8922
01/22 13:00:00 | 42.98 | 6.1 | 36.78% | 0.95793 | 35504.1377 | 1.0445 | 3.7601 | 3.7181 | 3.3463 | 0.384 | 1.1941 | 0.16395 | 99.3385 | 0.95793 | 35504.1377 | 1.0445 | 4.0735 | 4.028 | 3.4238 | 0.384 | 1.1671 | 0.16024 | 97.0363 | 13633.7082 | 0.36785 | 16831.7386 | 0.084075 | 0.32674 | 0.011543 | 0.33829 | 195.1562 | 13633.7082 | 0.36785 | 16831.7386 | 0.084075 | 0.53927 | 0.011543 | 0.55081 | 317.7598 | 13633.7082 | 0.36785 | 17546.6001 | 0.084075 | 0.039729 | 0.49409 | 0.016998 | 0.51109 | 294.8458 | 13633.7082 | 0.36785 | 17614.6101 | 0.0042 | 0.34194 | 0.00057666 | 0.34252 | 197.5622 | 13633.7082 | 0.36785 | 16288.7793 | 0.0042 | 0.52187 | 0.00057666 | 0.52245 | 301.3631 | 13633.7082 | 0.36785 | 17170.9172 | 0.0042 | 0.039729 | 0.48351 | 0.0060315 | 0.48954 | 282.3817
01/22 14:00:00 | 46.04 | 7.8 | 28.82% | 1.0055 | 37267.2853 | 1.0695 | 3.8501 | 3.8223 | 3.4401 | 0.28667 | 0.91018 | 0.12497 | 99.4635 | 1.0055 | 37267.2853 | 1.0695 | 4.1709 | 4.1409 | 3.5197 | 0.36584 | 1.1353 | 0.15587 | 97.1922 | 10683.3928 | 0.28825 | 13189.3738 | 0.065881 | 0.25604 | 0.0090455 | 0.26508 | 195.4212 | 10683.3928 | 0.28825 | 13189.3738 | 0.065881 | 0.42257 | 0.0090455 | 0.43162 | 318.1915 | 10683.3928 | 0.28825 | 13749.5402 | 0.065881 | 0.031132 | 0.38717 | 0.01332 | 0.40049 | 295.2463 | 10683.3928 | 0.28825 | 13802.833 | 0.0042 | 0.26795 | 0.00057666 | 0.26852 | 197.8307 | 10683.3928 | 0.28825 | 12763.9101 | 0.0042 | 0.40894 | 0.00057666 | 0.40952 | 301.7726 | 10683.3928 | 0.28825 | 13455.1546 | 0.0042 | 0.031132 | 0.37888 | 0.0048511 | 0.38373 | 282.7654
01/22 15:00:00 | 46.04 | 7.8 | 28.18% | 1.0055 | 37267.2853 | 1.0695 | 3.8501 | 3.8223 | 3.4401 | 0.28028 | 0.88989 | 0.12218 | 99.5857 | 1.0055 | 37267.2853 | 1.0695 | 4.1709 | 4.1409 | 3.5197 | 0.28028 | 0.86976 | 0.11942 | 97.3116 | 10445.1938 | 0.28182 | 12895.301 | 0.064412 | 0.25033 | 0.0088438 | 0.25917 | 195.6804 | 10445.1938 | 0.28182 | 12895.301 | 0.064412 | 0.41315 | 0.0088438 | 0.42199 | 318.6135 | 10445.1938 | 0.28182 | 13442.9778 | 0.064412 | 0.030438 | 0.37854 | 0.013023 | 0.39156 | 295.6378 | 10445.1938 | 0.28182 | 13495.0824 | 0.0042 | 0.26197 | 0.00057666 | 0.26255 | 198.0933 | 10445.1938 | 0.28182 | 12479.3235 | 0.0042 | 0.39982 | 0.00057666 | 0.4004 | 302.173 | 10445.1938 | 0.28182 | 13155.1559 | 0.0042 | 0.030438 | 0.37043 | 0.0047558 | 0.37519 | 283.1406
01/22 16:00:00 | 44.96 | 7.2 | 29.94% | 0.98858 | 36640.3138 | 1.0611 | 3.8198 | 3.7861 | 3.4075 | 0.30289 | 0.95457 | 0.13106 | 99.7167 | 0.98858 | 36640.3138 | 1.0611 | 4.1381 | 4.1016 | 3.4863 | 0.28507 | 0.87809 | 0.12056 | 97.4322 | 11098.0907 | 0.29943 | 13701.3466 | 0.068438 | 0.26598 | 0.0093966 | 0.27537 | 195.9558 | 11098.0907 | 0.29943 | 13701.3466 | 0.068438 | 0.43897 | 0.0093966 | 0.44837 | 319.0618 | 11098.0907 | 0.29943 | 14283.2571 | 0.068438 | 0.032341 | 0.4022 | 0.013837 | 0.41604 | 296.0539 | 11098.0907 | 0.29943 | 14338.6185 | 0.0042 | 0.27835 | 0.00057666 | 0.27892 | 198.3722 | 11098.0907 | 0.29943 | 13259.3677 | 0.0042 | 0.42481 | 0.00057666 | 0.42539 | 302.5984 | 11098.0907 | 0.29943 | 13977.4443 | 0.0042 | 0.032341 | 0.39359 | 0.005017 | 0.39861 | 283.5392
01/22 17:00:00 | 44.96 | 7.2 | 30.88% | 0.98858 | 36640.3138 | 1.0611 | 3.8198 | 3.7861 | 3.4075 | 0.31238 | 0.98446 | 0.13517 | 99.8519 | 0.98858 | 36640.3138 | 1.0611 | 4.1381 | 4.1016 | 3.4863 | 0.31238 | 0.96219 | 0.13211 | 97.5643 | 11445.578 | 0.30881 | 14130.3432 | 0.070581 | 0.2743 | 0.0096908 | 0.28399 | 196.2398 | 11445.578 | 0.30881 | 14130.3432 | 0.070581 | 0.45272 | 0.0096908 | 0.46241 | 319.5242 | 11445.578 | 0.30881 | 14730.4736 | 0.070581 | 0.033353 | 0.41479 | 0.01427 | 0.42906 | 296.4829 | 11445.578 | 0.30881 | 14787.5684 | 0.0042 | 0.28706 | 0.00057666 | 0.28764 | 198.6599 | 11445.578 | 0.30881 | 13674.5257 | 0.0042 | 0.43811 | 0.00057666 | 0.43869 | 303.0371 | 11445.578 | 0.30881 | 14415.0856 | 0.0042 | 0.033353 | 0.40591 | 0.005156 | 0.41107 | 283.9503
01/22 18:00:00 | 44.96 | 7.2 | 34.44% | 0.98858 | 36640.3138 | 1.0611 | 3.8198 | 3.7861 | 3.4075 | 0.3484 | 1.098 | 0.15075 | 100.0026 | 0.98858 | 36640.3138 | 1.0611 | 4.1381 | 4.1016 | 3.4863 | 0.31238 | 0.96219 | 0.13211 | 97.6964 | 12765.3189 | 0.34442 | 15759.6529 | 0.078719 | 0.30593 | 0.010808 | 0.31674 | 196.5565 | 12765.3189 | 0.34442 | 15759.6529 | 0.078719 | 0.50492 | 0.010808 | 0.51573 | 320.04 | 12765.3189 | 0.34442 | 16428.9818 | 0.078719 | 0.037199 | 0.46262 | 0.015916 | 0.47854 | 296.9615 | 12765.3189 | 0.34442 | 16492.66 | 0.0042 | 0.32016 | 0.00057666 | 0.32074 | 198.9806 | 12765.3189 | 0.34442 | 15251.277 | 0.0042 | 0.48863 | 0.00057666 | 0.48921 | 303.5263 | 12765.3189 | 0.34442 | 16077.2278 | 0.0042 | 0.037199 | 0.45272 | 0.0056841 | 0.4584 | 284.4087
01/22 19:00:00 | 44.96 | 7.2 | 37.39% | 0.98858 | 36640.3138 | 1.0611 | 3.8198 | 3.7861 | 3.4075 | 0.37818 | 1.1918 | 0.16364 | 100.1663 | 0.98858 | 36640.3138 | 1.0611 | 4.1381 | 4.1016 | 3.4863 | 0.37818 | 1.1649 | 0.15994 | 97.8563 | 13856.6872 | 0.37386 | 17107.0213 | 0.08545 | 0.33209 | 0.011732 | 0.34382 | 196.9003 | 13856.6872 | 0.37386 | 17107.0213 | 0.08545 | 0.54809 | 0.011732 | 0.55982 | 320.5998 | 13856.6872 | 0.37386 | 17833.5743 | 0.08545 | 0.040379 | 0.50217 | 0.017276 | 0.51945 | 297.4809 | 13856.6872 | 0.37386 | 17902.6967 | 0.0042 | 0.34753 | 0.00057666 | 0.34811 | 199.3287 | 13856.6872 | 0.37386 | 16555.1819 | 0.0042 | 0.53041 | 0.00057666 | 0.53098 | 304.0573 | 13856.6872 | 0.37386 | 17451.7471 | 0.0042 | 0.040379 | 0.49142 | 0.0061207 | 0.49754 | 284.9062
01/22 20:00:00 | 44.06 | 6.7 | 36.53% | 0.97459 | 36121.741 | 1.0537 | 3.7934 | 3.7554 | 3.3799 | 0.37482 | 1.1741 | 0.1612 | 100.3275 | 0.97459 | 36121.741 | 1.0537 | 4.1095 | 4.0684 | 3.4581 | 0.38361 | 1.1744 | 0.16124 | 98.0176 | 13539.2599 | 0.3653 | 16715.1357 | 0.083492 | 0.32448 | 0.011463 | 0.33594 | 197.2363 | 13539.2599 | 0.3653 | 16715.1357 | 0.083492 | 0.53553 | 0.011463 | 0.54699 | 321.1468 | 13539.2599 | 0.3653 | 17425.045 | 0.083492 | 0.039454 | 0.49067 | 0.016881 | 0.50755 | 297.9885 | 13539.2599 | 0.3653 | 17492.5839 | 0.0042 | 0.33957 | 0.00057666 | 0.34015 | 199.6689 | 13539.2599 | 0.3653 | 16175.9378 | 0.0042 | 0.51826 | 0.00057666 | 0.51883 | 304.5761 | 13539.2599 | 0.3653 | 17051.9647 | 0.0042 | 0.039454 | 0.48016 | 0.0059937 | 0.48616 | 285.3924
01/22 21:00:00 | 44.06 | 6.7 | 41.45% | 0.97459 | 36121.741 | 1.0537 | 3.7934 | 3.7554 | 3.3799 | 0.42535 | 1.3323 | 0.18292 | 100.5104 | 0.97459 | 36121.741 | 1.0537 | 4.1095 | 4.0684 | 3.4581 | 0.42535 | 1.3022 | 0.17879 | 98.1963 | 15364.2036 | 0.41454 | 18968.1526 | 0.094746 | 0.36822 | 0.013009 | 0.38122 | 197.6175 | 15364.2036 | 0.41454 | 18968.1526 | 0.094746 | 0.60771 | 0.013009 | 0.62072 | 321.7675 | 15364.2036 | 0.41454 | 19773.7498 | 0.094746 | 0.044772 | 0.55681 | 0.019156 | 0.57596 | 298.5644 | 15364.2036 | 0.41454 | 19850.3922 | 0.0042 | 0.38534 | 0.00057666 | 0.38592 | 200.0548 | 15364.2036 | 0.41454 | 18356.2767 | 0.0042 | 0.58811 | 0.00057666 | 0.58869 | 305.1648 | 15364.2036 | 0.41454 | 19350.3823 | 0.0042 | 0.044772 | 0.54488 | 0.0067239 | 0.55161 | 285.944
01/22 22:00:00 | 44.06 | 6.7 | 43.94% | 0.97459 | 36121.741 | 1.0537 | 3.7934 | 3.7554 | 3.3799 | 0.45091 | 1.4124 | 0.19392 | 100.7043 | 0.97459 | 36121.741 | 1.0537 | 4.1095 | 4.0684 | 3.4581 | 0.42535 | 1.3022 | 0.17879 | 98.3751 | 16287.5307 | 0.43945 | 20108.0626 | 0.10044 | 0.39034 | 0.01379 | 0.40413 | 198.0216 | 16287.5307 | 0.43945 | 20108.0626 | 0.10044 | 0.64424 | 0.01379 | 0.65803 | 322.4255 | 16287.5307 | 0.43945 | 20962.073 | 0.10044 | 0.047463 | 0.59027 | 0.020307 | 0.61057 | 299.175 | 16287.5307 | 0.43945 | 21043.3213 | 0.0042 | 0.4085 | 0.00057666 | 0.40908 | 200.4638 | 16287.5307 | 0.43945 | 19459.4154 | 0.0042 | 0.62345 | 0.00057666 | 0.62403 | 305.7889 | 16287.5307 | 0.43945 | 20513.2628 | 0.0042 | 0.047463 | 0.57763 | 0.0070933 | 0.58472 | 286.5287
01/22 23:00:00 | 44.06 | 6.7 | 44.08% | 0.97459 | 36121.741 | 1.0537 | 3.7934 | 3.7554 | 3.3799 | 0.45233 | 1.4168 | 0.19453 | 100.8989 | 0.97459 | 36121.741 | 1.0537 | 4.1095 | 4.0684 | 3.4581 | 0.45233 | 1.3848 | 0.19013 | 98.5653 | 16339.0692 | 0.44084 | 20171.6904 | 0.10076 | 0.39158 | 0.013834 | 0.40541 | 198.4271 | 16339.0692 | 0.44084 | 20171.6904 | 0.10076 | 0.64627 | 0.013834 | 0.66011 | 323.0856 | 16339.0692 | 0.44084 | 21028.4031 | 0.10076 | 0.047613 | 0.59214 | 0.020371 | 0.61251 | 299.7875 | 16339.0692 | 0.44084 | 21109.9086 | 0.0042 | 0.40979 | 0.00057666 | 0.41037 | 200.8742 | 16339.0692 | 0.44084 | 19520.9907 | 0.0042 | 0.62543 | 0.00057666 | 0.626 | 306.4149 | 16339.0692 | 0.44084 | 20578.1728 | 0.0042 | 0.047613 | 0.57946 | 0.0071139 | 0.58657 | 287.1153
01/22 24:00:00 | 44.06 | 6.7 | 46.9% | 0.97459 | 36121.741 | 1.0537 | 3.7934 | 3.7554 | 3.3799 | 0.48121 | 1.5073 | 0.20695 | 101.1058 | 0.97459 | 36121.741 | 1.0537 | 4.1095 | 4.0684 | 3.4581 | 0.45233 | 1.3848 | 0.19013 | 98.7554 | 17382.2874 | 0.46899 | 21459.6141 | 0.10719 | 0.41658 | 0.014717 | 0.4313 | 198.8584 | 17382.2874 | 0.46899 | 21459.6141 | 0.10719 | 0.68754 | 0.014717 | 0.70225 | 323.7879 | 17382.2874 | 0.46899 | 22371.0263 | 0.10719 | 0.050653 | 0.62994 | 0.021672 | 0.65161 | 300.4391 | 17382.2874 | 0.46899 | 22457.7357 | 0.0042 | 0.43596 | 0.00057666 | 0.43653 | 201.3108 | 17382.2874 | 0.46899 | 20767.3685 | 0.0042 | 0.66536 | 0.00057666 | 0.66594 | 307.0808 | 17382.2874 | 0.46899 | 21892.0497 | 0.0042 | 0.050653 | 0.61645 | 0.0075313 | 0.62399 | 287.7393
01/23 01:00:00 | 44.06 | 6.7 | 48.96% | 0.97459 | 36121.741 | 1.0537 | 3.7934 | 3.7554 | 3.3799 | 0.50241 | 1.5737 | 0.21607 | 101.3219 | 0.97459 | 36121.741 | 1.0537 | 4.1095 | 4.0684 | 3.4581 | 0.50241 | 1.5381 | 0.21118 | 98.9666 | 18147.7555 | 0.48964 | 22404.6364 | 0.11191 | 0.43493 | 0.015365 | 0.45029 | 199.3086 | 18147.7555 | 0.48964 | 22404.6364 | 0.11191 | 0.71781 | 0.015365 | 0.73318 | 324.5211 | 18147.7555 | 0.48964 | 23356.1847 | 0.11191 | 0.052884 | 0.65768 | 0.022626 | 0.68031 | 301.1194 | 18147.7555 | 0.48964 | 23446.7126 | 0.0042 | 0.45516 | 0.00057666 | 0.45573 | 201.7665 | 18147.7555 | 0.48964 | 21681.9062 | 0.0042 | 0.69466 | 0.00057666 | 0.69524 | 307.776 | 18147.7555 | 0.48964 | 22856.1153 | 0.0042 | 0.052884 | 0.6436 | 0.0078376 | 0.65144 | 288.3907
01/23 02:00:00 | 44.06 | 6.7 | 59.5% | 0.97459 | 36121.741 | 1.0537 | 3.7934 | 3.7554 | 3.3799 | 0.61048 | 1.9122 | 0.26254 | 101.5844 | 0.97459 | 36121.741 | 1.0537 | 4.1095 | 4.0684 | 3.4581 | 0.50241 | 1.5381 | 0.21118 | 99.1777 | 22051.5553 | 0.59497 | 27224.1423 | 0.13598 | 0.52848 | 0.018671 | 0.54715 | 199.8558 | 22051.5553 | 0.59497 | 27224.1423 | 0.13598 | 0.87223 | 0.018671 | 0.8909 | 325.412 | 22051.5553 | 0.59497 | 28380.3801 | 0.13598 | 0.06426 | 0.79916 | 0.027494 | 0.82665 | 301.9461 | 22051.5553 | 0.59497 | 28490.3815 | 0.0042 | 0.55306 | 0.00057666 | 0.55364 | 202.3201 | 22051.5553 | 0.59497 | 26345.9442 | 0.0042 | 0.84409 | 0.00057666 | 0.84467 | 308.6207 | 22051.5553 | 0.59497 | 27772.7397 | 0.0042 | 0.06426 | 0.78205 | 0.0093995 | 0.79145 | 289.1822
01/23 03:00:00 | 44.06 | 6.7 | 67.18% | 0.97459 | 36121.741 | 1.0537 | 3.7934 | 3.7554 | 3.3799 | 0.68933 | 2.1592 | 0.29646 | 101.8809 | 0.97459 | 36121.741 | 1.0537 | 4.1095 | 4.0684 | 3.4581 | 0.68933 | 2.1103 | 0.28975 | 99.4675 | 24899.85 | 0.67182 | 30740.5556 | 0.15355 | 0.59675 | 0.021082 | 0.61783 | 200.4736 | 24899.85 | 0.67182 | 30740.5556 | 0.15355 | 0.98489 | 0.021082 | 1.006 | 326.4179 | 24899.85 | 0.67182 | 32046.139 | 0.15355 | 0.07256 | 0.90238 | 0.031045 | 0.93343 | 302.8795 | 24899.85 | 0.67182 | 32170.3488 | 0.0042 | 0.6245 | 0.00057666 | 0.62508 | 202.9452 | 24899.85 | 0.67182 | 29748.9247 | 0.0042 | 0.95312 | 0.00057666 | 0.95369 | 309.5744 | 24899.85 | 0.67182 | 31360.0126 | 0.0042 | 0.07256 | 0.88306 | 0.010539 | 0.8936 | 290.0758
01/23 04:00:00 | 44.06 | 6.7 | 62.82% | 0.97459 | 36121.741 | 1.0537 | 3.7934 | 3.7554 | 3.3799 | 0.64462 | 2.0191 | 0.27723 | 102.1581 | 0.97459 | 36121.741 | 1.0537 | 4.1095 | 4.0684 | 3.4581 | 0.68933 | 2.1103 | 0.28975 | 99.7572 | 23284.6741 | 0.62824 | 28746.5112 | 0.14359 | 0.55804 | 0.019715 | 0.57775 | 201.0514 | 23284.6741 | 0.62824 | 28746.5112 | 0.14359 | 0.921 | 0.019715 | 0.94071 | 327.3586 | 23284.6741 | 0.62824 | 29967.4055 | 0.14359 | 0.067853 | 0.84385 | 0.029031 | 0.87288 | 303.7524 | 23284.6741 | 0.62824 | 30083.5583 | 0.0042 | 0.58399 | 0.00057666 | 0.58457 | 203.5298 | 23284.6741 | 0.62824 | 27819.2044 | 0.0042 | 0.89129 | 0.00057666 | 0.89187 | 310.4663 | 23284.6741 | 0.62824 | 29325.786 | 0.0042 | 0.067853 | 0.82578 | 0.0098929 | 0.83567 | 290.9114
01/23 05:00:00 | 44.06 | 6.7 | 58.21% | 0.97459 | 36121.741 | 1.0537 | 3.7934 | 3.7554 | 3.3799 | 0.59724 | 1.8707 | 0.25685 | 102.415 | 0.97459 | 36121.741 | 1.0537 | 4.1095 | 4.0684 | 3.4581 | 0.59724 | 1.8284 | 0.25104 | 100.0083 | 21573.2739 | 0.58206 | 26633.6715 | 0.13304 | 0.51702 | 0.018266 | 0.53529 | 201.5867 | 21573.2739 | 0.58206 | 26633.6715 | 0.13304 | 0.85331 | 0.018266 | 0.87157 | 328.2302 | 21573.2739 | 0.58206 | 27764.8313 | 0.13304 | 0.062866 | 0.78183 | 0.026897 | 0.80872 | 304.5611 | 21573.2739 | 0.58206 | 27872.4469 | 0.0042 | 0.54107 | 0.00057666 | 0.54165 | 204.0714 | 21573.2739 | 0.58206 | 25774.5208 | 0.0042 | 0.82578 | 0.00057666 | 0.82636 | 311.2926 | 21573.2739 | 0.58206 | 27170.3702 | 0.0042 | 0.062866 | 0.76509 | 0.0092081 | 0.77429 | 291.6857
01/23 06:00:00 | 44.06 | 6.7 | 53.74% | 0.97459 | 36121.741 | 1.0537 | 3.7934 | 3.7554 | 3.3799 | 0.55143 | 1.7272 | 0.23715 | 102.6521 | 0.97459 | 36121.741 | 1.0537 | 4.1095 | 4.0684 | 3.4581 | 0.59724 | 1.8284 | 0.25104 | 100.2593 | 19918.4871 | 0.53742 | 24590.7248 | 0.12283 | 0.47736 | 0.016865 | 0.49423 | 202.0809 | 19918.4871 | 0.53742 | 24590.7248 | 0.12283 | 0.78785 | 0.016865 | 0.80472 | 329.0349 | 19918.4871 | 0.53742 | 25635.1185 | 0.12283 | 0.058044 | 0.72186 | 0.024834 | 0.74669 | 305.3078 | 19918.4871 | 0.53742 | 25734.4794 | 0.0042 | 0.49957 | 0.00057666 | 0.50014 | 204.5716 | 19918.4871 | 0.53742 | 23797.4756 | 0.0042 | 0.76244 | 0.00057666 | 0.76302 | 312.0556 | 19918.4871 | 0.53742 | 25086.2557 | 0.0042 | 0.058044 | 0.7064 | 0.0085461 | 0.71495 | 292.4007
01/23 07:00:00 | 44.06 | 6.7 | 50.78% | 0.97459 | 36121.741 | 1.0537 | 3.7934 | 3.7554 | 3.3799 | 0.52104 | 1.632 | 0.22408 | 102.8762 | 0.97459 | 36121.741 | 1.0537 | 4.1095 | 4.0684 | 3.4581 | 0.52104 | 1.5951 | 0.21901 | 100.4783 | 18820.8807 | 0.5078 | 23235.6551 | 0.11606 | 0.45106 | 0.015935 | 0.46699 | 202.5479 | 18820.8807 | 0.5078 | 23235.6551 | 0.11606 | 0.74444 | 0.015935 | 0.76037 | 329.7953 | 18820.8807 | 0.5078 | 24222.4976 | 0.11606 | 0.054845 | 0.68208 | 0.023466 | 0.70554 | 306.0134 | 18820.8807 | 0.5078 | 24316.3833 | 0.0042 | 0.47204 | 0.00057666 | 0.47261 | 205.0442 | 18820.8807 | 0.5078 | 22486.1179 | 0.0042 | 0.72043 | 0.00057666 | 0.721 | 312.7766 | 18820.8807 | 0.5078 | 23703.8799 | 0.0042 | 0.054845 | 0.66747 | 0.0081069 | 0.67558 | 293.0763
01/23 08:00:00 | 46.04 | 7.8 | 48.35% | 1.0055 | 37267.2853 | 1.0695 | 3.8501 | 3.8223 | 3.4401 | 0.48089 | 1.5268 | 0.20964 | 103.0858 | 1.0055 | 37267.2853 | 1.0695 | 4.1709 | 4.1409 | 3.5197 | 0.50502 | 1.5672 | 0.21517 | 100.6935 | 17921.5728 | 0.48354 | 22125.3985 | 0.11052 | 0.42951 | 0.015174 | 0.44468 | 202.9926 | 17921.5728 | 0.48354 | 22125.3985 | 0.11052 | 0.70887 | 0.015174 | 0.72404 | 330.5194 | 17921.5728 | 0.48354 | 23065.0872 | 0.11052 | 0.052225 | 0.64949 | 0.022344 | 0.67183 | 306.6852 | 17921.5728 | 0.48354 | 23154.4868 | 0.0042 | 0.44948 | 0.00057666 | 0.45006 | 205.4942 | 17921.5728 | 0.48354 | 21411.6759 | 0.0042 | 0.686 | 0.00057666 | 0.68658 | 313.4632 | 17921.5728 | 0.48354 | 22571.2503 | 0.0042 | 0.052225 | 0.63558 | 0.0077471 | 0.64333 | 293.7196
01/23 09:00:00 | 48.02 | 8.9 | 43.85% | 1.0369 | 38430.0045 | 1.0836 | 3.9008 | 3.8874 | 3.4987 | 0.42289 | 1.3614 | 0.18692 | 103.2727 | 1.0369 | 38430.0045 | 1.0836 | 4.2259 | 4.2114 | 3.5797 | 0.42289 | 1.3306 | 0.18269 | 100.8762 | 16251.6596 | 0.43848 | 20063.7773 | 0.10022 | 0.38948 | 0.01376 | 0.40324 | 203.3958 | 16251.6596 | 0.43848 | 20063.7773 | 0.10022 | 0.64282 | 0.01376 | 0.65658 | 331.1759 | 16251.6596 | 0.43848 | 20915.9069 | 0.10022 | 0.047358 | 0.58897 | 0.020262 | 0.60923 | 307.2944 | 16251.6596 | 0.43848 | 20996.9763 | 0.0042 | 0.4076 | 0.00057666 | 0.40818 | 205.9024 | 16251.6596 | 0.43848 | 19416.5587 | 0.0042 | 0.62208 | 0.00057666 | 0.62266 | 314.0859 | 16251.6596 | 0.43848 | 20468.0852 | 0.0042 | 0.047358 | 0.57636 | 0.007079 | 0.58344 | 294.303
01/23 10:00:00 | 51.08 | 10.6 | 37.15% | 1.0863 | 40260.7161 | 1.1018 | 3.9664 | 3.9846 | 3.5861 | 0.342 | 1.1253 | 0.15451 | 103.4272 | 1.0863 | 40260.7161 | 1.1018 | 4.2969 | 4.3166 | 3.6692 | 0.40366 | 1.2981 | 0.17824 | 101.0544 | 13769.3256 | 0.37151 | 16999.1674 | 0.084911 | 0.32999 | 0.011658 | 0.34165 | 203.7375 | 13769.3256 | 0.37151 | 16999.1674 | 0.084911 | 0.54463 | 0.011658 | 0.55629 | 331.7322 | 13769.3256 | 0.37151 | 17721.1397 | 0.084911 | 0.040125 | 0.49901 | 0.017167 | 0.51617 | 307.8106 | 13769.3256 | 0.37151 | 17789.8263 | 0.0042 | 0.34534 | 0.00057666 | 0.34592 | 206.2483 | 13769.3256 | 0.37151 | 16450.8071 | 0.0042 | 0.52706 | 0.00057666 | 0.52764 | 314.6135 | 13769.3256 | 0.37151 | 17341.7199 | 0.0042 | 0.040125 | 0.48832 | 0.0060858 | 0.49441 | 294.7974
01/23 11:00:00 | 53.6 | 12 | 36.13% | 1.1278 | 41799.1623 | 1.1132 | 4.0075 | 4.0616 | 3.6554 | 0.32032 | 1.0735 | 0.14739 | 103.5746 | 1.1278 | 41799.1623 | 1.1132 | 4.3415 | 4.4001 | 3.7401 | 0.32032 | 1.0492 | 0.14406 | 101.1985 | 13389.1933 | 0.36125 | 16529.8683 | 0.082567 | 0.32088 | 0.011336 | 0.33222 | 204.0697 | 13389.1933 | 0.36125 | 16529.8683 | 0.082567 | 0.52959 | 0.011336 | 0.54093 | 332.2731 | 13389.1933 | 0.36125 | 17231.909 | 0.082567 | 0.039017 | 0.48523 | 0.016693 | 0.50192 | 308.3125 | 13389.1933 | 0.36125 | 17298.6993 | 0.0042 | 0.33581 | 0.00057666 | 0.33638 | 206.5847 | 13389.1933 | 0.36125 | 15996.6467 | 0.0042 | 0.51251 | 0.00057666 | 0.51309 | 315.1266 | 13389.1933 | 0.36125 | 16862.9638 | 0.0042 | 0.039017 | 0.47484 | 0.0059337 | 0.48078 | 295.2782
01/23 12:00:00 | 55.04 | 12.8 | 31.96% | 1.1518 | 42690.7653 | 1.1182 | 4.0255 | 4.1045 | 3.694 | 0.27745 | 0.93974 | 0.12903 | 103.7037 | 1.1518 | 42690.7653 | 1.1182 | 4.3609 | 4.4465 | 3.7795 | 0.31363 | 1.0383 | 0.14255 | 101.341 | 11844.5259 | 0.31957 | 14622.8715 | 0.073041 | 0.28386 | 0.010029 | 0.29389 | 204.3636 | 11844.5259 | 0.31957 | 14622.8715 | 0.073041 | 0.4685 | 0.010029 | 0.47853 | 332.7517 | 11844.5259 | 0.31957 | 15243.9201 | 0.073041 | 0.034516 | 0.42925 | 0.014768 | 0.44402 | 308.7565 | 11844.5259 | 0.31957 | 15303.005 | 0.0042 | 0.29707 | 0.00057666 | 0.29764 | 206.8824 | 11844.5259 | 0.31957 | 14151.1659 | 0.0042 | 0.45338 | 0.00057666 | 0.45396 | 315.5806 | 11844.5259 | 0.31957 | 14917.5389 | 0.0042 | 0.034516 | 0.42006 | 0.0053157 | 0.42538 | 295.7036
01/23 13:00:00 | 55.94 | 13.3 | 24.37% | 1.167 | 43252.6302 | 1.1207 | 4.0346 | 4.1309 | 3.7178 | 0.20882 | 0.712 | 0.097758 | 103.8014 | 1.167 | 43252.6302 | 1.1207 | 4.3708 | 4.4751 | 3.8039 | 0.20882 | 0.69589 | 0.095546 | 101.4366 | 9031.8478 | 0.24369 | 11150.4294 | 0.055696 | 0.21646 | 0.0076471 | 0.2241 | 204.5877 | 9031.8478 | 0.24369 | 11150.4294 | 0.055696 | 0.35724 | 0.0076471 | 0.36489 | 333.1166 | 9031.8478 | 0.24369 | 11623.9997 | 0.055696 | 0.026319 | 0.32732 | 0.011261 | 0.33858 | 309.0951 | 9031.8478 | 0.24369 | 11669.054 | 0.0042 | 0.22652 | 0.00057666 | 0.2271 | 207.1095 | 9031.8478 | 0.24369 | 10790.7381 | 0.0042 | 0.34572 | 0.00057666 | 0.3463 | 315.9269 | 9031.8478 | 0.24369 | 11375.1231 | 0.0042 | 0.026319 | 0.32031 | 0.0041903 | 0.3245 | 296.0281
01/23 14:00:00 | 53.96 | 12.2 | 20.55% | 1.1338 | 42021.2114 | 1.1146 | 4.0124 | 4.0724 | 3.6652 | 0.18127 | 0.60912 | 0.083632 | 103.885 | 1.1338 | 42021.2114 | 1.1146 | 4.3467 | 4.4118 | 3.75 | 0.21494 | 0.70589 | 0.096918 | 101.5335 | 7617.3814 | 0.20552 | 9404.1745 | 0.046974 | 0.18256 | 0.0064495 | 0.18901 | 204.7767 | 7617.3814 | 0.20552 | 9404.1745 | 0.046974 | 0.3013 | 0.0064495 | 0.30775 | 333.4243 | 7617.3814 | 0.20552 | 9803.5796 | 0.046974 | 0.022198 | 0.27606 | 0.0094972 | 0.28555 | 309.3807 | 7617.3814 | 0.20552 | 9841.578 | 0.0042 | 0.19105 | 0.00057666 | 0.19162 | 207.3011 | 7617.3814 | 0.20552 | 9100.8141 | 0.0042 | 0.29158 | 0.00057666 | 0.29215 | 316.219 | 7617.3814 | 0.20552 | 9593.6793 | 0.0042 | 0.022198 | 0.27015 | 0.0036244 | 0.27377 | 296.3019
01/23 15:00:00 | 53.96 | 12.2 | 24.52% | 1.1338 | 42021.2114 | 1.1146 | 4.0124 | 4.0724 | 3.6652 | 0.21624 | 0.72662 | 0.099765 | 103.9848 | 1.1338 | 42021.2114 | 1.1146 | 4.3467 | 4.4118 | 3.75 | 0.21624 | 0.71018 | 0.097508 | 101.631 | 9086.7924 | 0.24517 | 11218.2622 | 0.056035 | 0.21777 | 0.0076936 | 0.22547 | 205.0021 | 9086.7924 | 0.24517 | 11218.2622 | 0.056035 | 0.35942 | 0.0076936 | 0.36711 | 333.7914 | 9086.7924 | 0.24517 | 11694.7135 | 0.056035 | 0.026479 | 0.32931 | 0.011329 | 0.34064 | 309.7213 | 9086.7924 | 0.24517 | 11740.0418 | 0.0042 | 0.2279 | 0.00057666 | 0.22848 | 207.5296 | 9086.7924 | 0.24517 | 10856.3827 | 0.0042 | 0.34782 | 0.00057666 | 0.3484 | 316.5674 | 9086.7924 | 0.24517 | 11444.3229 | 0.0042 | 0.026479 | 0.32226 | 0.0042123 | 0.32647 | 296.6283
01/23 16:00:00 | 53.06 | 11.7 | 27.14% | 1.1188 | 41467.1533 | 1.111 | 3.9997 | 4.0453 | 3.6408 | 0.24256 | 0.8097 | 0.11117 | 104.096 | 1.1188 | 41467.1533 | 1.111 | 4.333 | 4.3824 | 3.7251 | 0.21913 | 0.71494 | 0.098161 | 101.7292 | 10058.3594 | 0.27138 | 12417.7277 | 0.062027 | 0.24106 | 0.0085162 | 0.24957 | 205.2517 | 10058.3594 | 0.27138 | 12417.7277 | 0.062027 | 0.39785 | 0.0085162 | 0.40636 | 334.1978 | 10058.3594 | 0.27138 | 12945.1215 | 0.062027 | 0.029311 | 0.36452 | 0.012541 | 0.37706 | 310.0984 | 10058.3594 | 0.27138 | 12995.2964 | 0.0042 | 0.25227 | 0.00057666 | 0.25285 | 207.7824 | 10058.3594 | 0.27138 | 12017.1558 | 0.0042 | 0.38501 | 0.00057666 | 0.38559 | 316.953 | 10058.3594 | 0.27138 | 12667.959 | 0.0042 | 0.029311 | 0.35672 | 0.004601 | 0.36132 | 296.9897
01/23 17:00:00 | 53.06 | 11.7 | 30.31% | 1.1188 | 41467.1533 | 1.111 | 3.9997 | 4.0453 | 3.6408 | 0.27092 | 0.90435 | 0.12417 | 104.2202 | 1.1188 | 41467.1533 | 1.111 | 4.333 | 4.3824 | 3.7251 | 0.27092 | 0.88389 | 0.12136 | 101.8505 | 11234.164 | 0.30311 | 13869.3382 | 0.069277 | 0.26924 | 0.0095118 | 0.27875 | 205.5305 | 11234.164 | 0.30311 | 13869.3382 | 0.069277 | 0.44436 | 0.0095118 | 0.45387 | 334.6517 | 11234.164 | 0.30311 | 14458.3835 | 0.069277 | 0.032737 | 0.40713 | 0.014007 | 0.42114 | 310.5195 | 11234.164 | 0.30311 | 14514.4237 | 0.0042 | 0.28176 | 0.00057666 | 0.28234 | 208.0647 | 11234.164 | 0.30311 | 13421.9402 | 0.0042 | 0.43002 | 0.00057666 | 0.4306 | 317.3836 | 11234.164 | 0.30311 | 14148.8211 | 0.0042 | 0.032737 | 0.39841 | 0.0050715 | 0.40349 | 297.3931
01/23 18:00:00 | 53.06 | 11.7 | 28% | 1.1188 | 41467.1533 | 1.111 | 3.9997 | 4.0453 | 3.6408 | 0.25028 | 0.83545 | 0.11471 | 104.3349 | 1.1188 | 41467.1533 | 1.111 | 4.333 | 4.3824 | 3.7251 | 0.27092 | 0.88389 | 0.12136 | 101.9719 | 10378.2534 | 0.28001 | 12812.6585 | 0.063999 | 0.24872 | 0.0087871 | 0.25751 | 205.788 | 10378.2534 | 0.28001 | 12812.6585 | 0.063999 | 0.4105 | 0.0087871 | 0.41929 | 335.0709 | 10378.2534 | 0.28001 | 13356.8255 | 0.063999 | 0.030243 | 0.37611 | 0.012939 | 0.38905 | 310.9086 | 10378.2534 | 0.28001 | 13408.5962 | 0.0042 | 0.26029 | 0.00057666 | 0.26087 | 208.3256 | 10378.2534 | 0.28001 | 12399.347 | 0.0042 | 0.39726 | 0.00057666 | 0.39784 | 317.7814 | 10378.2534 | 0.28001 | 13070.8481 | 0.0042 | 0.030243 | 0.36806 | 0.004729 | 0.37279 | 297.7659
01/23 19:00:00 | 51.98 | 11.1 | 25.25% | 1.101 | 40806.9675 | 1.1062 | 3.9825 | 4.0124 | 3.6112 | 0.22937 | 0.75966 | 0.1043 | 104.4392 | 1.101 | 40806.9675 | 1.1062 | 4.3143 | 4.3468 | 3.6948 | 0.22937 | 0.74247 | 0.10194 | 102.0738 | 9359.9829 | 0.25254 | 11555.5344 | 0.05772 | 0.22432 | 0.0079249 | 0.23224 | 206.0202 | 9359.9829 | 0.25254 | 11555.5344 | 0.05772 | 0.37022 | 0.0079249 | 0.37815 | 335.4491 | 9359.9829 | 0.25254 | 12046.31 | 0.05772 | 0.027276 | 0.33921 | 0.01167 | 0.35088 | 311.2594 | 9359.9829 | 0.25254 | 12093.0011 | 0.0042 | 0.23475 | 0.00057666 | 0.23533 | 208.5609 | 9359.9829 | 0.25254 | 11182.7752 | 0.0042 | 0.35828 | 0.00057666 | 0.35886 | 318.1403 | 9359.9829 | 0.25254 | 11788.3915 | 0.0042 | 0.027276 | 0.33195 | 0.0043216 | 0.33627 | 298.1022
01/23 20:00:00 | 53.06 | 11.7 | 21.65% | 1.1188 | 41467.1533 | 1.111 | 3.9997 | 4.0453 | 3.6408 | 0.19347 | 0.64582 | 0.08867 | 104.5278 | 1.1188 | 41467.1533 | 1.111 | 4.333 | 4.3824 | 3.7251 | 0.22572 | 0.73643 | 0.10111 | 102.1749 | 8022.5593 | 0.21645 | 9904.3942 | 0.049472 | 0.19227 | 0.0067926 | 0.19906 | 206.2193 | 8022.5593 | 0.21645 | 9904.3942 | 0.049472 | 0.31732 | 0.0067926 | 0.32412 | 335.7732 | 8022.5593 | 0.21645 | 10325.0441 | 0.049472 | 0.023378 | 0.29074 | 0.010002 | 0.30074 | 311.5602 | 8022.5593 | 0.21645 | 10365.0637 | 0.0042 | 0.20121 | 0.00057666 | 0.20179 | 208.7627 | 8022.5593 | 0.21645 | 9584.8976 | 0.0042 | 0.30709 | 0.00057666 | 0.30766 | 318.448 | 8022.5593 | 0.21645 | 10103.9789 | 0.0042 | 0.023378 | 0.28452 | 0.0037865 | 0.2883 | 298.3905
01/23 21:00:00 | 53.06 | 11.7 | 20.36% | 1.1188 | 41467.1533 | 1.111 | 3.9997 | 4.0453 | 3.6408 | 0.18199 | 0.60751 | 0.083411 | 104.6112 | 1.1188 | 41467.1533 | 1.111 | 4.333 | 4.3824 | 3.7251 | 0.18199 | 0.59377 | 0.081524 | 102.2565 | 7546.7218 | 0.20362 | 9316.9405 | 0.046538 | 0.18086 | 0.0063897 | 0.18725 | 206.4065 | 7546.7218 | 0.20362 | 9316.9405 | 0.046538 | 0.2985 | 0.0063897 | 0.30489 | 336.0781 | 7546.7218 | 0.20362 | 9712.6407 | 0.046538 | 0.021992 | 0.2735 | 0.0094091 | 0.28291 | 311.8431 | 7546.7218 | 0.20362 | 9750.2866 | 0.0042 | 0.18928 | 0.00057666 | 0.18985 | 208.9526 | 7546.7218 | 0.20362 | 9016.394 | 0.0042 | 0.28887 | 0.00057666 | 0.28945 | 318.7374 | 7546.7218 | 0.20362 | 9504.6874 | 0.0042 | 0.021992 | 0.26764 | 0.0035961 | 0.27124 | 298.6617
01/23 22:00:00 | 53.06 | 11.7 | 20.94% | 1.1188 | 41467.1533 | 1.111 | 3.9997 | 4.0453 | 3.6408 | 0.18718 | 0.62483 | 0.085789 | 104.697 | 1.1188 | 41467.1533 | 1.111 | 4.333 | 4.3824 | 3.7251 | 0.18199 | 0.59377 | 0.081524 | 102.338 | 7761.8626 | 0.20942 | 9582.5465 | 0.047865 | 0.18602 | 0.0065718 | 0.19259 | 206.5991 | 7761.8626 | 0.20942 | 9582.5465 | 0.047865 | 0.30701 | 0.0065718 | 0.31358 | 336.3917 | 7761.8626 | 0.20942 | 9989.5272 | 0.047865 | 0.022619 | 0.28129 | 0.0096774 | 0.29097 | 312.1341 | 7761.8626 | 0.20942 | 10028.2463 | 0.0042 | 0.19467 | 0.00057666 | 0.19525 | 209.1478 | 7761.8626 | 0.20942 | 9273.4321 | 0.0042 | 0.29711 | 0.00057666 | 0.29769 | 319.0351 | 7761.8626 | 0.20942 | 9775.6456 | 0.0042 | 0.022619 | 0.27527 | 0.0036822 | 0.27895 | 298.9407
01/23 23:00:00 | 51.98 | 11.1 | 24.59% | 1.101 | 40806.9675 | 1.1062 | 3.9825 | 4.0124 | 3.6112 | 0.22338 | 0.73982 | 0.10158 | 104.7986 | 1.101 | 40806.9675 | 1.1062 | 4.3143 | 4.3468 | 3.6948 | 0.22338 | 0.72308 | 0.099279 | 102.4373 | 9115.5343 | 0.24594 | 11253.746 | 0.056212 | 0.21846 | 0.007718 | 0.22618 | 206.8253 | 9115.5343 | 0.24594 | 11253.746 | 0.056212 | 0.36056 | 0.007718 | 0.36827 | 336.76 | 9115.5343 | 0.24594 | 11731.7044 | 0.056212 | 0.026563 | 0.33035 | 0.011365 | 0.34172 | 312.4758 | 9115.5343 | 0.24594 | 11777.1761 | 0.0042 | 0.22862 | 0.00057666 | 0.2292 | 209.377 | 9115.5343 | 0.24594 | 10890.722 | 0.0042 | 0.34892 | 0.00057666 | 0.3495 | 319.3846 | 9115.5343 | 0.24594 | 11480.5218 | 0.0042 | 0.026563 | 0.32328 | 0.0042238 | 0.3275 | 299.2682
01/23 24:00:00 | 51.98 | 11.1 | 27.19% | 1.101 | 40806.9675 | 1.1062 | 3.9825 | 4.0124 | 3.6112 | 0.24699 | 0.81801 | 0.11231 | 104.9109 | 1.101 | 40806.9675 | 1.1062 | 4.3143 | 4.3468 | 3.6948 | 0.22338 | 0.72308 | 0.099279 | 102.5365 | 10078.8828 | 0.27194 | 12443.0652 | 0.062153 | 0.24155 | 0.0085336 | 0.25008 | 207.0754 | 10078.8828 | 0.27194 | 12443.0652 | 0.062153 | 0.39866 | 0.0085336 | 0.40719 | 337.1672 | 10078.8828 | 0.27194 | 12971.5351 | 0.062153 | 0.02937 | 0.36526 | 0.012566 | 0.37783 | 312.8536 | 10078.8828 | 0.27194 | 13021.8124 | 0.0042 | 0.25278 | 0.00057666 | 0.25336 | 209.6304 | 10078.8828 | 0.27194 | 12041.676 | 0.0042 | 0.3858 | 0.00057666 | 0.38638 | 319.771 | 10078.8828 | 0.27194 | 12693.8071 | 0.0042 | 0.02937 | 0.35744 | 0.0046092 | 0.36205 | 299.6302
01/24 01:00:00 | 51.98 | 11.1 | 28.33% | 1.101 | 40806.9675 | 1.1062 | 3.9825 | 4.0124 | 3.6112 | 0.2573 | 0.85214 | 0.117 | 105.0279 | 1.101 | 40806.9675 | 1.1062 | 4.3143 | 4.3468 | 3.6948 | 0.2573 | 0.83286 | 0.11435 | 102.6509 | 10499.4832 | 0.28328 | 12962.3249 | 0.064747 | 0.25163 | 0.0088897 | 0.26052 | 207.3359 | 10499.4832 | 0.28328 | 12962.3249 | 0.064747 | 0.4153 | 0.0088897 | 0.42419 | 337.5913 | 10499.4832 | 0.28328 | 13512.8484 | 0.064747 | 0.030596 | 0.38051 | 0.013091 | 0.3936 | 313.2472 | 10499.4832 | 0.28328 | 13565.2238 | 0.0042 | 0.26333 | 0.00057666 | 0.26391 | 209.8943 | 10499.4832 | 0.28328 | 12544.1854 | 0.0042 | 0.4019 | 0.00057666 | 0.40248 | 320.1734 | 10499.4832 | 0.28328 | 13223.5305 | 0.0042 | 0.030596 | 0.37236 | 0.0047775 | 0.37714 | 300.0074
01/24 02:00:00 | 53.06 | 11.7 | 29.76% | 1.1188 | 41467.1533 | 1.111 | 3.9997 | 4.0453 | 3.6408 | 0.26603 | 0.88804 | 0.12193 | 105.1498 | 1.1188 | 41467.1533 | 1.111 | 4.333 | 4.3824 | 3.7251 | 0.2532 | 0.82609 | 0.11342 | 102.7643 | 11031.516 | 0.29764 | 13619.1556 | 0.068028 | 0.26438 | 0.0093402 | 0.27372 | 207.6096 | 11031.516 | 0.29764 | 13619.1556 | 0.068028 | 0.43634 | 0.0093402 | 0.44568 | 338.037 | 11031.516 | 0.29764 | 14197.5753 | 0.068028 | 0.032147 | 0.39979 | 0.013754 | 0.41354 | 313.6607 | 11031.516 | 0.29764 | 14252.6047 | 0.0042 | 0.27668 | 0.00057666 | 0.27725 | 210.1715 | 11031.516 | 0.29764 | 13179.828 | 0.0042 | 0.42226 | 0.00057666 | 0.42284 | 320.5963 | 11031.516 | 0.29764 | 13893.597 | 0.0042 | 0.032147 | 0.39123 | 0.0049904 | 0.39622 | 300.4036
01/24 03:00:00 | 48.02 | 8.9 | 40.49% | 1.0369 | 38430.0045 | 1.0836 | 3.9008 | 3.8874 | 3.4987 | 0.39053 | 1.2572 | 0.17261 | 105.3225 | 1.0369 | 38430.0045 | 1.0836 | 4.2259 | 4.2114 | 3.5797 | 0.39053 | 1.2288 | 0.16871 | 102.933 | 15007.9072 | 0.40492 | 18528.2805 | 0.092549 | 0.35968 | 0.012707 | 0.37238 | 207.982 | 15007.9072 | 0.40492 | 18528.2805 | 0.092549 | 0.59362 | 0.012707 | 0.60633 | 338.6433 | 15007.9072 | 0.40492 | 19315.1959 | 0.092549 | 0.043734 | 0.54389 | 0.018712 | 0.56261 | 314.2233 | 15007.9072 | 0.40492 | 19390.061 | 0.0042 | 0.37641 | 0.00057666 | 0.37698 | 210.5485 | 15007.9072 | 0.40492 | 17930.594 | 0.0042 | 0.57447 | 0.00057666 | 0.57505 | 321.1713 | 15007.9072 | 0.40492 | 18901.6463 | 0.0042 | 0.043734 | 0.53225 | 0.0065813 | 0.53883 | 300.9424
01/24 04:00:00 | 44.06 | 6.7 | 46.6% | 0.97459 | 36121.741 | 1.0537 | 3.7934 | 3.7554 | 3.3799 | 0.47814 | 1.4977 | 0.20563 | 105.5281 | 0.97459 | 36121.741 | 1.0537 | 4.1095 | 4.0684 | 3.4581 | 0.41548 | 1.272 | 0.17464 | 103.1077 | 17271.3873 | 0.46599 | 21322.7003 | 0.10651 | 0.41392 | 0.014623 | 0.42855 | 208.4106 | 17271.3873 | 0.46599 | 21322.7003 | 0.10651 | 0.68315 | 0.014623 | 0.69777 | 339.3411 | 17271.3873 | 0.46599 | 22228.2976 | 0.10651 | 0.05033 | 0.62592 | 0.021534 | 0.64746 | 314.8708 | 17271.3873 | 0.46599 | 22314.4538 | 0.0042 | 0.43318 | 0.00057666 | 0.43375 | 210.9823 | 17271.3873 | 0.46599 | 20634.8713 | 0.0042 | 0.66111 | 0.00057666 | 0.66169 | 321.833 | 17271.3873 | 0.46599 | 21752.3769 | 0.0042 | 0.05033 | 0.61252 | 0.007487 | 0.62001 | 301.5624
01/24 05:00:00 | 37.76 | 3.2 | 58.75% | 0.87933 | 32591.0902 | 0.99448 | 3.5801 | 3.5302 | 3.1772 | 0.66817 | 2.0088 | 0.27581 | 105.8039 | 0.87933 | 32591.0902 | 0.99448 | 3.8785 | 3.8244 | 3.2507 | 0.66817 | 1.9633 | 0.26957 | 103.3772 | 21776.2797 | 0.58754 | 26884.2959 | 0.13429 | 0.52189 | 0.018438 | 0.54032 | 208.9509 | 21776.2797 | 0.58754 | 26884.2959 | 0.13429 | 0.86134 | 0.018438 | 0.87977 | 340.2209 | 21776.2797 | 0.58754 | 28026.1 | 0.13429 | 0.063457 | 0.78918 | 0.02715 | 0.81633 | 315.6871 | 21776.2797 | 0.58754 | 28134.7283 | 0.0042 | 0.54616 | 0.00057666 | 0.54674 | 211.529 | 21776.2797 | 0.58754 | 26017.0605 | 0.0042 | 0.83355 | 0.00057666 | 0.83413 | 322.6671 | 21776.2797 | 0.58754 | 27426.0449 | 0.0042 | 0.063457 | 0.77229 | 0.0092894 | 0.78158 | 302.344
01/24 06:00:00 | 37.58 | 3.1 | 73.86% | 0.87668 | 32492.7695 | 0.99262 | 3.5734 | 3.5235 | 3.1711 | 0.84245 | 2.5299 | 0.34736 | 106.1513 | 0.87668 | 32492.7695 | 0.99262 | 3.8712 | 3.8171 | 3.2445 | 0.67019 | 1.9671 | 0.27008 | 103.6473 | 27373.5793 | 0.73856 | 33794.5423 | 0.1688 | 0.65603 | 0.023177 | 0.67921 | 209.6301 | 27373.5793 | 0.73856 | 33794.5423 | 0.1688 | 1.0827 | 0.023177 | 1.1059 | 341.3268 | 27373.5793 | 0.73856 | 35229.8318 | 0.1688 | 0.079768 | 0.99203 | 0.034129 | 1.0262 | 316.7133 | 27373.5793 | 0.73856 | 35366.3815 | 0.0042 | 0.68654 | 0.00057666 | 0.68712 | 212.2161 | 27373.5793 | 0.73856 | 32704.3958 | 0.0042 | 1.0478 | 0.00057666 | 1.0484 | 323.7155 | 27373.5793 | 0.73856 | 34475.5406 | 0.0042 | 0.079768 | 0.97079 | 0.011529 | 0.98232 | 303.3263
01/24 07:00:00 | 38.12 | 3.4 | 81.74% | 0.88465 | 32788.1577 | 0.99818 | 3.5934 | 3.5436 | 3.1892 | 0.92396 | 2.7841 | 0.38225 | 106.5335 | 0.88465 | 32788.1577 | 0.99818 | 3.8929 | 3.8389 | 3.263 | 0.92396 | 2.7211 | 0.3736 | 104.0209 | 30294.9759 | 0.81738 | 37401.2048 | 0.18682 | 0.72604 | 0.02565 | 0.75169 | 210.3818 | 30294.9759 | 0.81738 | 37401.2048 | 0.18682 | 1.1983 | 0.02565 | 1.2239 | 342.5507 | 30294.9759 | 0.81738 | 38989.673 | 0.18682 | 0.088281 | 1.0979 | 0.037771 | 1.1357 | 317.849 | 30294.9759 | 0.81738 | 39140.7958 | 0.0042 | 0.75981 | 0.00057666 | 0.76039 | 212.9765 | 30294.9759 | 0.81738 | 36194.7144 | 0.0042 | 1.1596 | 0.00057666 | 1.1602 | 324.8757 | 30294.9759 | 0.81738 | 38154.8815 | 0.0042 | 0.088281 | 1.0744 | 0.012698 | 1.0871 | 304.4134
01/24 08:00:00 | 37.94 | 3.3 | 85.07% | 0.88199 | 32689.553 | 0.99634 | 3.5868 | 3.5369 | 3.1832 | 0.96448 | 2.9029 | 0.39857 | 106.9321 | 0.88199 | 32689.553 | 0.99634 | 3.8857 | 3.8316 | 3.2569 | 0.92675 | 2.7262 | 0.37431 | 104.3952 | 31528.4629 | 0.85066 | 38924.0282 | 0.19443 | 0.75561 | 0.026695 | 0.7823 | 211.1641 | 31528.4629 | 0.85066 | 38924.0282 | 0.19443 | 1.2471 | 0.026695 | 1.2738 | 343.8245 | 31528.4629 | 0.85066 | 40577.1723 | 0.19443 | 0.091876 | 1.1426 | 0.039309 | 1.1819 | 319.0309 | 31528.4629 | 0.85066 | 40734.4481 | 0.0042 | 0.79075 | 0.00057666 | 0.79133 | 213.7679 | 31528.4629 | 0.85066 | 37668.4144 | 0.0042 | 1.2068 | 0.00057666 | 1.2074 | 326.0832 | 31528.4629 | 0.85066 | 39708.3915 | 0.0042 | 0.091876 | 1.1181 | 0.013191 | 1.1313 | 305.5448
01/24 09:00:00 | 37.58 | 3.1 | 83.73% | 0.87668 | 32492.7695 | 0.99262 | 3.5734 | 3.5235 | 3.1711 | 0.9551 | 2.8682 | 0.3938 | 107.3259 | 0.87668 | 32492.7695 | 0.99262 | 3.8712 | 3.8171 | 3.2445 | 0.9551 | 2.8033 | 0.38489 | 104.7801 | 31033.7147 | 0.83731 | 38313.228 | 0.19137 | 0.74375 | 0.026276 | 0.77002 | 211.9341 | 31033.7147 | 0.83731 | 38313.228 | 0.19137 | 1.2275 | 0.026276 | 1.2538 | 345.0783 | 31033.7147 | 0.83731 | 39940.4307 | 0.19137 | 0.090434 | 1.1247 | 0.038692 | 1.1634 | 320.1943 | 31033.7147 | 0.83731 | 40095.2386 | 0.0042 | 0.77834 | 0.00057666 | 0.77892 | 214.5468 | 31033.7147 | 0.83731 | 37077.3174 | 0.0042 | 1.1879 | 0.00057666 | 1.1885 | 327.2716 | 31033.7147 | 0.83731 | 39085.283 | 0.0042 | 0.090434 | 1.1006 | 0.012993 | 1.1136 | 306.6584
01/24 10:00:00 | 35.96 | 2.2 | 84.13% | 0.85298 | 31614.2697 | 0.97555 | 3.512 | 3.4625 | 3.1162 | 0.98635 | 2.9328 | 0.40267 | 107.7285 | 0.85298 | 31614.2697 | 0.97555 | 3.8047 | 3.751 | 3.1884 | 0.98164 | 2.8527 | 0.39167 | 105.1718 | 31182.8687 | 0.84134 | 38497.3688 | 0.19229 | 0.74732 | 0.026402 | 0.77373 | 212.7078 | 31182.8687 | 0.84134 | 38497.3688 | 0.19229 | 1.2334 | 0.026402 | 1.2598 | 346.3381 | 31182.8687 | 0.84134 | 40132.3922 | 0.19229 | 0.090869 | 1.1301 | 0.038878 | 1.169 | 321.3632 | 31182.8687 | 0.84134 | 40287.9441 | 0.0042 | 0.78208 | 0.00057666 | 0.78266 | 215.3294 | 31182.8687 | 0.84134 | 37255.5182 | 0.0042 | 1.1936 | 0.00057666 | 1.1942 | 328.4658 | 31182.8687 | 0.84134 | 39273.1344 | 0.0042 | 0.090869 | 1.1059 | 0.013053 | 1.1189 | 307.7773
01/24 11:00:00 | 35.6 | 2 | 85.65% | 0.84775 | 31420.6089 | 0.97169 | 3.4981 | 3.4488 | 3.1039 | 1.0103 | 2.9974 | 0.41155 | 108.1401 | 0.84775 | 31420.6089 | 0.97169 | 3.7896 | 3.7362 | 3.1758 | 1.0103 | 2.9296 | 0.40223 | 105.574 | 31744.2039 | 0.85648 | 39190.3752 | 0.19576 | 0.76078 | 0.026877 | 0.78765 | 213.4955 | 31744.2039 | 0.85648 | 39190.3752 | 0.19576 | 1.2556 | 0.026877 | 1.2825 | 347.6206 | 31744.2039 | 0.85648 | 40854.8313 | 0.19576 | 0.092505 | 1.1504 | 0.039578 | 1.19 | 322.5532 | 31744.2039 | 0.85648 | 41013.1834 | 0.0042 | 0.79616 | 0.00057666 | 0.79674 | 216.1262 | 31744.2039 | 0.85648 | 37926.1696 | 0.0042 | 1.2151 | 0.00057666 | 1.2157 | 329.6815 | 31744.2039 | 0.85648 | 39980.1057 | 0.0042 | 0.092505 | 1.1258 | 0.013278 | 1.1391 | 308.9164
01/24 12:00:00 | 35.96 | 2.2 | 77% | 0.85298 | 31614.2697 | 0.97555 | 3.512 | 3.4625 | 3.1162 | 0.90274 | 2.6841 | 0.36853 | 108.5086 | 0.85298 | 31614.2697 | 0.97555 | 3.8047 | 3.751 | 3.1884 | 1.0041 | 2.918 | 0.40064 | 105.9747 | 28539.4747 | 0.77002 | 35233.9193 | 0.17599 | 0.68397 | 0.024164 | 0.70814 | 214.2036 | 28539.4747 | 0.77002 | 35233.9193 | 0.17599 | 1.1288 | 0.024164 | 1.153 | 348.7736 | 28539.4747 | 0.77002 | 36730.3406 | 0.17599 | 0.083166 | 1.0343 | 0.035583 | 1.0699 | 323.6231 | 28539.4747 | 0.77002 | 36872.7063 | 0.0042 | 0.71579 | 0.00057666 | 0.71636 | 216.8425 | 28539.4747 | 0.77002 | 34097.3413 | 0.0042 | 1.0924 | 0.00057666 | 1.093 | 330.7745 | 28539.4747 | 0.77002 | 35943.9228 | 0.0042 | 0.083166 | 1.0121 | 0.011995 | 1.0241 | 309.9405
01/24 13:00:00 | 37.94 | 3.3 | 65.93% | 0.88199 | 32689.553 | 0.99634 | 3.5868 | 3.5369 | 3.1832 | 0.74749 | 2.2498 | 0.30889 | 108.8175 | 0.88199 | 32689.553 | 0.99634 | 3.8857 | 3.8316 | 3.2569 | 0.74749 | 2.1989 | 0.30191 | 106.2766 | 24434.9944 | 0.65927 | 30166.6597 | 0.15068 | 0.58561 | 0.020689 | 0.60629 | 214.8099 | 24434.9944 | 0.65927 | 30166.6597 | 0.15068 | 0.9665 | 0.020689 | 0.98719 | 349.7608 | 24434.9944 | 0.65927 | 31447.8692 | 0.15068 | 0.071205 | 0.88554 | 0.030465 | 0.916 | 324.5391 | 24434.9944 | 0.65927 | 31569.7602 | 0.0042 | 0.61284 | 0.00057666 | 0.61342 | 217.456 | 24434.9944 | 0.65927 | 29193.5417 | 0.0042 | 0.93532 | 0.00057666 | 0.9359 | 331.7104 | 24434.9944 | 0.65927 | 30774.5521 | 0.0042 | 0.071205 | 0.86658 | 0.010353 | 0.87693 | 310.8174
01/24 14:00:00 | 39.2 | 4 | 63.93% | 0.90069 | 33382.7665 | 1.0091 | 3.6326 | 3.5833 | 3.225 | 0.70974 | 2.1532 | 0.29564 | 109.1132 | 0.90069 | 33382.7665 | 1.0091 | 3.9354 | 3.8819 | 3.2996 | 0.73196 | 2.1704 | 0.298 | 106.5746 | 23693.2258 | 0.63926 | 29250.8961 | 0.14611 | 0.56783 | 0.020061 | 0.58789 | 215.3978 | 23693.2258 | 0.63926 | 29250.8961 | 0.14611 | 0.93716 | 0.020061 | 0.95722 | 350.718 | 23693.2258 | 0.63926 | 30493.2121 | 0.14611 | 0.069044 | 0.85865 | 0.02954 | 0.88819 | 325.4273 | 23693.2258 | 0.63926 | 30611.4029 | 0.0042 | 0.59424 | 0.00057666 | 0.59482 | 218.0508 | 23693.2258 | 0.63926 | 28307.3188 | 0.0042 | 0.90693 | 0.00057666 | 0.90751 | 332.6179 | 23693.2258 | 0.63926 | 29840.3348 | 0.0042 | 0.069044 | 0.84027 | 0.010056 | 0.85033 | 311.6678
01/24 15:00:00 | 40.82 | 4.9 | 58.77% | 0.92501 | 34284.2607 | 1.0248 | 3.6893 | 3.6419 | 3.2777 | 0.63536 | 1.9478 | 0.26743 | 109.3806 | 0.92501 | 34284.2607 | 1.0248 | 3.9967 | 3.9454 | 3.3536 | 0.63536 | 1.9037 | 0.26138 | 106.8359 | 21782.8744 | 0.58772 | 26892.4375 | 0.13433 | 0.52204 | 0.018443 | 0.54049 | 215.9383 | 21782.8744 | 0.58772 | 26892.4375 | 0.13433 | 0.8616 | 0.018443 | 0.88004 | 351.598 | 21782.8744 | 0.58772 | 28034.5874 | 0.13433 | 0.063477 | 0.78942 | 0.027159 | 0.81658 | 326.2439 | 21782.8744 | 0.58772 | 28143.2486 | 0.0042 | 0.54633 | 0.00057666 | 0.5469 | 218.5977 | 21782.8744 | 0.58772 | 26024.9396 | 0.0042 | 0.8338 | 0.00057666 | 0.83438 | 333.4523 | 21782.8744 | 0.58772 | 27434.3506 | 0.0042 | 0.063477 | 0.77252 | 0.009292 | 0.78181 | 312.4496
01/24 16:00:00 | 42.26 | 5.7 | 52.13% | 0.94689 | 35095.241 | 1.0381 | 3.7371 | 3.693 | 3.3237 | 0.55052 | 1.7037 | 0.23392 | 109.6145 | 0.94689 | 35095.241 | 1.0381 | 4.0486 | 4.0007 | 3.4006 | 0.62068 | 1.8774 | 0.25776 | 107.0937 | 19320.5727 | 0.52128 | 23852.5589 | 0.11914 | 0.46303 | 0.016358 | 0.47939 | 216.4177 | 19320.5727 | 0.52128 | 23852.5589 | 0.11914 | 0.7642 | 0.016358 | 0.78056 | 352.3786 | 19320.5727 | 0.52128 | 24865.602 | 0.11914 | 0.056301 | 0.70019 | 0.024089 | 0.72428 | 326.9681 | 19320.5727 | 0.52128 | 24961.9803 | 0.0042 | 0.48457 | 0.00057666 | 0.48515 | 219.0828 | 19320.5727 | 0.52128 | 23083.1216 | 0.0042 | 0.73955 | 0.00057666 | 0.74013 | 334.1924 | 19320.5727 | 0.52128 | 24333.215 | 0.0042 | 0.056301 | 0.6852 | 0.0083068 | 0.6935 | 313.1431
01/24 17:00:00 | 41 | 5 | 50.24% | 0.92774 | 34385.1365 | 1.0265 | 3.6954 | 3.6483 | 3.2835 | 0.54149 | 1.6619 | 0.22818 | 109.8427 | 0.92774 | 34385.1365 | 1.0265 | 4.0033 | 3.9524 | 3.3595 | 0.54149 | 1.6243 | 0.22302 | 107.3167 | 18619.0428 | 0.50236 | 22986.4726 | 0.11482 | 0.44622 | 0.015764 | 0.46199 | 216.8797 | 18619.0428 | 0.50236 | 22986.4726 | 0.11482 | 0.73646 | 0.015764 | 0.75222 | 353.1308 | 18619.0428 | 0.50236 | 23962.7321 | 0.11482 | 0.054257 | 0.67476 | 0.023214 | 0.69798 | 327.6661 | 18619.0428 | 0.50236 | 24055.6109 | 0.0042 | 0.46698 | 0.00057666 | 0.46755 | 219.5504 | 18619.0428 | 0.50236 | 22244.9735 | 0.0042 | 0.7127 | 0.00057666 | 0.71328 | 334.9057 | 18619.0428 | 0.50236 | 23449.6761 | 0.0042 | 0.054257 | 0.66032 | 0.0080262 | 0.66834 | 313.8114
01/24 18:00:00 | 39.92 | 4.4 | 61.5% | 0.91146 | 33782.0112 | 1.0162 | 3.6581 | 3.6095 | 3.2485 | 0.67474 | 2.0565 | 0.28236 | 110.125 | 0.91146 | 33782.0112 | 1.0162 | 3.963 | 3.9103 | 3.3237 | 0.55115 | 1.6418 | 0.22542 | 107.5422 | 22794.2343 | 0.615 | 28141.03 | 0.14056 | 0.54628 | 0.019299 | 0.56558 | 217.4453 | 22794.2343 | 0.615 | 28141.03 | 0.14056 | 0.9016 | 0.019299 | 0.9209 | 354.0517 | 22794.2343 | 0.615 | 29336.2089 | 0.14056 | 0.066424 | 0.82607 | 0.028419 | 0.85449 | 328.5206 | 22794.2343 | 0.615 | 29449.9152 | 0.0042 | 0.57169 | 0.00057666 | 0.57227 | 220.1226 | 22794.2343 | 0.615 | 27233.2549 | 0.0042 | 0.87252 | 0.00057666 | 0.87309 | 335.7788 | 22794.2343 | 0.615 | 28708.1037 | 0.0042 | 0.066424 | 0.80839 | 0.0096967 | 0.81808 | 314.6295
01/24 19:00:00 | 38.3 | 3.5 | 66.77% | 0.88731 | 32886.9043 | 1 | 3.6001 | 3.5502 | 3.1952 | 0.75247 | 2.2699 | 0.31166 | 110.4367 | 0.88731 | 32886.9043 | 1 | 3.9001 | 3.8461 | 3.2692 | 0.75247 | 2.2185 | 0.3046 | 107.8468 | 24746.336 | 0.66767 | 30551.0321 | 0.1526 | 0.59307 | 0.020952 | 0.61402 | 218.0593 | 24746.336 | 0.66767 | 30551.0321 | 0.1526 | 0.97881 | 0.020952 | 0.99977 | 355.0515 | 24746.336 | 0.66767 | 31848.5663 | 0.1526 | 0.072112 | 0.89682 | 0.030853 | 0.92767 | 329.4483 | 24746.336 | 0.66767 | 31972.0103 | 0.0042 | 0.62065 | 0.00057666 | 0.62123 | 220.7439 | 24746.336 | 0.66767 | 29565.5149 | 0.0042 | 0.94724 | 0.00057666 | 0.94782 | 336.7266 | 24746.336 | 0.66767 | 31166.67 | 0.0042 | 0.072112 | 0.87762 | 0.010478 | 0.8881 | 315.5176
01/24 20:00:00 | 35.96 | 2.2 | 60.66% | 0.85298 | 31614.2697 | 0.97555 | 3.512 | 3.4625 | 3.1162 | 0.71119 | 2.1146 | 0.29034 | 110.727 | 0.85298 | 31614.2697 | 0.97555 | 3.8047 | 3.751 | 3.1884 | 0.78276 | 2.2747 | 0.31232 | 108.1591 | 22483.8353 | 0.60663 | 27757.8214 | 0.13865 | 0.53884 | 0.019037 | 0.55788 | 218.6172 | 22483.8353 | 0.60663 | 27757.8214 | 0.13865 | 0.88932 | 0.019037 | 0.90836 | 355.9598 | 22483.8353 | 0.60663 | 28936.725 | 0.13865 | 0.065519 | 0.81482 | 0.028032 | 0.84286 | 330.2911 | 22483.8353 | 0.60663 | 29048.8828 | 0.0042 | 0.56391 | 0.00057666 | 0.56448 | 221.3084 | 22483.8353 | 0.60663 | 26862.4078 | 0.0042 | 0.86064 | 0.00057666 | 0.86121 | 337.5878 | 22483.8353 | 0.60663 | 28317.1729 | 0.0042 | 0.065519 | 0.79738 | 0.0095725 | 0.80695 | 316.3245
01/24 21:00:00 | 36.32 | 2.4 | 62.13% | 0.85822 | 31808.4983 | 0.9794 | 3.5258 | 3.4761 | 3.1285 | 0.72394 | 2.1572 | 0.29619 | 111.0232 | 0.85822 | 31808.4983 | 0.9794 | 3.8196 | 3.7658 | 3.201 | 0.72394 | 2.1084 | 0.28949 | 108.4486 | 23027.4652 | 0.6213 | 28428.9694 | 0.142 | 0.55187 | 0.019497 | 0.57137 | 219.1885 | 23027.4652 | 0.6213 | 28428.9694 | 0.142 | 0.91083 | 0.019497 | 0.93032 | 356.8902 | 23027.4652 | 0.6213 | 29636.3774 | 0.142 | 0.067103 | 0.83453 | 0.02871 | 0.86324 | 331.1544 | 23027.4652 | 0.6213 | 29751.2471 | 0.0042 | 0.57754 | 0.00057666 | 0.57812 | 221.8865 | 23027.4652 | 0.6213 | 27511.9059 | 0.0042 | 0.88144 | 0.00057666 | 0.88202 | 338.4699 | 23027.4652 | 0.6213 | 29001.8454 | 0.0042 | 0.067103 | 0.81666 | 0.00979 | 0.82645 | 317.151
01/24 22:00:00 | 33.98 | 1.1 | 65.54% | 0.82443 | 30556.1613 | 0.95397 | 3.4343 | 3.3864 | 3.0477 | 0.79498 | 2.336 | 0.32073 | 111.3439 | 0.82443 | 30556.1613 | 0.95397 | 3.7205 | 3.6686 | 3.1183 | 0.75361 | 2.1643 | 0.29716 | 108.7457 | 24291.4664 | 0.6554 | 29989.4647 | 0.1498 | 0.58217 | 0.020567 | 0.60273 | 219.7913 | 24291.4664 | 0.6554 | 29989.4647 | 0.1498 | 0.96082 | 0.020567 | 0.98139 | 357.8716 | 24291.4664 | 0.6554 | 31263.1486 | 0.1498 | 0.070787 | 0.88033 | 0.030286 | 0.91062 | 332.065 | 24291.4664 | 0.6554 | 31384.3236 | 0.0042 | 0.60924 | 0.00057666 | 0.60982 | 222.4963 | 24291.4664 | 0.6554 | 29022.0626 | 0.0042 | 0.92983 | 0.00057666 | 0.9304 | 339.4003 | 24291.4664 | 0.6554 | 30593.7864 | 0.0042 | 0.070787 | 0.86149 | 0.010296 | 0.87178 | 318.0228
01/24 23:00:00 | 33.26 | 0.7 | 70.3% | 0.81416 | 30175.6529 | 0.94596 | 3.4054 | 3.3583 | 3.0225 | 0.8635 | 2.5267 | 0.34691 | 111.6909 | 0.81416 | 30175.6529 | 0.94596 | 3.6892 | 3.6381 | 3.0924 | 0.8635 | 2.4695 | 0.33907 | 109.0848 | 26056.7766 | 0.70303 | 32168.86 | 0.16068 | 0.62447 | 0.022062 | 0.64653 | 220.4378 | 26056.7766 | 0.70303 | 32168.86 | 0.16068 | 1.0306 | 0.022062 | 1.0527 | 358.9243 | 26056.7766 | 0.70303 | 33535.105 | 0.16068 | 0.075931 | 0.94431 | 0.032487 | 0.9768 | 333.0418 | 26056.7766 | 0.70303 | 33665.086 | 0.0042 | 0.65352 | 0.00057666 | 0.65409 | 223.1504 | 26056.7766 | 0.70303 | 31131.1548 | 0.0042 | 0.9974 | 0.00057666 | 0.99798 | 340.3982 | 26056.7766 | 0.70303 | 32817.099 | 0.0042 | 0.075931 | 0.92409 | 0.011002 | 0.93509 | 318.9579
01/24 24:00:00 | 32.72 | 0.4 | 75.41% | 0.8065 | 29891.7619 | 0.9399 | 3.3836 | 3.3371 | 3.0034 | 0.93507 | 2.7276 | 0.3745 | 112.0654 | 0.8065 | 29891.7619 | 0.9399 | 3.6656 | 3.6152 | 3.0729 | 0.8717 | 2.4852 | 0.34122 | 109.426 | 27950.7421 | 0.75413 | 34507.0891 | 0.17236 | 0.66986 | 0.023665 | 0.69353 | 221.1313 | 27950.7421 | 0.75413 | 34507.0891 | 0.17236 | 1.1056 | 0.023665 | 1.1292 | 360.0535 | 27950.7421 | 0.75413 | 35972.6411 | 0.17236 | 0.08145 | 1.0129 | 0.034849 | 1.0478 | 334.0896 | 27950.7421 | 0.75413 | 36112.0699 | 0.0042 | 0.70102 | 0.00057666 | 0.7016 | 223.852 | 27950.7421 | 0.75413 | 33393.9572 | 0.0042 | 1.0699 | 0.00057666 | 1.0705 | 341.4687 | 27950.7421 | 0.75413 | 35202.446 | 0.0042 | 0.08145 | 0.99126 | 0.01176 | 1.003 | 319.9609
01/25 01:00:00 | 32.18 | 0.1 | 79.84% | 0.79888 | 29609.1484 | 0.93379 | 3.3617 | 3.3157 | 2.9842 | 0.9994 | 2.9062 | 0.39903 | 112.4644 | 0.79888 | 29609.1484 | 0.93379 | 3.6418 | 3.5921 | 3.0532 | 0.9994 | 2.8405 | 0.39 | 109.816 | 29591.3197 | 0.7984 | 36532.4934 | 0.18248 | 0.70918 | 0.025054 | 0.73424 | 221.8656 | 29591.3197 | 0.7984 | 36532.4934 | 0.18248 | 1.1705 | 0.025054 | 1.1955 | 361.249 | 29591.3197 | 0.7984 | 38084.0665 | 0.18248 | 0.086231 | 1.0724 | 0.036894 | 1.1093 | 335.1989 | 29591.3197 | 0.7984 | 38231.6791 | 0.0042 | 0.74217 | 0.00057666 | 0.74274 | 224.5947 | 29591.3197 | 0.7984 | 35354.0259 | 0.0042 | 1.1327 | 0.00057666 | 1.1333 | 342.602 | 29591.3197 | 0.7984 | 37268.6645 | 0.0042 | 0.086231 | 1.0494 | 0.012416 | 1.0619 | 321.0227
01/25 02:00:00 | 28.04 | -2.2 | 87.31% | 0.74156 | 27484.8856 | 0.886 | 3.1896 | 3.1484 | 2.8336 | 1.1774 | 3.3471 | 0.45955 | 112.9239 | 0.74156 | 27484.8856 | 0.886 | 3.4554 | 3.4108 | 2.8992 | 1.0766 | 2.9915 | 0.41073 | 110.2267 | 32359.713 | 0.87309 | 39950.2629 | 0.19955 | 0.77553 | 0.027398 | 0.80293 | 222.6685 | 32359.713 | 0.87309 | 39950.2629 | 0.19955 | 1.28 | 0.027398 | 1.3074 | 362.5564 | 32359.713 | 0.87309 | 41646.9922 | 0.19955 | 0.094298 | 1.1727 | 0.040346 | 1.2131 | 336.412 | 32359.713 | 0.87309 | 41808.4147 | 0.0042 | 0.8116 | 0.00057666 | 0.81218 | 225.4069 | 32359.713 | 0.87309 | 38661.5448 | 0.0042 | 1.2387 | 0.00057666 | 1.2392 | 343.8412 | 32359.713 | 0.87309 | 40755.306 | 0.0042 | 0.094298 | 1.1476 | 0.013524 | 1.1611 | 322.1839
01/25 03:00:00 | 26.06 | -3.3 | 96.92% | 0.71487 | 26495.4768 | 0.86274 | 3.1059 | 3.0662 | 2.7595 | 1.3558 | 3.8153 | 0.52384 | 113.4478 | 0.71487 | 26495.4768 | 0.86274 | 3.3647 | 3.3217 | 2.8234 | 1.3558 | 3.729 | 0.51199 | 110.7387 | 35923.4379 | 0.96924 | 44349.9233 | 0.22153 | 0.86094 | 0.030416 | 0.89135 | 223.5598 | 35923.4379 | 0.96924 | 44349.9233 | 0.22153 | 1.4209 | 0.030416 | 1.4513 | 364.0077 | 35923.4379 | 0.96924 | 46233.5108 | 0.22153 | 0.10468 | 1.3019 | 0.044789 | 1.3467 | 337.7586 | 35923.4379 | 0.96924 | 46412.7105 | 0.0042 | 0.90098 | 0.00057666 | 0.90156 | 226.3085 | 35923.4379 | 0.96924 | 42919.2806 | 0.0042 | 1.3751 | 0.00057666 | 1.3757 | 345.2169 | 35923.4379 | 0.96924 | 45243.6246 | 0.0042 | 0.10468 | 1.274 | 0.01495 | 1.289 | 323.4728
01/25 04:00:00 | 26.96 | -2.8 | 99.55% | 0.72694 | 26943.079 | 0.87333 | 3.144 | 3.1037 | 2.7933 | 1.3694 | 3.8712 | 0.53151 | 113.9793 | 0.72694 | 26943.079 | 0.87333 | 3.406 | 3.3624 | 2.858 | 1.3333 | 3.6839 | 0.5058 | 111.2445 | 36895.4379 | 0.99547 | 45549.9234 | 0.22752 | 0.88423 | 0.031239 | 0.91547 | 224.4753 | 36895.4379 | 0.99547 | 45549.9234 | 0.22752 | 1.4594 | 0.031239 | 1.4906 | 365.4983 | 36895.4379 | 0.99547 | 47484.4761 | 0.22752 | 0.10752 | 1.3371 | 0.046001 | 1.3831 | 339.1417 | 36895.4379 | 0.99547 | 47668.5245 | 0.0042 | 0.92536 | 0.00057666 | 0.92593 | 227.2344 | 36895.4379 | 0.99547 | 44080.571 | 0.0042 | 1.4123 | 0.00057666 | 1.4129 | 346.6297 | 36895.4379 | 0.99547 | 46467.806 | 0.0042 | 0.10752 | 1.3085 | 0.015339 | 1.3238 | 324.7967
01/25 05:00:00 | 28.94 | -1.7 | 96% | 0.75385 | 27940.2945 | 0.89651 | 3.2274 | 3.1853 | 2.8668 | 1.2735 | 3.6376 | 0.49944 | 114.4787 | 0.75385 | 27940.2945 | 0.89651 | 3.4964 | 3.4508 | 2.9332 | 1.2735 | 3.5553 | 0.48814 | 111.7327 | 35580.9721 | 0.96 | 43927.126 | 0.21942 | 0.85273 | 0.030126 | 0.88285 | 225.3582 | 35580.9721 | 0.96 | 43927.126 | 0.21942 | 1.4074 | 0.030126 | 1.4375 | 366.9358 | 35580.9721 | 0.96 | 45792.7568 | 0.21942 | 0.10369 | 1.2895 | 0.044362 | 1.3338 | 340.4756 | 35580.9721 | 0.96 | 45970.2481 | 0.0042 | 0.89239 | 0.00057666 | 0.89297 | 228.1274 | 35580.9721 | 0.96 | 42510.1219 | 0.0042 | 1.362 | 0.00057666 | 1.3625 | 347.9923 | 35580.9721 | 0.96 | 44812.3074 | 0.0042 | 0.10369 | 1.2619 | 0.014813 | 1.2767 | 326.0733
01/25 06:00:00 | 26.06 | -3.3 | 97.93% | 0.71487 | 26495.4768 | 0.86274 | 3.1059 | 3.0662 | 2.7595 | 1.37 | 3.8551 | 0.5293 | 115.008 | 0.71487 | 26495.4768 | 0.86274 | 3.3647 | 3.3217 | 2.8234 | 1.3429 | 3.6935 | 0.50711 | 112.2398 | 36297.6916 | 0.97934 | 44811.9649 | 0.22384 | 0.8699 | 0.030733 | 0.90064 | 226.2588 | 36297.6916 | 0.97934 | 44811.9649 | 0.22384 | 1.4357 | 0.030733 | 1.4664 | 368.4022 | 36297.6916 | 0.97934 | 46715.1758 | 0.22384 | 0.10577 | 1.3154 | 0.045255 | 1.3607 | 341.8363 | 36297.6916 | 0.97934 | 46896.2424 | 0.0042 | 0.91037 | 0.00057666 | 0.91094 | 229.0383 | 36297.6916 | 0.97934 | 43366.4177 | 0.0042 | 1.3894 | 0.00057666 | 1.39 | 349.3823 | 36297.6916 | 0.97934 | 45714.9768 | 0.0042 | 0.10577 | 1.2873 | 0.015099 | 1.3024 | 327.3757
01/25 07:00:00 | 26.06 | -3.3 | 100% | 0.71487 | 26495.4768 | 0.86274 | 3.1059 | 3.0662 | 2.7595 | 1.3989 | 3.9364 | 0.54047 | 115.5485 | 0.71487 | 26495.4768 | 0.86274 | 3.3647 | 3.3217 | 2.8234 | 1.3989 | 3.8474 | 0.52824 | 112.768 | 37063.5069 | 1 | 45757.416 | 0.22856 | 0.88826 | 0.031381 | 0.91964 | 227.1784 | 37063.5069 | 1 | 45757.416 | 0.22856 | 1.466 | 0.031381 | 1.4974 | 369.8996 | 37063.5069 | 1 | 47700.7811 | 0.22856 | 0.10801 | 1.3432 | 0.04621 | 1.3894 | 343.2257 | 37063.5069 | 1 | 47885.6679 | 0.0042 | 0.92957 | 0.00057666 | 0.93015 | 229.9684 | 37063.5069 | 1 | 44281.3703 | 0.0042 | 1.4187 | 0.00057666 | 1.4193 | 350.8016 | 37063.5069 | 1 | 46679.4798 | 0.0042 | 0.10801 | 1.3144 | 0.015406 | 1.3298 | 328.7056
01/25 08:00:00 | 30.92 | -0.6 | 91.57% | 0.78122 | 28954.6849 | 0.91942 | 3.3099 | 3.2655 | 2.939 | 1.1722 | 3.3846 | 0.4647 | 116.0132 | 0.78122 | 28954.6849 | 0.91942 | 3.5857 | 3.5376 | 3.007 | 1.2801 | 3.6125 | 0.49599 | 113.264 | 33939.543 | 0.91571 | 41900.6703 | 0.20929 | 0.81339 | 0.028736 | 0.84213 | 228.0206 | 33939.543 | 0.91571 | 41900.6703 | 0.20929 | 1.3424 | 0.028736 | 1.3712 | 371.2708 | 33939.543 | 0.91571 | 43680.2355 | 0.20929 | 0.098902 | 1.23 | 0.042315 | 1.2723 | 344.498 | 33939.543 | 0.91571 | 43849.5387 | 0.0042 | 0.85122 | 0.00057666 | 0.8518 | 230.8202 | 33939.543 | 0.91571 | 40549.0358 | 0.0042 | 1.2991 | 0.00057666 | 1.2997 | 352.1013 | 33939.543 | 0.91571 | 42745.0163 | 0.0042 | 0.098902 | 1.2037 | 0.014156 | 1.2178 | 329.9234
01/25 09:00:00 | 32.72 | 0.4 | 69.65% | 0.8065 | 29891.7619 | 0.9399 | 3.3836 | 3.3371 | 3.0034 | 0.86361 | 2.5192 | 0.34588 | 116.3591 | 0.8065 | 29891.7619 | 0.9399 | 3.6656 | 3.6152 | 3.0729 | 0.86361 | 2.4622 | 0.33805 | 113.6021 | 25814.973 | 0.69651 | 31870.337 | 0.15919 | 0.61868 | 0.021857 | 0.64053 | 228.6611 | 25814.973 | 0.69651 | 31870.337 | 0.15919 | 1.0211 | 0.021857 | 1.0429 | 372.3137 | 25814.973 | 0.69651 | 33223.9034 | 0.15919 | 0.075226 | 0.93555 | 0.032186 | 0.96773 | 345.4657 | 25814.973 | 0.69651 | 33352.6783 | 0.0042 | 0.64745 | 0.00057666 | 0.64803 | 231.4683 | 25814.973 | 0.69651 | 30842.2616 | 0.0042 | 0.98814 | 0.00057666 | 0.98872 | 353.09 | 25814.973 | 0.69651 | 32512.5604 | 0.0042 | 0.075226 | 0.91552 | 0.010905 | 0.92642 | 330.8498
01/25 10:00:00 | 36.5 | 2.5 | 55.08% | 0.86084 | 31905.8255 | 0.98131 | 3.5327 | 3.483 | 3.1347 | 0.6399 | 1.9089 | 0.26209 | 116.6212 | 0.86084 | 31905.8255 | 0.98131 | 3.8271 | 3.7732 | 3.2072 | 0.8091 | 2.359 | 0.3239 | 113.926 | 20416.39 | 0.55085 | 25205.4198 | 0.1259 | 0.4893 | 0.017286 | 0.50658 | 229.1677 | 20416.39 | 0.55085 | 25205.4198 | 0.1259 | 0.80755 | 0.017286 | 0.82483 | 373.1386 | 20416.39 | 0.55085 | 26275.9202 | 0.1259 | 0.059495 | 0.7399 | 0.025455 | 0.76535 | 346.2311 | 20416.39 | 0.55085 | 26377.7649 | 0.0042 | 0.51205 | 0.00057666 | 0.51263 | 231.9809 | 20416.39 | 0.55085 | 24392.3417 | 0.0042 | 0.7815 | 0.00057666 | 0.78207 | 353.8721 | 20416.39 | 0.55085 | 25713.3376 | 0.0042 | 0.059495 | 0.72406 | 0.0087453 | 0.7328 | 331.5826
01/25 11:00:00 | 37.94 | 3.3 | 36.96% | 0.88199 | 32689.553 | 0.99634 | 3.5868 | 3.5369 | 3.1832 | 0.41906 | 1.2613 | 0.17318 | 116.7944 | 0.88199 | 32689.553 | 0.99634 | 3.8857 | 3.8316 | 3.2569 | 0.41906 | 1.2328 | 0.16926 | 114.0952 | 13699.0191 | 0.36961 | 16912.3693 | 0.084477 | 0.32831 | 0.011599 | 0.33991 | 229.5076 | 13699.0191 | 0.36961 | 16912.3693 | 0.084477 | 0.54185 | 0.011599 | 0.55345 | 373.692 | 13699.0191 | 0.36961 | 17630.6552 | 0.084477 | 0.03992 | 0.49646 | 0.01708 | 0.51354 | 346.7446 | 13699.0191 | 0.36961 | 17698.9911 | 0.0042 | 0.34358 | 0.00057666 | 0.34416 | 232.3251 | 13699.0191 | 0.36961 | 16366.809 | 0.0042 | 0.52437 | 0.00057666 | 0.52495 | 354.397 | 13699.0191 | 0.36961 | 17253.1727 | 0.0042 | 0.03992 | 0.48583 | 0.0060576 | 0.49189 | 332.0745
01/25 12:00:00 | 40.1 | 4.5 | 31.05% | 0.91417 | 33882.1772 | 1.0179 | 3.6644 | 3.616 | 3.2544 | 0.33966 | 1.0364 | 0.1423 | 116.9366 | 0.91417 | 33882.1772 | 1.0179 | 3.9698 | 3.9173 | 3.3297 | 0.40431 | 1.2058 | 0.16555 | 114.2608 | 11508.2778 | 0.3105 | 14207.7504 | 0.070968 | 0.27581 | 0.0097439 | 0.28555 | 229.7931 | 11508.2778 | 0.3105 | 14207.7504 | 0.070968 | 0.4552 | 0.0097439 | 0.46494 | 374.1569 | 11508.2778 | 0.3105 | 14811.1683 | 0.070968 | 0.033536 | 0.41707 | 0.014348 | 0.43141 | 347.176 | 11508.2778 | 0.3105 | 14868.576 | 0.0042 | 0.28863 | 0.00057666 | 0.28921 | 232.6143 | 11508.2778 | 0.3105 | 13749.4358 | 0.0042 | 0.44051 | 0.00057666 | 0.44109 | 354.8381 | 11508.2778 | 0.3105 | 14494.0526 | 0.0042 | 0.033536 | 0.40814 | 0.0051811 | 0.41332 | 332.4878
01/25 13:00:00 | 42.98 | 6.1 | 26.02% | 0.95793 | 35504.1377 | 1.0445 | 3.7601 | 3.7181 | 3.3463 | 0.27163 | 0.84466 | 0.11597 | 117.0526 | 0.95793 | 35504.1377 | 1.0445 | 4.0735 | 4.028 | 3.4238 | 0.27163 | 0.82555 | 0.11335 | 114.3741 | 9644.0351 | 0.2602 | 11906.2162 | 0.059472 | 0.23113 | 0.0081654 | 0.23929 | 230.0324 | 9644.0351 | 0.2602 | 11906.2162 | 0.059472 | 0.38146 | 0.0081654 | 0.38962 | 374.5466 | 9644.0351 | 0.2602 | 12411.8856 | 0.059472 | 0.028103 | 0.3495 | 0.012024 | 0.36153 | 347.5376 | 9644.0351 | 0.2602 | 12459.9937 | 0.0042 | 0.24188 | 0.00057666 | 0.24245 | 232.8567 | 9644.0351 | 0.2602 | 11522.1447 | 0.0042 | 0.36915 | 0.00057666 | 0.36973 | 355.2078 | 9644.0351 | 0.2602 | 12146.14 | 0.0042 | 0.028103 | 0.34202 | 0.0044352 | 0.34646 | 332.8343
01/25 14:00:00 | 42.98 | 6.1 | 11.68% | 0.95793 | 35504.1377 | 1.0445 | 3.7601 | 3.7181 | 3.3463 | 0.1219 | 0.37905 | 0.052043 | 117.1047 | 0.95793 | 35504.1377 | 1.0445 | 4.0735 | 4.028 | 3.4238 | 0.27163 | 0.82555 | 0.11335 | 114.4875 | 4327.8189 | 0.11677 | 5342.9863 | 0.026688 | 0.10372 | 0.0036643 | 0.10738 | 230.1398 | 4327.8189 | 0.11677 | 5342.9863 | 0.026688 | 0.17118 | 0.0036643 | 0.17485 | 374.7214 | 4327.8189 | 0.11677 | 5569.9084 | 0.026688 | 0.012612 | 0.15684 | 0.0053959 | 0.16224 | 347.6998 | 4327.8189 | 0.11677 | 5591.4972 | 0.0042 | 0.10854 | 0.00057666 | 0.10912 | 232.9658 | 4327.8189 | 0.11677 | 5170.6319 | 0.0042 | 0.16566 | 0.00057666 | 0.16624 | 355.3741 | 4327.8189 | 0.11677 | 5450.6535 | 0.0042 | 0.012612 | 0.15348 | 0.0023082 | 0.15579 | 332.99
01/25 15:00:00 | 46.94 | 8.3 | 2.563% | 1.0197 | 37793.6649 | 1.0761 | 3.8739 | 3.8522 | 3.4669 | 0.025134 | 0.080301 | 0.011025 | 117.1157 | 1.0197 | 37793.6649 | 1.0761 | 4.1967 | 4.1732 | 3.5472 | 0.025134 | 0.078484 | 0.010776 | 114.4983 | 949.8958 | 0.025629 | 1172.7109 | 0.0058577 | 0.022765 | 0.00080426 | 0.023569 | 230.1634 | 949.8958 | 0.025629 | 1172.7109 | 0.0058577 | 0.037572 | 0.00080426 | 0.038376 | 374.7598 | 949.8958 | 0.025629 | 1222.5172 | 0.0058577 | 0.0027681 | 0.034425 | 0.0011843 | 0.035609 | 347.7354 | 949.8958 | 0.025629 | 1227.2556 | 0.0042 | 0.023824 | 0.00057666 | 0.024401 | 232.9902 | 949.8958 | 0.025629 | 1134.8815 | 0.0042 | 0.03636 | 0.00057666 | 0.036937 | 355.411 | 949.8958 | 0.025629 | 1196.3424 | 0.0042 | 0.0027681 | 0.033688 | 0.00095671 | 0.034644 | 333.0247
01/25 16:00:00 | 46.04 | 7.8 | 0% | 1.0055 | 37267.2853 | 1.0695 | 3.8501 | 3.8223 | 3.4401 | 0 | 0 | 0 | 117.1157 | 1.0055 | 37267.2853 | 1.0695 | 4.1709 | 4.1409 | 3.5197 | 0.025489 | 0.079096 | 0.01086 | 114.5091 | 0 | 0 | 0 | 0 | 0 | 0 | 0 | 230.1634 | 0 | 0 | 0 | 0 | 0 | 0 | 0 | 374.7598 | 0 | 0 | 0 | 0 | 0 | 0 | 0 | 0 | 347.7354 | 0 | 0 | 0 | 0.0042 | 0 | 0.00057666 | 0.00057666 | 232.9908 | 0 | 0 | 0 | 0.0042 | 0 | 0.00057666 | 0.00057666 | 355.4116 | 0 | 0 | 0 | 0.0042 | 0 | 0 | 0.00057666 | 0.00057666 | 333.0253
01/25 17:00:00 | 42.08 | 5.6 | 2.649% | 0.94415 | 34993.3717 | 1.0365 | 3.7313 | 3.6866 | 3.318 | 0.02806 | 0.086735 | 0.011909 | 117.1276 | 0.94415 | 34993.3717 | 1.0365 | 4.0422 | 3.9938 | 3.3948 | 0.02806 | 0.084772 | 0.011639 | 114.5208 | 981.9155 | 0.026493 | 1212.2413 | 0.0060551 | 0.023532 | 0.00083137 | 0.024364 | 230.1877 | 981.9155 | 0.026493 | 1212.2413 | 0.0060551 | 0.038839 | 0.00083137 | 0.03967 | 374.7995 | 981.9155 | 0.026493 | 1263.7265 | 0.0060551 | 0.0028614 | 0.035585 | 0.0012242 | 0.036809 | 347.7722 | 981.9155 | 0.026493 | 1268.6247 | 0.0042 | 0.024627 | 0.00057666 | 0.025204 | 233.016 | 981.9155 | 0.026493 | 1173.1368 | 0.0042 | 0.037586 | 0.00057666 | 0.038162 | 355.4498 | 981.9155 | 0.026493 | 1236.6694 | 0.0042 | 0.0028614 | 0.034823 | 0.00096953 | 0.035793 | 333.0611
01/25 18:00:00 | 39.92 | 4.4 | 19.74% | 0.91146 | 33782.0112 | 1.0162 | 3.6581 | 3.6095 | 3.2485 | 0.21658 | 0.66008 | 0.090629 | 117.2182 | 0.91146 | 33782.0112 | 1.0162 | 3.963 | 3.9103 | 3.3237 | 0.029066 | 0.086584 | 0.011888 | 114.5326 | 7316.3478 | 0.1974 | 9032.5281 | 0.045117 | 0.17534 | 0.0061946 | 0.18154 | 230.3693 | 7316.3478 | 0.1974 | 9032.5281 | 0.045117 | 0.28939 | 0.0061946 | 0.29558 | 375.0951 | 7316.3478 | 0.1974 | 9416.149 | 0.045117 | 0.02132 | 0.26515 | 0.0091219 | 0.27427 | 348.0465 | 7316.3478 | 0.1974 | 9452.6457 | 0.0042 | 0.1835 | 0.00057666 | 0.18407 | 233.2001 | 7316.3478 | 0.1974 | 8741.1563 | 0.0042 | 0.28005 | 0.00057666 | 0.28063 | 355.7304 | 7316.3478 | 0.1974 | 9214.5438 | 0.0042 | 0.02132 | 0.25947 | 0.0035039 | 0.26297 | 333.324
01/25 19:00:00 | 38.3 | 3.5 | 30.3% | 0.88731 | 32886.9043 | 1 | 3.6001 | 3.5502 | 3.1952 | 0.34143 | 1.0299 | 0.14141 | 117.3596 | 0.88731 | 32886.9043 | 1 | 3.9001 | 3.8461 | 3.2692 | 0.34143 | 1.0066 | 0.13821 | 114.6709 | 11228.4134 | 0.30295 | 13862.2388 | 0.069242 | 0.2691 | 0.0095069 | 0.27861 | 230.6479 | 11228.4134 | 0.30295 | 13862.2388 | 0.069242 | 0.44413 | 0.0095069 | 0.45363 | 375.5487 | 11228.4134 | 0.30295 | 14450.9825 | 0.069242 | 0.03272 | 0.40692 | 0.013999 | 0.42092 | 348.4674 | 11228.4134 | 0.30295 | 14506.9941 | 0.0042 | 0.28161 | 0.00057666 | 0.28219 | 233.4823 | 11228.4134 | 0.30295 | 13415.0698 | 0.0042 | 0.4298 | 0.00057666 | 0.43038 | 356.1608 | 11228.4134 | 0.30295 | 14141.5786 | 0.0042 | 0.03272 | 0.39821 | 0.0050692 | 0.40328 | 333.7273
01/25 20:00:00 | 36.86 | 2.7 | 37.79% | 0.86611 | 32100.9057 | 0.98511 | 3.5464 | 3.4965 | 3.1469 | 0.43635 | 1.3046 | 0.17912 | 117.5388 | 0.86611 | 32100.9057 | 0.98511 | 3.8419 | 3.7879 | 3.2197 | 0.34978 | 1.0221 | 0.14033 | 114.8112 | 14007.3478 | 0.37793 | 17293.0219 | 0.086379 | 0.3357 | 0.01186 | 0.34756 | 230.9954 | 14007.3478 | 0.37793 | 17293.0219 | 0.086379 | 0.55405 | 0.01186 | 0.56591 | 376.1146 | 14007.3478 | 0.37793 | 18027.4746 | 0.086379 | 0.040818 | 0.50763 | 0.017464 | 0.5251 | 348.9925 | 14007.3478 | 0.37793 | 18097.3485 | 0.0042 | 0.35131 | 0.00057666 | 0.35189 | 233.8342 | 14007.3478 | 0.37793 | 16735.1825 | 0.0042 | 0.53617 | 0.00057666 | 0.53675 | 356.6975 | 14007.3478 | 0.37793 | 17641.4959 | 0.0042 | 0.040818 | 0.49676 | 0.006181 | 0.50295 | 334.2303
01/25 21:00:00 | 34.52 | 1.4 | 48.42% | 0.83217 | 30843.033 | 0.95993 | 3.4557 | 3.4073 | 3.0666 | 0.58184 | 1.7151 | 0.23549 | 117.7742 | 0.83217 | 30843.033 | 0.95993 | 3.7437 | 3.6912 | 3.1376 | 0.58184 | 1.6763 | 0.23016 | 115.0413 | 17945.7529 | 0.48419 | 22155.2505 | 0.11067 | 0.43009 | 0.015194 | 0.44528 | 231.4407 | 17945.7529 | 0.48419 | 22155.2505 | 0.11067 | 0.70982 | 0.015194 | 0.72502 | 376.8396 | 17945.7529 | 0.48419 | 23096.2071 | 0.11067 | 0.052295 | 0.65036 | 0.022374 | 0.67274 | 349.6652 | 17945.7529 | 0.48419 | 23185.7272 | 0.0042 | 0.45009 | 0.00057666 | 0.45067 | 234.2848 | 17945.7529 | 0.48419 | 21440.565 | 0.0042 | 0.68693 | 0.00057666 | 0.6875 | 357.385 | 17945.7529 | 0.48419 | 22601.7039 | 0.0042 | 0.052295 | 0.63644 | 0.0077568 | 0.64419 | 334.8745
01/25 22:00:00 | 26.96 | -2.8 | 67.93% | 0.72694 | 26943.079 | 0.87333 | 3.144 | 3.1037 | 2.7933 | 0.93452 | 2.6418 | 0.36272 | 118.137 | 0.72694 | 26943.079 | 0.87333 | 3.406 | 3.3624 | 2.858 | 0.66606 | 1.8403 | 0.25267 | 115.294 | 25178.8599 | 0.67934 | 31085.0123 | 0.15527 | 0.60343 | 0.021319 | 0.62475 | 232.0655 | 25178.8599 | 0.67934 | 31085.0123 | 0.15527 | 0.99592 | 0.021319 | 1.0172 | 377.8569 | 25178.8599 | 0.67934 | 32405.2251 | 0.15527 | 0.073373 | 0.91249 | 0.031393 | 0.94389 | 350.6091 | 25178.8599 | 0.67934 | 32530.8268 | 0.0042 | 0.6315 | 0.00057666 | 0.63208 | 234.9169 | 25178.8599 | 0.67934 | 30082.2699 | 0.0042 | 0.9638 | 0.00057666 | 0.96437 | 358.3494 | 25178.8599 | 0.67934 | 31711.4105 | 0.0042 | 0.073373 | 0.89296 | 0.010651 | 0.90361 | 335.7781
01/25 23:00:00 | 26.96 | -2.8 | 82.82% | 0.72694 | 26943.079 | 0.87333 | 3.144 | 3.1037 | 2.7933 | 1.1393 | 3.2208 | 0.44222 | 118.5792 | 0.72694 | 26943.079 | 0.87333 | 3.406 | 3.3624 | 2.858 | 1.1393 | 3.148 | 0.43221 | 115.7262 | 30697.2946 | 0.82824 | 37897.8946 | 0.1893 | 0.73569 | 0.025991 | 0.76168 | 232.8272 | 30697.2946 | 0.82824 | 37897.8946 | 0.1893 | 1.2142 | 0.025991 | 1.2402 | 379.097 | 30697.2946 | 0.82824 | 39507.4577 | 0.1893 | 0.089454 | 1.1125 | 0.038273 | 1.1508 | 351.7599 | 30697.2946 | 0.82824 | 39660.5874 | 0.0042 | 0.7699 | 0.00057666 | 0.77048 | 235.6874 | 30697.2946 | 0.82824 | 36675.3819 | 0.0042 | 1.175 | 0.00057666 | 1.1756 | 359.525 | 30697.2946 | 0.82824 | 38661.5801 | 0.0042 | 0.089454 | 1.0887 | 0.012859 | 1.1015 | 336.8796
01/25 24:00:00 | 26.06 | -3.3 | 90.1% | 0.71487 | 26495.4768 | 0.86274 | 3.1059 | 3.0662 | 2.7595 | 1.2603 | 3.5465 | 0.48694 | 119.0661 | 0.71487 | 26495.4768 | 0.86274 | 3.3647 | 3.3217 | 2.8234 | 1.1586 | 3.1865 | 0.43751 | 116.1637 | 33392.463 | 0.90095 | 41225.2629 | 0.20592 | 0.80028 | 0.028273 | 0.82855 | 233.6557 | 33392.463 | 0.90095 | 41225.2629 | 0.20592 | 1.3208 | 0.028273 | 1.3491 | 380.4461 | 33392.463 | 0.90095 | 42976.1428 | 0.20592 | 0.097308 | 1.2102 | 0.041633 | 1.2518 | 353.0117 | 33392.463 | 0.90095 | 43142.717 | 0.0042 | 0.8375 | 0.00057666 | 0.83808 | 236.5255 | 33392.463 | 0.90095 | 39895.4157 | 0.0042 | 1.2782 | 0.00057666 | 1.2788 | 360.8038 | 33392.463 | 0.90095 | 42055.9987 | 0.0042 | 0.097308 | 1.1842 | 0.013937 | 1.1982 | 338.0778
01/26 01:00:00 | 26.06 | -3.3 | 96.68% | 0.71487 | 26495.4768 | 0.86274 | 3.1059 | 3.0662 | 2.7595 | 1.3524 | 3.8056 | 0.52252 | 119.5886 | 0.71487 | 26495.4768 | 0.86274 | 3.3647 | 3.3217 | 2.8234 | 1.3524 | 3.7195 | 0.51069 | 116.6744 | 35832.2815 | 0.96678 | 44237.3846 | 0.22097 | 0.85875 | 0.030339 | 0.88909 | 234.5448 | 35832.2815 | 0.96678 | 44237.3846 | 0.22097 | 1.4173 | 0.030339 | 1.4476 | 381.8938 | 35832.2815 | 0.96678 | 46116.1925 | 0.22097 | 0.10442 | 1.2986 | 0.044675 | 1.3433 | 354.3549 | 35832.2815 | 0.96678 | 46294.9374 | 0.0042 | 0.89869 | 0.00057666 | 0.89927 | 237.4248 | 35832.2815 | 0.96678 | 42810.3722 | 0.0042 | 1.3716 | 0.00057666 | 1.3722 | 362.1759 | 35832.2815 | 0.96678 | 45128.8181 | 0.0042 | 0.10442 | 1.2708 | 0.014913 | 1.2857 | 339.3635
01/26 02:00:00 | 24.98 | -3.9 | 99.91% | 0.7005 | 25963.0383 | 0.85001 | 3.06 | 3.0207 | 2.7187 | 1.4263 | 3.9921 | 0.54812 | 120.1368 | 0.7005 | 25963.0383 | 0.85001 | 3.315 | 3.2725 | 2.7816 | 1.3801 | 3.7755 | 0.51837 | 117.1928 | 37031.3055 | 0.99913 | 45717.6611 | 0.22836 | 0.88749 | 0.031354 | 0.91884 | 235.4636 | 37031.3055 | 0.99913 | 45717.6611 | 0.22836 | 1.4647 | 0.031354 | 1.4961 | 383.3898 | 37031.3055 | 0.99913 | 47659.3379 | 0.22836 | 0.10791 | 1.342 | 0.04617 | 1.3882 | 355.7431 | 37031.3055 | 0.99913 | 47844.064 | 0.0042 | 0.92876 | 0.00057666 | 0.92934 | 238.3541 | 37031.3055 | 0.99913 | 44242.8979 | 0.0042 | 1.4175 | 0.00057666 | 1.4181 | 363.594 | 37031.3055 | 0.99913 | 46638.9238 | 0.0042 | 0.10791 | 1.3133 | 0.015393 | 1.3287 | 340.6922
01/26 03:00:00 | 24.98 | -3.9 | 100% | 0.7005 | 25963.0383 | 0.85001 | 3.06 | 3.0207 | 2.7187 | 1.4275 | 3.9956 | 0.5486 | 120.6854 | 0.7005 | 25963.0383 | 0.85001 | 3.315 | 3.2725 | 2.7816 | 1.4275 | 3.9052 | 0.53618 | 117.729 | 37063.5069 | 1 | 45757.416 | 0.22856 | 0.88826 | 0.031381 | 0.91964 | 236.3833 | 37063.5069 | 1 | 45757.416 | 0.22856 | 1.466 | 0.031381 | 1.4974 | 384.8872 | 37063.5069 | 1 | 47700.7811 | 0.22856 | 0.10801 | 1.3432 | 0.04621 | 1.3894 | 357.1325 | 37063.5069 | 1 | 47885.6679 | 0.0042 | 0.92957 | 0.00057666 | 0.93015 | 239.2842 | 37063.5069 | 1 | 44281.3703 | 0.0042 | 1.4187 | 0.00057666 | 1.4193 | 365.0133 | 37063.5069 | 1 | 46679.4798 | 0.0042 | 0.10801 | 1.3144 | 0.015406 | 1.3298 | 342.022
01/26 04:00:00 | 23 | -5 | 100% | 0.67452 | 25000.1726 | 0.82666 | 2.976 | 2.9365 | 2.6429 | 1.4825 | 4.1102 | 0.56433 | 121.2497 | 0.67452 | 25000.1726 | 0.82666 | 3.224 | 3.1812 | 2.704 | 1.4825 | 4.0172 | 0.55156 | 118.2806 | 37063.5069 | 1 | 45757.416 | 0.22856 | 0.88826 | 0.031381 | 0.91964 | 237.3029 | 37063.5069 | 1 | 45757.416 | 0.22856 | 1.466 | 0.031381 | 1.4974 | 386.3846 | 37063.5069 | 1 | 47700.7811 | 0.22856 | 0.10801 | 1.3432 | 0.04621 | 1.3894 | 358.5219 | 37063.5069 | 1 | 47885.6679 | 0.0042 | 0.92957 | 0.00057666 | 0.93015 | 240.2144 | 37063.5069 | 1 | 44281.3703 | 0.0042 | 1.4187 | 0.00057666 | 1.4193 | 366.4326 | 37063.5069 | 1 | 46679.4798 | 0.0042 | 0.10801 | 1.3144 | 0.015406 | 1.3298 | 343.3518
01/26 05:00:00 | 23 | -5 | 100% | 0.67452 | 25000.1726 | 0.82666 | 2.976 | 2.9365 | 2.6429 | 1.4825 | 4.1102 | 0.56433 | 121.814 | 0.67452 | 25000.1726 | 0.82666 | 3.224 | 3.1812 | 2.704 | 1.4825 | 4.0172 | 0.55156 | 118.8321 | 37063.5069 | 1 | 45757.416 | 0.22856 | 0.88826 | 0.031381 | 0.91964 | 238.2226 | 37063.5069 | 1 | 45757.416 | 0.22856 | 1.466 | 0.031381 | 1.4974 | 387.882 | 37063.5069 | 1 | 47700.7811 | 0.22856 | 0.10801 | 1.3432 | 0.04621 | 1.3894 | 359.9114 | 37063.5069 | 1 | 47885.6679 | 0.0042 | 0.92957 | 0.00057666 | 0.93015 | 241.1445 | 37063.5069 | 1 | 44281.3703 | 0.0042 | 1.4187 | 0.00057666 | 1.4193 | 367.8519 | 37063.5069 | 1 | 46679.4798 | 0.0042 | 0.10801 | 1.3144 | 0.015406 | 1.3298 | 344.6817
01/26 06:00:00 | 21.92 | -5.6 | 100% | 0.66055 | 24482.2121 | 0.81396 | 2.9302 | 2.8901 | 2.6011 | 1.5139 | 4.1762 | 0.5734 | 122.3874 | 0.66055 | 24482.2121 | 0.81396 | 3.1744 | 3.1309 | 2.6613 | 1.5139 | 4.0817 | 0.56042 | 119.3925 | 37063.5069 | 1 | 45757.416 | 0.22856 | 0.88826 | 0.031381 | 0.91964 | 239.1422 | 37063.5069 | 1 | 45757.416 | 0.22856 | 1.466 | 0.031381 | 1.4974 | 389.3794 | 37063.5069 | 1 | 47700.7811 | 0.22856 | 0.10801 | 1.3432 | 0.04621 | 1.3894 | 361.3008 | 37063.5069 | 1 | 47885.6679 | 0.0042 | 0.92957 | 0.00057666 | 0.93015 | 242.0747 | 37063.5069 | 1 | 44281.3703 | 0.0042 | 1.4187 | 0.00057666 | 1.4193 | 369.2712 | 37063.5069 | 1 | 46679.4798 | 0.0042 | 0.10801 | 1.3144 | 0.015406 | 1.3298 | 346.0115
01/26 07:00:00 | 21.92 | -5.6 | 100% | 0.66055 | 24482.2121 | 0.81396 | 2.9302 | 2.8901 | 2.6011 | 1.5139 | 4.1762 | 0.5734 | 122.9608 | 0.66055 | 24482.2121 | 0.81396 | 3.1744 | 3.1309 | 2.6613 | 1.5139 | 4.0817 | 0.56042 | 119.953 | 37063.5069 | 1 | 45757.416 | 0.22856 | 0.88826 | 0.031381 | 0.91964 | 240.0618 | 37063.5069 | 1 | 45757.416 | 0.22856 | 1.466 | 0.031381 | 1.4974 | 390.8768 | 37063.5069 | 1 | 47700.7811 | 0.22856 | 0.10801 | 1.3432 | 0.04621 | 1.3894 | 362.6902 | 37063.5069 | 1 | 47885.6679 | 0.0042 | 0.92957 | 0.00057666 | 0.93015 | 243.0048 | 37063.5069 | 1 | 44281.3703 | 0.0042 | 1.4187 | 0.00057666 | 1.4193 | 370.6905 | 37063.5069 | 1 | 46679.4798 | 0.0042 | 0.10801 | 1.3144 | 0.015406 | 1.3298 | 347.3414
01/26 08:00:00 | 26.96 | -2.8 | 100% | 0.72694 | 26943.079 | 0.87333 | 3.144 | 3.1037 | 2.7933 | 1.3756 | 3.8888 | 0.53393 | 123.4947 | 0.72694 | 26943.079 | 0.87333 | 3.406 | 3.3624 | 2.858 | 1.3756 | 3.8008 | 0.52185 | 120.4748 | 37063.5069 | 1 | 45757.416 | 0.22856 | 0.88826 | 0.031381 | 0.91964 | 240.9815 | 37063.5069 | 1 | 45757.416 | 0.22856 | 1.466 | 0.031381 | 1.4974 | 392.3742 | 37063.5069 | 1 | 47700.7811 | 0.22856 | 0.10801 | 1.3432 | 0.04621 | 1.3894 | 364.0796 | 37063.5069 | 1 | 47885.6679 | 0.0042 | 0.92957 | 0.00057666 | 0.93015 | 243.935 | 37063.5069 | 1 | 44281.3703 | 0.0042 | 1.4187 | 0.00057666 | 1.4193 | 372.1097 | 37063.5069 | 1 | 46679.4798 | 0.0042 | 0.10801 | 1.3144 | 0.015406 | 1.3298 | 348.6712
01/26 09:00:00 | 32 | 0 | 78.72% | 0.79634 | 29515.2278 | 0.93175 | 3.3543 | 3.3086 | 2.9777 | 0.98856 | 2.8718 | 0.3943 | 123.889 | 0.79634 | 29515.2278 | 0.93175 | 3.6338 | 3.5843 | 3.0467 | 0.98856 | 2.8068 | 0.38538 | 120.8602 | 29177.5097 | 0.78723 | 36021.617 | 0.17993 | 0.69926 | 0.024704 | 0.72397 | 241.7054 | 29177.5097 | 0.78723 | 36021.617 | 0.17993 | 1.1541 | 0.024704 | 1.1788 | 393.553 | 29177.5097 | 0.78723 | 37551.4926 | 0.17993 | 0.085025 | 1.0574 | 0.036378 | 1.0938 | 365.1734 | 29177.5097 | 0.78723 | 37697.041 | 0.0042 | 0.73179 | 0.00057666 | 0.73236 | 244.6674 | 29177.5097 | 0.78723 | 34859.6293 | 0.0042 | 1.1169 | 0.00057666 | 1.1174 | 373.2272 | 29177.5097 | 0.78723 | 36747.4934 | 0.0042 | 0.085025 | 1.0348 | 0.012251 | 1.047 | 349.7182
01/26 10:00:00 | 39.92 | 4.4 | 44.87% | 0.91146 | 33782.0112 | 1.0162 | 3.6581 | 3.6095 | 3.2485 | 0.49227 | 1.5003 | 0.206 | 124.095 | 0.91146 | 33782.0112 | 1.0162 | 3.963 | 3.9103 | 3.3237 | 0.8637 | 2.5728 | 0.35325 | 121.2134 | 16629.7395 | 0.44868 | 20530.5426 | 0.10255 | 0.39855 | 0.01408 | 0.41263 | 242.1181 | 16629.7395 | 0.44868 | 20530.5426 | 0.10255 | 0.65777 | 0.01408 | 0.67185 | 394.2248 | 16629.7395 | 0.44868 | 21402.4962 | 0.10255 | 0.04846 | 0.60267 | 0.020734 | 0.6234 | 365.7968 | 16629.7395 | 0.44868 | 21485.4516 | 0.0042 | 0.41708 | 0.00057666 | 0.41766 | 245.085 | 16629.7395 | 0.44868 | 19868.2671 | 0.0042 | 0.63655 | 0.00057666 | 0.63713 | 373.8643 | 16629.7395 | 0.44868 | 20944.2563 | 0.0042 | 0.04846 | 0.58977 | 0.0072302 | 0.597 | 350.3152
01/26 11:00:00 | 41 | 5 | 29.67% | 0.92774 | 34385.1365 | 1.0265 | 3.6954 | 3.6483 | 3.2835 | 0.31981 | 0.98156 | 0.13477 | 124.2298 | 0.92774 | 34385.1365 | 1.0265 | 4.0033 | 3.9524 | 3.3595 | 0.31981 | 0.95935 | 0.13172 | 121.3452 | 10996.6733 | 0.2967 | 13576.1399 | 0.067813 | 0.26354 | 0.0093107 | 0.27286 | 242.3909 | 10996.6733 | 0.2967 | 13576.1399 | 0.067813 | 0.43496 | 0.0093107 | 0.44427 | 394.6691 | 10996.6733 | 0.2967 | 14152.7327 | 0.067813 | 0.032045 | 0.39852 | 0.01371 | 0.41224 | 366.209 | 10996.6733 | 0.2967 | 14207.5883 | 0.0042 | 0.2758 | 0.00057666 | 0.27638 | 245.3614 | 10996.6733 | 0.2967 | 13138.1999 | 0.0042 | 0.42093 | 0.00057666 | 0.42151 | 374.2858 | 10996.6733 | 0.2967 | 13849.7145 | 0.0042 | 0.032045 | 0.38999 | 0.0049764 | 0.39497 | 350.7102
01/26 12:00:00 | 46.94 | 8.3 | 18.63% | 1.0197 | 37793.6649 | 1.0761 | 3.8739 | 3.8522 | 3.4669 | 0.18267 | 0.58362 | 0.080132 | 124.3099 | 1.0197 | 37793.6649 | 1.0761 | 4.1967 | 4.1732 | 3.5472 | 0.29097 | 0.90859 | 0.12475 | 121.4699 | 6903.8065 | 0.18627 | 8523.2179 | 0.042573 | 0.16546 | 0.0058453 | 0.1713 | 242.5622 | 6903.8065 | 0.18627 | 8523.2179 | 0.042573 | 0.27307 | 0.0058453 | 0.27892 | 394.948 | 6903.8065 | 0.18627 | 8885.2079 | 0.042573 | 0.020118 | 0.2502 | 0.0086076 | 0.2588 | 366.4678 | 6903.8065 | 0.18627 | 8919.6466 | 0.0042 | 0.17315 | 0.00057666 | 0.17373 | 245.5351 | 6903.8065 | 0.18627 | 8248.2754 | 0.0042 | 0.26426 | 0.00057666 | 0.26484 | 374.5507 | 6903.8065 | 0.18627 | 8694.9704 | 0.0042 | 0.020118 | 0.24484 | 0.0033389 | 0.24818 | 350.9584
01/26 13:00:00 | 46.94 | 8.3 | 8.325% | 1.0197 | 37793.6649 | 1.0761 | 3.8739 | 3.8522 | 3.4669 | 0.081645 | 0.26085 | 0.035815 | 124.3457 | 1.0197 | 37793.6649 | 1.0761 | 4.1967 | 4.1732 | 3.5472 | 0.081645 | 0.25495 | 0.035005 | 121.5049 | 3085.6696 | 0.083254 | 3809.4686 | 0.019028 | 0.073951 | 0.0026126 | 0.076563 | 242.6388 | 3085.6696 | 0.083254 | 3809.4686 | 0.019028 | 0.12205 | 0.0026126 | 0.12466 | 395.0727 | 3085.6696 | 0.083254 | 3971.2607 | 0.019028 | 0.0089918 | 0.11183 | 0.0038472 | 0.11567 | 366.5835 | 3085.6696 | 0.083254 | 3986.6532 | 0.0042 | 0.07739 | 0.00057666 | 0.077967 | 245.6131 | 3085.6696 | 0.083254 | 3686.5826 | 0.0042 | 0.11811 | 0.00057666 | 0.11869 | 374.6693 | 3085.6696 | 0.083254 | 3886.2338 | 0.0042 | 0.0089918 | 0.10943 | 0.0018112 | 0.11124 | 351.0696
01/26 14:00:00 | 50 | 10 | 1.292% | 1.0687 | 39609.8985 | 1.0959 | 3.9451 | 3.9508 | 3.5557 | 0.01209 | 0.039472 | 0.0054195 | 124.3512 | 1.0687 | 39609.8985 | 1.0959 | 4.2739 | 4.28 | 3.638 | 0.077901 | 0.24859 | 0.034131 | 121.5391 | 478.875 | 0.01292 | 591.2037 | 0.0029531 | 0.011477 | 0.00040546 | 0.011882 | 242.6507 | 478.875 | 0.01292 | 591.2037 | 0.0029531 | 0.018941 | 0.00040546 | 0.019347 | 395.092 | 478.875 | 0.01292 | 616.3127 | 0.0029531 | 0.0013955 | 0.017355 | 0.00059705 | 0.017952 | 366.6014 | 478.875 | 0.01292 | 618.7016 | 0.0042 | 0.01201 | 0.00057666 | 0.012587 | 245.6257 | 478.875 | 0.01292 | 572.1326 | 0.0042 | 0.01833 | 0.00057666 | 0.018907 | 374.6883 | 478.875 | 0.01292 | 603.1171 | 0.0042 | 0.0013955 | 0.016983 | 0.00076826 | 0.017751 | 351.0874
01/26 15:00:00 | 48.92 | 9.4 | 0% | 1.0513 | 38964.1908 | 1.0894 | 3.9218 | 3.9165 | 3.5248 | 0 | 0 | 0 | 124.3512 | 1.0513 | 38964.1908 | 1.0894 | 4.2486 | 4.2428 | 3.6064 | 0 | 0 | 0 | 121.5391 | 0 | 0 | 0 | 0 | 0 | 0 | 0 | 242.6507 | 0 | 0 | 0 | 0 | 0 | 0 | 0 | 395.092 | 0 | 0 | 0 | 0 | 0 | 0 | 0 | 0 | 366.6014 | 0 | 0 | 0 | 0.0042 | 0 | 0.00057666 | 0.00057666 | 245.6262 | 0 | 0 | 0 | 0.0042 | 0 | 0.00057666 | 0.00057666 | 374.6888 | 0 | 0 | 0 | 0.0042 | 0 | 0 | 0.00057666 | 0.00057666 | 351.088
01/26 16:00:00 | 50 | 10 | 0% | 1.0687 | 39609.8985 | 1.0959 | 3.9451 | 3.9508 | 3.5557 | 0 | 0 | 0 | 124.3512 | 1.0687 | 39609.8985 | 1.0959 | 4.2739 | 4.28 | 3.638 | 0 | 0 | 0 | 121.5391 | 0 | 0 | 0 | 0 | 0 | 0 | 0 | 242.6507 | 0 | 0 | 0 | 0 | 0 | 0 | 0 | 395.092 | 0 | 0 | 0 | 0 | 0 | 0 | 0 | 0 | 366.6014 | 0 | 0 | 0 | 0.0042 | 0 | 0.00057666 | 0.00057666 | 245.6268 | 0 | 0 | 0 | 0.0042 | 0 | 0.00057666 | 0.00057666 | 374.6894 | 0 | 0 | 0 | 0.0042 | 0 | 0 | 0.00057666 | 0.00057666 | 351.0885
01/26 17:00:00 | 46.94 | 8.3 | 0% | 1.0197 | 37793.6649 | 1.0761 | 3.8739 | 3.8522 | 3.4669 | 0 | 0 | 0 | 124.3512 | 1.0197 | 37793.6649 | 1.0761 | 4.1967 | 4.1732 | 3.5472 | 0 | 0 | 0 | 121.5391 | 0 | 0 | 0 | 0 | 0 | 0 | 0 | 242.6507 | 0 | 0 | 0 | 0 | 0 | 0 | 0 | 395.092 | 0 | 0 | 0 | 0 | 0 | 0 | 0 | 0 | 366.6014 | 0 | 0 | 0 | 0.0042 | 0 | 0.00057666 | 0.00057666 | 245.6274 | 0 | 0 | 0 | 0.0042 | 0 | 0.00057666 | 0.00057666 | 374.69 | 0 | 0 | 0 | 0.0042 | 0 | 0 | 0.00057666 | 0.00057666 | 351.0891
01/26 18:00:00 | 46.58 | 8.1 | 4.484% | 1.014 | 37582.6872 | 1.0735 | 3.8645 | 3.8403 | 3.4562 | 0.044222 | 0.14093 | 0.01935 | 124.3705 | 1.014 | 37582.6872 | 1.0735 | 4.1866 | 4.1603 | 3.5363 | 0 | 0 | 0 | 121.5391 | 1661.9923 | 0.044842 | 2051.8424 | 0.010249 | 0.039831 | 0.0014072 | 0.041238 | 242.6919 | 1661.9923 | 0.044842 | 2051.8424 | 0.010249 | 0.065738 | 0.0014072 | 0.067145 | 395.1592 | 1661.9923 | 0.044842 | 2138.9863 | 0.010249 | 0.0048431 | 0.060231 | 0.0020721 | 0.062304 | 366.6637 | 1661.9923 | 0.044842 | 2147.2769 | 0.0042 | 0.041684 | 0.00057666 | 0.04226 | 245.6697 | 1661.9923 | 0.044842 | 1985.6539 | 0.0042 | 0.063618 | 0.00057666 | 0.064194 | 374.7542 | 1661.9923 | 0.044842 | 2093.1893 | 0.0042 | 0.0048431 | 0.058942 | 0.0012416 | 0.060183 | 351.1493
01/26 19:00:00 | 44.24 | 6.8 | 13.62% | 0.97738 | 36225.1717 | 1.0552 | 3.7987 | 3.7616 | 3.3854 | 0.13933 | 0.43695 | 0.059994 | 124.4305 | 0.97738 | 36225.1717 | 1.0552 | 4.1153 | 4.075 | 3.4638 | 0.13933 | 0.42707 | 0.058636 | 121.5977 | 5047.2473 | 0.13618 | 6231.1695 | 0.031125 | 0.12096 | 0.0042734 | 0.12523 | 242.8171 | 5047.2473 | 0.13618 | 6231.1695 | 0.031125 | 0.19964 | 0.0042734 | 0.20391 | 395.3631 | 5047.2473 | 0.13618 | 6495.8138 | 0.031125 | 0.014708 | 0.18291 | 0.0062928 | 0.18921 | 366.8529 | 5047.2473 | 0.13618 | 6520.9913 | 0.0042 | 0.12659 | 0.00057666 | 0.12716 | 245.7968 | 5047.2473 | 0.13618 | 6030.164 | 0.0042 | 0.1932 | 0.00057666 | 0.19378 | 374.948 | 5047.2473 | 0.13618 | 6356.7346 | 0.0042 | 0.014708 | 0.179 | 0.0025961 | 0.18159 | 351.3309
01/26 20:00:00 | 40.64 | 4.8 | 23.83% | 0.9223 | 34183.5269 | 1.0231 | 3.6831 | 3.6354 | 3.2719 | 0.25837 | 0.79113 | 0.10862 | 124.5391 | 0.9223 | 34183.5269 | 1.0231 | 3.99 | 3.9384 | 3.3476 | 0.14765 | 0.44188 | 0.06067 | 121.6584 | 8831.9726 | 0.23829 | 10903.6698 | 0.054464 | 0.21167 | 0.0074779 | 0.21914 | 243.0363 | 8831.9726 | 0.23829 | 10903.6698 | 0.054464 | 0.34934 | 0.0074779 | 0.35682 | 395.7199 | 8831.9726 | 0.23829 | 11366.76 | 0.054464 | 0.025737 | 0.32007 | 0.011012 | 0.33109 | 367.184 | 8831.9726 | 0.23829 | 11410.8173 | 0.0042 | 0.22151 | 0.00057666 | 0.22209 | 246.0189 | 8831.9726 | 0.23829 | 10551.9385 | 0.0042 | 0.33807 | 0.00057666 | 0.33865 | 375.2866 | 8831.9726 | 0.23829 | 11123.3911 | 0.0042 | 0.025737 | 0.31322 | 0.0041103 | 0.31733 | 351.6482
01/26 21:00:00 | 39.02 | 3.9 | 34.36% | 0.89801 | 33283.3101 | 1.0073 | 3.6262 | 3.5767 | 3.219 | 0.38262 | 1.1595 | 0.15919 | 124.6983 | 0.89801 | 33283.3101 | 1.0073 | 3.9284 | 3.8748 | 3.2936 | 0.38262 | 1.1332 | 0.15559 | 121.8139 | 12734.7879 | 0.34359 | 15721.9604 | 0.078531 | 0.3052 | 0.010782 | 0.31598 | 243.3523 | 12734.7879 | 0.34359 | 15721.9604 | 0.078531 | 0.50371 | 0.010782 | 0.51449 | 396.2344 | 12734.7879 | 0.34359 | 16389.6884 | 0.078531 | 0.03711 | 0.46151 | 0.015878 | 0.47739 | 367.6614 | 12734.7879 | 0.34359 | 16453.2144 | 0.0042 | 0.3194 | 0.00057666 | 0.31997 | 246.3389 | 12734.7879 | 0.34359 | 15214.8004 | 0.0042 | 0.48746 | 0.00057666 | 0.48804 | 375.7746 | 12734.7879 | 0.34359 | 16038.7757 | 0.0042 | 0.03711 | 0.45163 | 0.0056719 | 0.45731 | 352.1055
01/26 22:00:00 | 36.5 | 2.5 | 45.03% | 0.86084 | 31905.8255 | 0.98131 | 3.5327 | 3.483 | 3.1347 | 0.52309 | 1.5604 | 0.21425 | 124.9126 | 0.86084 | 31905.8255 | 0.98131 | 3.8271 | 3.7732 | 3.2072 | 0.39914 | 1.1637 | 0.15978 | 121.9737 | 16689.6951 | 0.4503 | 20604.5618 | 0.10292 | 0.39998 | 0.014131 | 0.41411 | 243.7664 | 16689.6951 | 0.4503 | 20604.5618 | 0.10292 | 0.66014 | 0.014131 | 0.67427 | 396.9087 | 16689.6951 | 0.4503 | 21479.659 | 0.10292 | 0.048635 | 0.60484 | 0.020808 | 0.62565 | 368.2871 | 16689.6951 | 0.4503 | 21562.9135 | 0.0042 | 0.41859 | 0.00057666 | 0.41916 | 246.758 | 16689.6951 | 0.4503 | 19939.8985 | 0.0042 | 0.63885 | 0.00057666 | 0.63942 | 376.4141 | 16689.6951 | 0.4503 | 21019.7671 | 0.0042 | 0.048635 | 0.59189 | 0.0072542 | 0.59915 | 352.7047
01/26 23:00:00 | 36.86 | 2.7 | 53.48% | 0.86611 | 32100.9057 | 0.98511 | 3.5464 | 3.4965 | 3.1469 | 0.61751 | 1.8462 | 0.25348 | 125.1661 | 0.86611 | 32100.9057 | 0.98511 | 3.8419 | 3.7879 | 3.2197 | 0.61751 | 1.8044 | 0.24775 | 122.2215 | 19822.6624 | 0.53483 | 24472.4228 | 0.12224 | 0.47507 | 0.016784 | 0.49185 | 244.2582 | 19822.6624 | 0.53483 | 24472.4228 | 0.12224 | 0.78406 | 0.016784 | 0.80085 | 397.7095 | 19822.6624 | 0.53483 | 25511.7921 | 0.12224 | 0.057764 | 0.71838 | 0.024715 | 0.7431 | 369.0302 | 19822.6624 | 0.53483 | 25610.675 | 0.0042 | 0.49716 | 0.00057666 | 0.49774 | 247.2558 | 19822.6624 | 0.53483 | 23682.9898 | 0.0042 | 0.75877 | 0.00057666 | 0.75935 | 377.1734 | 19822.6624 | 0.53483 | 24965.5698 | 0.0042 | 0.057764 | 0.703 | 0.0085077 | 0.71151 | 353.4162
01/26 24:00:00 | 35.78 | 2.1 | 59.3% | 0.85036 | 31517.3683 | 0.97362 | 3.505 | 3.4556 | 3.1101 | 0.69731 | 2.0711 | 0.28436 | 125.4504 | 0.85036 | 31517.3683 | 0.97362 | 3.7971 | 3.7436 | 3.1821 | 0.62894 | 1.8258 | 0.25068 | 122.4722 | 21977.4399 | 0.59297 | 27132.6419 | 0.13553 | 0.52671 | 0.018608 | 0.54532 | 244.8035 | 21977.4399 | 0.59297 | 27132.6419 | 0.13553 | 0.86929 | 0.018608 | 0.8879 | 398.5974 | 21977.4399 | 0.59297 | 28284.9935 | 0.13553 | 0.064044 | 0.79647 | 0.027401 | 0.82387 | 369.854 | 21977.4399 | 0.59297 | 28394.6252 | 0.0042 | 0.55121 | 0.00057666 | 0.55178 | 247.8076 | 21977.4399 | 0.59297 | 26257.3954 | 0.0042 | 0.84125 | 0.00057666 | 0.84183 | 378.0152 | 21977.4399 | 0.59297 | 27679.3954 | 0.0042 | 0.064044 | 0.77942 | 0.0093699 | 0.78879 | 354.205
01/27 01:00:00 | 35.42 | 1.9 | 64.19% | 0.84514 | 31323.9914 | 0.96974 | 3.4911 | 3.4419 | 3.0977 | 0.75946 | 2.2508 | 0.30903 | 125.7594 | 0.84514 | 31323.9914 | 0.96974 | 3.782 | 3.7287 | 3.1694 | 0.75946 | 2.1999 | 0.30204 | 122.7742 | 23789.4083 | 0.64186 | 29369.6399 | 0.1467 | 0.57013 | 0.020142 | 0.59028 | 245.3938 | 23789.4083 | 0.64186 | 29369.6399 | 0.1467 | 0.94096 | 0.020142 | 0.96111 | 399.5585 | 23789.4083 | 0.64186 | 30616.9991 | 0.1467 | 0.069324 | 0.86214 | 0.02966 | 0.8918 | 370.7458 | 23789.4083 | 0.64186 | 30735.6696 | 0.0042 | 0.59665 | 0.00057666 | 0.59723 | 248.4048 | 23789.4083 | 0.64186 | 28422.2321 | 0.0042 | 0.91061 | 0.00057666 | 0.91119 | 378.9264 | 23789.4083 | 0.64186 | 29961.4714 | 0.0042 | 0.069324 | 0.84368 | 0.010095 | 0.85378 | 355.0587
01/27 02:00:00 | 34.16 | 1.2 | 68.44% | 0.827 | 30651.6433 | 0.95596 | 3.4415 | 3.3934 | 3.054 | 0.82753 | 2.4342 | 0.33421 | 126.0937 | 0.827 | 30651.6433 | 0.95596 | 3.7283 | 3.6761 | 3.1247 | 0.77612 | 2.2313 | 0.30636 | 123.0806 | 25365.0991 | 0.68437 | 31314.9371 | 0.15642 | 0.6079 | 0.021476 | 0.62937 | 246.0232 | 25365.0991 | 0.68437 | 31314.9371 | 0.15642 | 1.0033 | 0.021476 | 1.0248 | 400.5833 | 25365.0991 | 0.68437 | 32644.9151 | 0.15642 | 0.073915 | 0.91924 | 0.031625 | 0.95087 | 371.6967 | 25365.0991 | 0.68437 | 32771.4458 | 0.0042 | 0.63617 | 0.00057666 | 0.63675 | 249.0415 | 25365.0991 | 0.68437 | 30304.7778 | 0.0042 | 0.97092 | 0.00057666 | 0.9715 | 379.8979 | 25365.0991 | 0.68437 | 31945.9686 | 0.0042 | 0.073915 | 0.89956 | 0.010725 | 0.91029 | 355.969
01/27 03:00:00 | 33.98 | 1.1 | 71.84% | 0.82443 | 30556.1613 | 0.95397 | 3.4343 | 3.3864 | 3.0477 | 0.87136 | 2.5604 | 0.35155 | 126.4452 | 0.82443 | 30556.1613 | 0.95397 | 3.7205 | 3.6686 | 3.1183 | 0.87136 | 2.5025 | 0.34359 | 123.4241 | 26625.4864 | 0.71837 | 32870.9708 | 0.16419 | 0.6381 | 0.022543 | 0.66065 | 246.6838 | 26625.4864 | 0.71837 | 32870.9708 | 0.16419 | 1.0531 | 0.022543 | 1.0757 | 401.659 | 26625.4864 | 0.71837 | 34267.0352 | 0.16419 | 0.077588 | 0.96492 | 0.033196 | 0.99812 | 372.6948 | 26625.4864 | 0.71837 | 34399.8532 | 0.0042 | 0.66778 | 0.00057666 | 0.66836 | 249.7099 | 26625.4864 | 0.71837 | 31810.6169 | 0.0042 | 1.0192 | 0.00057666 | 1.0197 | 380.9177 | 26625.4864 | 0.71837 | 33533.3582 | 0.0042 | 0.077588 | 0.94426 | 0.01123 | 0.95549 | 356.9245
01/27 04:00:00 | 33.98 | 1.1 | 73.47% | 0.82443 | 30556.1613 | 0.95397 | 3.4343 | 3.3864 | 3.0477 | 0.89117 | 2.6186 | 0.35954 | 126.8047 | 0.82443 | 30556.1613 | 0.95397 | 3.7205 | 3.6686 | 3.1183 | 0.87136 | 2.5025 | 0.34359 | 123.7677 | 27230.844 | 0.73471 | 33618.3259 | 0.16792 | 0.65261 | 0.023056 | 0.67567 | 247.3595 | 27230.844 | 0.73471 | 33618.3259 | 0.16792 | 1.0771 | 0.023056 | 1.1001 | 402.7591 | 27230.844 | 0.73471 | 35046.1313 | 0.16792 | 0.079352 | 0.98686 | 0.033951 | 1.0208 | 373.7156 | 27230.844 | 0.73471 | 35181.969 | 0.0042 | 0.68296 | 0.00057666 | 0.68354 | 250.3934 | 27230.844 | 0.73471 | 32533.8638 | 0.0042 | 1.0423 | 0.00057666 | 1.0429 | 381.9606 | 27230.844 | 0.73471 | 34295.7733 | 0.0042 | 0.079352 | 0.96573 | 0.011472 | 0.9772 | 357.9017
01/27 05:00:00 | 26.96 | -2.8 | 82.1% | 0.72694 | 26943.079 | 0.87333 | 3.144 | 3.1037 | 2.7933 | 1.1294 | 3.1928 | 0.43838 | 127.2431 | 0.72694 | 26943.079 | 0.87333 | 3.406 | 3.3624 | 2.858 | 1.1294 | 3.1206 | 0.42846 | 124.1962 | 30430.5909 | 0.82104 | 37568.6307 | 0.18766 | 0.72929 | 0.025765 | 0.75506 | 248.1146 | 30430.5909 | 0.82104 | 37568.6307 | 0.18766 | 1.2036 | 0.025765 | 1.2294 | 403.9885 | 30430.5909 | 0.82104 | 39164.2096 | 0.18766 | 0.088677 | 1.1028 | 0.03794 | 1.1408 | 374.8564 | 30430.5909 | 0.82104 | 39316.0089 | 0.0042 | 0.76322 | 0.00057666 | 0.76379 | 251.1572 | 30430.5909 | 0.82104 | 36356.7394 | 0.0042 | 1.1648 | 0.00057666 | 1.1654 | 383.126 | 30430.5909 | 0.82104 | 38325.6812 | 0.0042 | 0.088677 | 1.0792 | 0.012752 | 1.092 | 358.9937
01/27 06:00:00 | 28.04 | -2.2 | 87.41% | 0.74156 | 27484.8856 | 0.886 | 3.1896 | 3.1484 | 2.8336 | 1.1787 | 3.3509 | 0.46007 | 127.7032 | 0.74156 | 27484.8856 | 0.886 | 3.4554 | 3.4108 | 2.8992 | 1.1072 | 3.0763 | 0.42238 | 124.6186 | 32396.4871 | 0.87408 | 39995.6631 | 0.19978 | 0.77641 | 0.02743 | 0.80384 | 248.9184 | 32396.4871 | 0.87408 | 39995.6631 | 0.19978 | 1.2814 | 0.02743 | 1.3088 | 405.2974 | 32396.4871 | 0.87408 | 41694.3207 | 0.19978 | 0.094405 | 1.1741 | 0.040391 | 1.2145 | 376.0709 | 32396.4871 | 0.87408 | 41855.9265 | 0.0042 | 0.81252 | 0.00057666 | 0.8131 | 251.9703 | 32396.4871 | 0.87408 | 38705.4805 | 0.0042 | 1.2401 | 0.00057666 | 1.2406 | 384.3666 | 32396.4871 | 0.87408 | 40801.6211 | 0.0042 | 0.094405 | 1.1489 | 0.013539 | 1.1625 | 360.1562
01/27 07:00:00 | 28.04 | -2.2 | 86.24% | 0.74156 | 27484.8856 | 0.886 | 3.1896 | 3.1484 | 2.8336 | 1.1629 | 3.306 | 0.45391 | 128.1571 | 0.74156 | 27484.8856 | 0.886 | 3.4554 | 3.4108 | 2.8992 | 1.1629 | 3.2312 | 0.44364 | 125.0622 | 31962.4469 | 0.86237 | 39459.811 | 0.1971 | 0.76601 | 0.027062 | 0.79307 | 249.7115 | 31962.4469 | 0.86237 | 39459.811 | 0.1971 | 1.2642 | 0.027062 | 1.2913 | 406.5887 | 31962.4469 | 0.86237 | 41135.7104 | 0.1971 | 0.093141 | 1.1583 | 0.03985 | 1.1982 | 377.269 | 31962.4469 | 0.86237 | 41295.1511 | 0.0042 | 0.80164 | 0.00057666 | 0.80221 | 252.7725 | 31962.4469 | 0.86237 | 38186.9139 | 0.0042 | 1.2235 | 0.00057666 | 1.224 | 385.5907 | 31962.4469 | 0.86237 | 40254.971 | 0.0042 | 0.093141 | 1.1335 | 0.013365 | 1.1469 | 361.303
01/27 08:00:00 | 30.02 | -1.1 | 80.94% | 0.76872 | 28491.4693 | 0.90904 | 3.2726 | 3.2292 | 2.9063 | 1.053 | 3.0253 | 0.41538 | 128.5725 | 0.76872 | 28491.4693 | 0.90904 | 3.5453 | 3.4984 | 2.9736 | 1.1218 | 3.1503 | 0.43253 | 125.4947 | 30000.1881 | 0.80943 | 37037.2692 | 0.185 | 0.71898 | 0.025401 | 0.74438 | 250.4559 | 30000.1881 | 0.80943 | 37037.2692 | 0.185 | 1.1866 | 0.025401 | 1.212 | 407.8007 | 30000.1881 | 0.80943 | 38610.2806 | 0.185 | 0.087422 | 1.0872 | 0.037404 | 1.1246 | 378.3937 | 30000.1881 | 0.80943 | 38759.9329 | 0.0042 | 0.75242 | 0.00057666 | 0.753 | 253.5255 | 30000.1881 | 0.80943 | 35842.5186 | 0.0042 | 1.1483 | 0.00057666 | 1.1489 | 386.7396 | 30000.1881 | 0.80943 | 37783.6122 | 0.0042 | 0.087422 | 1.0639 | 0.01258 | 1.0765 | 362.3796
01/27 09:00:00 | 32.54 | 0.3 | 64.28% | 0.80396 | 29797.4155 | 0.93787 | 3.3763 | 3.33 | 2.997 | 0.79959 | 2.33 | 0.31991 | 128.8924 | 0.80396 | 29797.4155 | 0.93787 | 3.6577 | 3.6075 | 3.0663 | 0.79959 | 2.2773 | 0.31267 | 125.8074 | 23825.6627 | 0.64283 | 29414.3984 | 0.14692 | 0.571 | 0.020173 | 0.59117 | 251.047 | 23825.6627 | 0.64283 | 29414.3984 | 0.14692 | 0.9424 | 0.020173 | 0.96257 | 408.7632 | 23825.6627 | 0.64283 | 30663.6586 | 0.14692 | 0.069429 | 0.86345 | 0.029705 | 0.89316 | 379.2868 | 23825.6627 | 0.64283 | 30782.51 | 0.0042 | 0.59756 | 0.00057666 | 0.59814 | 254.1237 | 23825.6627 | 0.64283 | 28465.5469 | 0.0042 | 0.912 | 0.00057666 | 0.91257 | 387.6522 | 23825.6627 | 0.64283 | 30007.1319 | 0.0042 | 0.069429 | 0.84497 | 0.010109 | 0.85508 | 363.2346
01/27 10:00:00 | 39.92 | 4.4 | 44.23% | 0.91146 | 33782.0112 | 1.0162 | 3.6581 | 3.6095 | 3.2485 | 0.48525 | 1.4789 | 0.20306 | 129.0954 | 0.91146 | 33782.0112 | 1.0162 | 3.963 | 3.9103 | 3.3237 | 0.70528 | 2.1009 | 0.28846 | 126.0959 | 16392.6975 | 0.44229 | 20237.8981 | 0.10109 | 0.39286 | 0.013879 | 0.40674 | 251.4538 | 16392.6975 | 0.44229 | 20237.8981 | 0.10109 | 0.6484 | 0.013879 | 0.66227 | 409.4255 | 16392.6975 | 0.44229 | 21097.4227 | 0.10109 | 0.047769 | 0.59408 | 0.020438 | 0.61452 | 379.9013 | 16392.6975 | 0.44229 | 21179.1957 | 0.0042 | 0.41114 | 0.00057666 | 0.41171 | 254.5354 | 16392.6975 | 0.44229 | 19585.0627 | 0.0042 | 0.62748 | 0.00057666 | 0.62806 | 388.2802 | 16392.6975 | 0.44229 | 20645.7147 | 0.0042 | 0.047769 | 0.58136 | 0.0071354 | 0.58849 | 363.8231
01/27 11:00:00 | 44.96 | 7.2 | 24.59% | 0.98858 | 36640.3138 | 1.0611 | 3.8198 | 3.7861 | 3.4075 | 0.24876 | 0.78396 | 0.10764 | 129.2031 | 0.98858 | 36640.3138 | 1.0611 | 4.1381 | 4.1016 | 3.4863 | 0.24876 | 0.76623 | 0.1052 | 126.2011 | 9114.5324 | 0.24592 | 11252.5092 | 0.056206 | 0.21844 | 0.0077171 | 0.22615 | 251.6799 | 9114.5324 | 0.24592 | 11252.5092 | 0.056206 | 0.36052 | 0.0077171 | 0.36823 | 409.7938 | 9114.5324 | 0.24592 | 11730.415 | 0.056206 | 0.02656 | 0.33031 | 0.011364 | 0.34168 | 380.243 | 9114.5324 | 0.24592 | 11775.8817 | 0.0042 | 0.2286 | 0.00057666 | 0.22917 | 254.7646 | 9114.5324 | 0.24592 | 10889.525 | 0.0042 | 0.34889 | 0.00057666 | 0.34946 | 388.6297 | 9114.5324 | 0.24592 | 11479.26 | 0.0042 | 0.02656 | 0.32324 | 0.0042234 | 0.32747 | 364.1506
01/27 12:00:00 | 48.02 | 8.9 | 12.79% | 1.0369 | 38430.0045 | 1.0836 | 3.9008 | 3.8874 | 3.4987 | 0.12335 | 0.39708 | 0.05452 | 129.2576 | 1.0369 | 38430.0045 | 1.0836 | 4.2259 | 4.2114 | 3.5797 | 0.23717 | 0.74624 | 0.10246 | 126.3035 | 4740.2192 | 0.12789 | 5852.1224 | 0.029231 | 0.1136 | 0.0040135 | 0.11762 | 251.7975 | 4740.2192 | 0.12789 | 5852.1224 | 0.029231 | 0.18749 | 0.0040135 | 0.19151 | 409.9853 | 4740.2192 | 0.12789 | 6100.6682 | 0.029231 | 0.013813 | 0.17179 | 0.00591 | 0.1777 | 380.4207 | 4740.2192 | 0.12789 | 6124.3142 | 0.0042 | 0.11889 | 0.00057666 | 0.11946 | 254.884 | 4740.2192 | 0.12789 | 5663.3443 | 0.0042 | 0.18145 | 0.00057666 | 0.18202 | 388.8117 | 4740.2192 | 0.12789 | 5970.0493 | 0.0042 | 0.013813 | 0.16811 | 0.0024732 | 0.17058 | 364.3212
01/27 13:00:00 | 48.02 | 8.9 | 6.933% | 1.0369 | 38430.0045 | 1.0836 | 3.9008 | 3.8874 | 3.4987 | 0.066864 | 0.21525 | 0.029554 | 129.2872 | 1.0369 | 38430.0045 | 1.0836 | 4.2259 | 4.2114 | 3.5797 | 0.066864 | 0.21038 | 0.028885 | 126.3324 | 2569.5656 | 0.069329 | 3172.3032 | 0.015846 | 0.061582 | 0.0021756 | 0.063757 | 251.8613 | 2569.5656 | 0.069329 | 3172.3032 | 0.015846 | 0.10164 | 0.0021756 | 0.10381 | 410.0891 | 2569.5656 | 0.069329 | 3307.0342 | 0.015846 | 0.0074879 | 0.093122 | 0.0032037 | 0.096326 | 380.517 | 2569.5656 | 0.069329 | 3319.8522 | 0.0042 | 0.064446 | 0.00057666 | 0.065023 | 254.9491 | 2569.5656 | 0.069329 | 3069.9708 | 0.0042 | 0.098358 | 0.00057666 | 0.098934 | 388.9106 | 2569.5656 | 0.069329 | 3236.2287 | 0.0042 | 0.0074879 | 0.091128 | 0.0016047 | 0.092733 | 364.4139
01/27 14:00:00 | 53.06 | 11.7 | 0.9833% | 1.1188 | 41467.1533 | 1.111 | 3.9997 | 4.0453 | 3.6408 | 0.0087891 | 0.029339 | 0.0040282 | 129.2912 | 1.1188 | 41467.1533 | 1.111 | 4.333 | 4.3824 | 3.7251 | 0.061966 | 0.20217 | 0.027758 | 126.3602 | 364.4571 | 0.0098333 | 449.9471 | 0.0022475 | 0.0087345 | 0.00030858 | 0.0090431 | 251.8703 | 364.4571 | 0.0098333 | 449.9471 | 0.0022475 | 0.014416 | 0.00030858 | 0.014724 | 410.1038 | 364.4571 | 0.0098333 | 469.0568 | 0.0022475 | 0.0010621 | 0.013208 | 0.0004544 | 0.013662 | 380.5307 | 364.4571 | 0.0098333 | 470.8749 | 0.0042 | 0.0091408 | 0.00057666 | 0.0097174 | 254.9588 | 364.4571 | 0.0098333 | 435.4327 | 0.0042 | 0.013951 | 0.00057666 | 0.014527 | 388.9252 | 364.4571 | 0.0098333 | 459.014 | 0.0042 | 0.0010621 | 0.012925 | 0.00072248 | 0.013648 | 364.4276
01/27 15:00:00 | 53.96 | 12.2 | 0% | 1.1338 | 42021.2114 | 1.1146 | 4.0124 | 4.0724 | 3.6652 | 0 | 0 | 0 | 129.2912 | 1.1338 | 42021.2114 | 1.1146 | 4.3467 | 4.4118 | 3.75 | 0 | 0 | 0 | 126.3602 | 0 | 0 | 0 | 0 | 0 | 0 | 0 | 251.8703 | 0 | 0 | 0 | 0 | 0 | 0 | 0 | 410.1038 | 0 | 0 | 0 | 0 | 0 | 0 | 0 | 0 | 380.5307 | 0 | 0 | 0 | 0.0042 | 0 | 0.00057666 | 0.00057666 | 254.9593 | 0 | 0 | 0 | 0.0042 | 0 | 0.00057666 | 0.00057666 | 388.9257 | 0 | 0 | 0 | 0.0042 | 0 | 0 | 0.00057666 | 0.00057666 | 364.4281
01/27 16:00:00 | 53.06 | 11.7 | 0% | 1.1188 | 41467.1533 | 1.111 | 3.9997 | 4.0453 | 3.6408 | 0 | 0 | 0 | 129.2912 | 1.1188 | 41467.1533 | 1.111 | 4.333 | 4.3824 | 3.7251 | 0 | 0 | 0 | 126.3602 | 0 | 0 | 0 | 0 | 0 | 0 | 0 | 251.8703 | 0 | 0 | 0 | 0 | 0 | 0 | 0 | 410.1038 | 0 | 0 | 0 | 0 | 0 | 0 | 0 | 0 | 380.5307 | 0 | 0 | 0 | 0.0042 | 0 | 0.00057666 | 0.00057666 | 254.9599 | 0 | 0 | 0 | 0.0042 | 0 | 0.00057666 | 0.00057666 | 388.9263 | 0 | 0 | 0 | 0.0042 | 0 | 0 | 0.00057666 | 0.00057666 | 364.4287
01/27 17:00:00 | 50 | 10 | 0% | 1.0687 | 39609.8985 | 1.0959 | 3.9451 | 3.9508 | 3.5557 | 0 | 0 | 0 | 129.2912 | 1.0687 | 39609.8985 | 1.0959 | 4.2739 | 4.28 | 3.638 | 0 | 0 | 0 | 126.3602 | 0 | 0 | 0 | 0 | 0 | 0 | 0 | 251.8703 | 0 | 0 | 0 | 0 | 0 | 0 | 0 | 410.1038 | 0 | 0 | 0 | 0 | 0 | 0 | 0 | 0 | 380.5307 | 0 | 0 | 0 | 0.0042 | 0 | 0.00057666 | 0.00057666 | 254.9605 | 0 | 0 | 0 | 0.0042 | 0 | 0.00057666 | 0.00057666 | 388.9269 | 0 | 0 | 0 | 0.0042 | 0 | 0 | 0.00057666 | 0.00057666 | 364.4293
01/27 18:00:00 | 44.96 | 7.2 | 5.798% | 0.98858 | 36640.3138 | 1.0611 | 3.8198 | 3.7861 | 3.4075 | 0.058651 | 0.18484 | 0.025379 | 129.3166 | 0.98858 | 36640.3138 | 1.0611 | 4.1381 | 4.1016 | 3.4863 | 0 | 0 | 0 | 126.3602 | 2149.0029 | 0.057982 | 2653.09 | 0.013252 | 0.051503 | 0.0018195 | 0.053322 | 251.9237 | 2149.0029 | 0.057982 | 2653.09 | 0.013252 | 0.085001 | 0.0018195 | 0.086821 | 410.1906 | 2149.0029 | 0.057982 | 2765.7695 | 0.013252 | 0.0062623 | 0.077881 | 0.0026793 | 0.08056 | 380.6113 | 2149.0029 | 0.057982 | 2776.4895 | 0.0042 | 0.053898 | 0.00057666 | 0.054475 | 255.015 | 2149.0029 | 0.057982 | 2567.5064 | 0.0042 | 0.082259 | 0.00057666 | 0.082836 | 389.0097 | 2149.0029 | 0.057982 | 2706.5527 | 0.0042 | 0.0062623 | 0.076213 | 0.0014365 | 0.07765 | 364.507
01/27 19:00:00 | 44.96 | 7.2 | 14.04% | 0.98858 | 36640.3138 | 1.0611 | 3.8198 | 3.7861 | 3.4075 | 0.14204 | 0.44763 | 0.06146 | 129.378 | 0.98858 | 36640.3138 | 1.0611 | 4.1381 | 4.1016 | 3.4863 | 0.14204 | 0.4375 | 0.060069 | 126.4202 | 5204.2428 | 0.14041 | 6424.9911 | 0.032093 | 0.12472 | 0.0044063 | 0.12913 | 252.0528 | 5204.2428 | 0.14041 | 6424.9911 | 0.032093 | 0.20585 | 0.0044063 | 0.21025 | 410.4009 | 5204.2428 | 0.14041 | 6697.8672 | 0.032093 | 0.015165 | 0.1886 | 0.0064886 | 0.19509 | 380.8064 | 5204.2428 | 0.14041 | 6723.8279 | 0.0042 | 0.13053 | 0.00057666 | 0.1311 | 255.1461 | 5204.2428 | 0.14041 | 6217.7333 | 0.0042 | 0.19921 | 0.00057666 | 0.19978 | 389.2095 | 5204.2428 | 0.14041 | 6554.4619 | 0.0042 | 0.015165 | 0.18457 | 0.0026589 | 0.18722 | 364.6942
01/27 20:00:00 | 43.7 | 6.5 | 19.98% | 0.96902 | 35915.3055 | 1.0507 | 3.7824 | 3.743 | 3.3687 | 0.2062 | 0.6443 | 0.088462 | 129.4665 | 0.96902 | 35915.3055 | 1.0507 | 4.0976 | 4.055 | 3.4467 | 0.1449 | 0.44253 | 0.060759 | 126.481 | 7405.6044 | 0.19981 | 9142.7215 | 0.045668 | 0.17748 | 0.0062702 | 0.18375 | 252.2365 | 7405.6044 | 0.19981 | 9142.7215 | 0.045668 | 0.29292 | 0.0062702 | 0.29919 | 410.7001 | 7405.6044 | 0.19981 | 9531.0224 | 0.045668 | 0.02158 | 0.26838 | 0.0092332 | 0.27762 | 381.084 | 7405.6044 | 0.19981 | 9567.9643 | 0.0042 | 0.18574 | 0.00057666 | 0.18631 | 255.3324 | 7405.6044 | 0.19981 | 8847.795 | 0.0042 | 0.28347 | 0.00057666 | 0.28405 | 389.4936 | 7405.6044 | 0.19981 | 9326.9577 | 0.0042 | 0.02158 | 0.26264 | 0.0035396 | 0.26618 | 364.9604
01/27 21:00:00 | 42.44 | 5.8 | 27.68% | 0.94965 | 35197.2523 | 1.0397 | 3.7429 | 3.6993 | 3.3293 | 0.29145 | 0.90303 | 0.12399 | 129.5905 | 0.94965 | 35197.2523 | 1.0397 | 4.0548 | 4.0075 | 3.4064 | 0.29145 | 0.8826 | 0.12118 | 126.6022 | 10258.1479 | 0.27677 | 12664.3802 | 0.063259 | 0.24585 | 0.0086854 | 0.25453 | 252.4911 | 10258.1479 | 0.27677 | 12664.3802 | 0.063259 | 0.40575 | 0.0086854 | 0.41444 | 411.1145 | 10258.1479 | 0.27677 | 13202.2496 | 0.063259 | 0.029893 | 0.37176 | 0.01279 | 0.38455 | 381.4685 | 10258.1479 | 0.27677 | 13253.4211 | 0.0042 | 0.25728 | 0.00057666 | 0.25786 | 255.5902 | 10258.1479 | 0.27677 | 12255.8518 | 0.0042 | 0.39266 | 0.00057666 | 0.39324 | 389.8868 | 10258.1479 | 0.27677 | 12919.5818 | 0.0042 | 0.029893 | 0.3638 | 0.004681 | 0.36848 | 365.3288
01/27 22:00:00 | 38.12 | 3.4 | 38.59% | 0.88465 | 32788.1577 | 0.99818 | 3.5934 | 3.5436 | 3.1892 | 0.43623 | 1.3144 | 0.18047 | 129.7709 | 0.88465 | 32788.1577 | 0.99818 | 3.8929 | 3.8389 | 3.263 | 0.31286 | 0.92138 | 0.12651 | 126.7287 | 14303.0234 | 0.38591 | 17658.0536 | 0.088202 | 0.34278 | 0.01211 | 0.35489 | 252.846 | 14303.0234 | 0.38591 | 17658.0536 | 0.088202 | 0.56574 | 0.01211 | 0.57785 | 411.6924 | 14303.0234 | 0.38591 | 18408.0095 | 0.088202 | 0.04168 | 0.51835 | 0.017833 | 0.53618 | 382.0047 | 14303.0234 | 0.38591 | 18479.3584 | 0.0042 | 0.35873 | 0.00057666 | 0.3593 | 255.9496 | 14303.0234 | 0.38591 | 17088.439 | 0.0042 | 0.54749 | 0.00057666 | 0.54807 | 390.4349 | 14303.0234 | 0.38591 | 18013.8834 | 0.0042 | 0.04168 | 0.50725 | 0.0062993 | 0.51355 | 365.8424
01/27 23:00:00 | 37.94 | 3.3 | 48.89% | 0.88199 | 32689.553 | 0.99634 | 3.5868 | 3.5369 | 3.1832 | 0.55434 | 1.6685 | 0.22908 | 130 | 0.88199 | 32689.553 | 0.99634 | 3.8857 | 3.8316 | 3.2569 | 0.55434 | 1.6307 | 0.2239 | 126.9526 | 18121.1718 | 0.48892 | 22371.817 | 0.11175 | 0.43429 | 0.015343 | 0.44963 | 253.2956 | 18121.1718 | 0.48892 | 22371.817 | 0.11175 | 0.71676 | 0.015343 | 0.73211 | 412.4245 | 18121.1718 | 0.48892 | 23321.9714 | 0.11175 | 0.052806 | 0.65672 | 0.022593 | 0.67931 | 382.684 | 18121.1718 | 0.48892 | 23412.3666 | 0.0042 | 0.45449 | 0.00057666 | 0.45507 | 256.4046 | 18121.1718 | 0.48892 | 21650.1455 | 0.0042 | 0.69364 | 0.00057666 | 0.69422 | 391.1291 | 18121.1718 | 0.48892 | 22822.6345 | 0.0042 | 0.052806 | 0.64266 | 0.007827 | 0.65049 | 366.4929
01/27 24:00:00 | 36.5 | 2.5 | 56.68% | 0.86084 | 31905.8255 | 0.98131 | 3.5327 | 3.483 | 3.1347 | 0.65839 | 1.964 | 0.26966 | 130.2697 | 0.86084 | 31905.8255 | 0.98131 | 3.8271 | 3.7732 | 3.2072 | 0.56796 | 1.656 | 0.22736 | 127.18 | 21006.3289 | 0.56677 | 25933.7394 | 0.12954 | 0.50343 | 0.017786 | 0.52122 | 253.8168 | 21006.3289 | 0.56677 | 25933.7394 | 0.12954 | 0.83088 | 0.017786 | 0.84867 | 413.2731 | 21006.3289 | 0.56677 | 27035.1724 | 0.12954 | 0.061214 | 0.76128 | 0.02619 | 0.78747 | 383.4715 | 21006.3289 | 0.56677 | 27139.9599 | 0.0042 | 0.52685 | 0.00057666 | 0.52743 | 256.932 | 21006.3289 | 0.56677 | 25097.1672 | 0.0042 | 0.80408 | 0.00057666 | 0.80466 | 391.9338 | 21006.3289 | 0.56677 | 26456.3337 | 0.0042 | 0.061214 | 0.74498 | 0.0089813 | 0.75396 | 367.2468
01/28 01:00:00 | 36.14 | 2.3 | 63.1% | 0.85559 | 31711.313 | 0.97748 | 3.5189 | 3.4693 | 3.1224 | 0.73752 | 2.1953 | 0.30141 | 130.5711 | 0.85559 | 31711.313 | 0.97748 | 3.8122 | 3.7584 | 3.1947 | 0.73752 | 2.1456 | 0.2946 | 127.4745 | 23387.861 | 0.63102 | 28873.9025 | 0.14423 | 0.56051 | 0.019802 | 0.58031 | 254.3971 | 23387.861 | 0.63102 | 28873.9025 | 0.14423 | 0.92508 | 0.019802 | 0.94488 | 414.218 | 23387.861 | 0.63102 | 30100.2072 | 0.14423 | 0.068154 | 0.84759 | 0.02916 | 0.87675 | 384.3482 | 23387.861 | 0.63102 | 30216.8747 | 0.0042 | 0.58658 | 0.00057666 | 0.58716 | 257.5192 | 23387.861 | 0.63102 | 27942.4862 | 0.0042 | 0.89524 | 0.00057666 | 0.89582 | 392.8296 | 23387.861 | 0.63102 | 29455.7443 | 0.0042 | 0.068154 | 0.82944 | 0.0099342 | 0.83937 | 368.0862
01/28 02:00:00 | 35.78 | 2.1 | 67.09% | 0.85036 | 31517.3683 | 0.97362 | 3.505 | 3.4556 | 3.1101 | 0.78895 | 2.3432 | 0.32173 | 130.8928 | 0.85036 | 31517.3683 | 0.97362 | 3.7971 | 3.7436 | 3.1821 | 0.74206 | 2.1541 | 0.29576 | 127.7703 | 24865.5939 | 0.67089 | 30698.264 | 0.15334 | 0.59592 | 0.021053 | 0.61698 | 255.0141 | 24865.5939 | 0.67089 | 30698.264 | 0.15334 | 0.98353 | 0.021053 | 1.0046 | 415.2226 | 24865.5939 | 0.67089 | 32002.0513 | 0.15334 | 0.07246 | 0.90114 | 0.031002 | 0.93214 | 385.2804 | 24865.5939 | 0.67089 | 32126.0903 | 0.0042 | 0.62364 | 0.00057666 | 0.62422 | 258.1434 | 24865.5939 | 0.67089 | 29707.9975 | 0.0042 | 0.9518 | 0.00057666 | 0.95238 | 393.7819 | 24865.5939 | 0.67089 | 31316.8689 | 0.0042 | 0.07246 | 0.88185 | 0.010525 | 0.89237 | 368.9786
01/28 03:00:00 | 34.16 | 1.2 | 71.34% | 0.827 | 30651.6433 | 0.95596 | 3.4415 | 3.3934 | 3.054 | 0.86264 | 2.5375 | 0.34839 | 131.2412 | 0.827 | 30651.6433 | 0.95596 | 3.7283 | 3.6761 | 3.1247 | 0.86264 | 2.4801 | 0.34051 | 128.1108 | 26441.2613 | 0.7134 | 32643.5325 | 0.16305 | 0.63369 | 0.022387 | 0.65607 | 255.6702 | 26441.2613 | 0.7134 | 32643.5325 | 0.16305 | 1.0459 | 0.022387 | 1.0682 | 416.2908 | 26441.2613 | 0.7134 | 34029.9373 | 0.16305 | 0.077051 | 0.95824 | 0.032967 | 0.99121 | 386.2716 | 26441.2613 | 0.7134 | 34161.8363 | 0.0042 | 0.66316 | 0.00057666 | 0.66374 | 258.8072 | 26441.2613 | 0.7134 | 31590.5153 | 0.0042 | 1.0121 | 0.00057666 | 1.0127 | 394.7946 | 26441.2613 | 0.7134 | 33301.3366 | 0.0042 | 0.077051 | 0.93773 | 0.011156 | 0.94888 | 369.9275
01/28 04:00:00 | 33.44 | 0.8 | 74.99% | 0.81672 | 30270.5671 | 0.94797 | 3.4127 | 3.3653 | 3.0288 | 0.91821 | 2.6896 | 0.36928 | 131.6105 | 0.81672 | 30270.5671 | 0.94797 | 3.6971 | 3.6458 | 3.0989 | 0.8735 | 2.5007 | 0.34335 | 128.4542 | 27794.6342 | 0.74992 | 34314.3633 | 0.1714 | 0.66612 | 0.023533 | 0.68966 | 256.3598 | 27794.6342 | 0.74992 | 34314.3633 | 0.1714 | 1.0994 | 0.023533 | 1.1229 | 417.4138 | 27794.6342 | 0.74992 | 35771.73 | 0.1714 | 0.080995 | 1.0073 | 0.034654 | 1.0419 | 387.3135 | 27794.6342 | 0.74992 | 35910.3802 | 0.0042 | 0.6971 | 0.00057666 | 0.69768 | 259.5048 | 27794.6342 | 0.74992 | 33207.4483 | 0.0042 | 1.0639 | 0.00057666 | 1.0645 | 395.8591 | 27794.6342 | 0.74992 | 35005.8366 | 0.0042 | 0.080995 | 0.98572 | 0.011697 | 0.99742 | 370.9249
01/28 05:00:00 | 32.18 | 0.1 | 77.85% | 0.79888 | 29609.1484 | 0.93379 | 3.3617 | 3.3157 | 2.9842 | 0.97445 | 2.8337 | 0.38907 | 131.9996 | 0.79888 | 29609.1484 | 0.93379 | 3.6418 | 3.5921 | 3.0532 | 0.97445 | 2.7696 | 0.38027 | 128.8344 | 28852.6986 | 0.77847 | 35620.6155 | 0.17792 | 0.69148 | 0.024429 | 0.71591 | 257.0758 | 28852.6986 | 0.77847 | 35620.6155 | 0.17792 | 1.1412 | 0.024429 | 1.1657 | 418.5794 | 28852.6986 | 0.77847 | 37133.4602 | 0.17792 | 0.084079 | 1.0456 | 0.035973 | 1.0816 | 388.3951 | 28852.6986 | 0.77847 | 37277.3883 | 0.0042 | 0.72364 | 0.00057666 | 0.72422 | 260.2291 | 28852.6986 | 0.77847 | 34471.5634 | 0.0042 | 1.1044 | 0.00057666 | 1.105 | 396.9641 | 28852.6986 | 0.77847 | 36338.4113 | 0.0042 | 0.084079 | 1.0232 | 0.012121 | 1.0354 | 371.9602
01/28 06:00:00 | 28.04 | -2.2 | 83.28% | 0.74156 | 27484.8856 | 0.886 | 3.1896 | 3.1484 | 2.8336 | 1.123 | 3.1926 | 0.43834 | 132.4379 | 0.74156 | 27484.8856 | 0.886 | 3.4554 | 3.4108 | 2.8992 | 1.0498 | 2.9168 | 0.40048 | 129.2349 | 30866.0172 | 0.83279 | 38106.1941 | 0.19034 | 0.73973 | 0.026134 | 0.76586 | 257.8416 | 30866.0172 | 0.83279 | 38106.1941 | 0.19034 | 1.2209 | 0.026134 | 1.247 | 419.8264 | 30866.0172 | 0.83279 | 39724.6039 | 0.19034 | 0.089946 | 1.1186 | 0.038483 | 1.1571 | 389.5522 | 30866.0172 | 0.83279 | 39878.5752 | 0.0042 | 0.77414 | 0.00057666 | 0.77471 | 261.0038 | 30866.0172 | 0.83279 | 36876.962 | 0.0042 | 1.1815 | 0.00057666 | 1.1821 | 398.1462 | 30866.0172 | 0.83279 | 38874.0771 | 0.0042 | 0.089946 | 1.0946 | 0.012926 | 1.1076 | 373.0678
01/28 07:00:00 | 28.04 | -2.2 | 86.71% | 0.74156 | 27484.8856 | 0.886 | 3.1896 | 3.1484 | 2.8336 | 1.1692 | 3.324 | 0.45638 | 132.8943 | 0.74156 | 27484.8856 | 0.886 | 3.4554 | 3.4108 | 2.8992 | 1.1692 | 3.2488 | 0.44605 | 129.681 | 32136.4157 | 0.86706 | 39674.5872 | 0.19817 | 0.77018 | 0.027209 | 0.79739 | 258.639 | 32136.4157 | 0.86706 | 39674.5872 | 0.19817 | 1.2711 | 0.027209 | 1.2983 | 421.1248 | 32136.4157 | 0.86706 | 41359.6083 | 0.19817 | 0.093648 | 1.1646 | 0.040067 | 1.2047 | 390.7569 | 32136.4157 | 0.86706 | 41519.9169 | 0.0042 | 0.806 | 0.00057666 | 0.80658 | 261.8103 | 32136.4157 | 0.86706 | 38394.7619 | 0.0042 | 1.2301 | 0.00057666 | 1.2307 | 399.3769 | 32136.4157 | 0.86706 | 40474.0752 | 0.0042 | 0.093648 | 1.1397 | 0.013434 | 1.1531 | 374.221
01/28 08:00:00 | 26.96 | -2.8 | 85.43% | 0.72694 | 26943.079 | 0.87333 | 3.144 | 3.1037 | 2.7933 | 1.1752 | 3.3223 | 0.45615 | 133.3504 | 0.72694 | 26943.079 | 0.87333 | 3.406 | 3.3624 | 2.858 | 1.1928 | 3.2955 | 0.45248 | 130.1334 | 31664.5589 | 0.85433 | 39092.048 | 0.19526 | 0.75887 | 0.02681 | 0.78568 | 259.4247 | 31664.5589 | 0.85433 | 39092.048 | 0.19526 | 1.2525 | 0.02681 | 1.2793 | 422.404 | 31664.5589 | 0.85433 | 40752.3281 | 0.19526 | 0.092273 | 1.1475 | 0.039479 | 1.187 | 391.9439 | 31664.5589 | 0.85433 | 40910.2828 | 0.0042 | 0.79416 | 0.00057666 | 0.79474 | 262.6051 | 31664.5589 | 0.85433 | 37831.0142 | 0.0042 | 1.2121 | 0.00057666 | 1.2126 | 400.5895 | 31664.5589 | 0.85433 | 39879.7971 | 0.0042 | 0.092273 | 1.123 | 0.013246 | 1.1362 | 375.3572
01/28 09:00:00 | 34.88 | 1.6 | 59.59% | 0.83735 | 31034.9905 | 0.96387 | 3.4699 | 3.4212 | 3.0791 | 0.71161 | 2.1022 | 0.28863 | 133.6391 | 0.83735 | 31034.9905 | 0.96387 | 3.7591 | 3.7063 | 3.1503 | 0.71161 | 2.0546 | 0.2821 | 130.4155 | 22084.8832 | 0.59587 | 27265.2879 | 0.13619 | 0.52928 | 0.018699 | 0.54798 | 259.9727 | 22084.8832 | 0.59587 | 27265.2879 | 0.13619 | 0.87354 | 0.018699 | 0.89224 | 423.2963 | 22084.8832 | 0.59587 | 28423.2731 | 0.13619 | 0.064357 | 0.80037 | 0.027535 | 0.8279 | 392.7718 | 22084.8832 | 0.59587 | 28533.4408 | 0.0042 | 0.5539 | 0.00057666 | 0.55448 | 263.1596 | 22084.8832 | 0.59587 | 26385.7625 | 0.0042 | 0.84536 | 0.00057666 | 0.84594 | 401.4355 | 22084.8832 | 0.59587 | 27814.7144 | 0.0042 | 0.064357 | 0.78323 | 0.0094128 | 0.79264 | 376.1498
01/28 10:00:00 | 44.06 | 6.7 | 30.17% | 0.97459 | 36121.741 | 1.0537 | 3.7934 | 3.7554 | 3.3799 | 0.30956 | 0.96962 | 0.13313 | 133.7722 | 0.97459 | 36121.741 | 1.0537 | 4.1095 | 4.0684 | 3.4581 | 0.6114 | 1.8718 | 0.25699 | 130.6725 | 11181.7238 | 0.30169 | 13804.5973 | 0.068954 | 0.26798 | 0.0094674 | 0.27745 | 260.2501 | 11181.7238 | 0.30169 | 13804.5973 | 0.068954 | 0.44228 | 0.0094674 | 0.45175 | 423.748 | 11181.7238 | 0.30169 | 14390.8929 | 0.068954 | 0.032584 | 0.40523 | 0.013941 | 0.41917 | 393.191 | 11181.7238 | 0.30169 | 14446.6716 | 0.0042 | 0.28044 | 0.00057666 | 0.28102 | 263.4406 | 11181.7238 | 0.30169 | 13359.2877 | 0.0042 | 0.42801 | 0.00057666 | 0.42859 | 401.8641 | 11181.7238 | 0.30169 | 14082.7756 | 0.0042 | 0.032584 | 0.39655 | 0.0050505 | 0.40161 | 376.5514
01/28 11:00:00 | 53.06 | 11.7 | 7.547% | 1.1188 | 41467.1533 | 1.111 | 3.9997 | 4.0453 | 3.6408 | 0.067458 | 0.22518 | 0.030918 | 133.8031 | 1.1188 | 41467.1533 | 1.111 | 4.333 | 4.3824 | 3.7251 | 0.067458 | 0.22009 | 0.030218 | 130.7027 | 2797.3066 | 0.075473 | 3453.465 | 0.01725 | 0.06704 | 0.0023684 | 0.069408 | 260.3195 | 2797.3066 | 0.075473 | 3453.465 | 0.01725 | 0.11064 | 0.0023684 | 0.11301 | 423.861 | 2797.3066 | 0.075473 | 3600.1372 | 0.01725 | 0.0081515 | 0.10138 | 0.0034876 | 0.10486 | 393.2959 | 2797.3066 | 0.075473 | 3614.0912 | 0.0042 | 0.070158 | 0.00057666 | 0.070735 | 263.5113 | 2797.3066 | 0.075473 | 3342.0629 | 0.0042 | 0.10708 | 0.00057666 | 0.10765 | 401.9717 | 2797.3066 | 0.075473 | 3523.0562 | 0.0042 | 0.0081515 | 0.099205 | 0.0016959 | 0.1009 | 376.6523
01/28 12:00:00 | 57.02 | 13.9 | 0% | 1.1853 | 43931.5522 | 1.1231 | 4.0433 | 4.1622 | 3.746 | 0 | 0 | 0 | 133.8031 | 1.1853 | 43931.5522 | 1.1231 | 4.3802 | 4.5091 | 3.8327 | 0.063674 | 0.21391 | 0.029369 | 130.7321 | 0 | 0 | 0 | 0 | 0 | 0 | 0 | 260.3195 | 0 | 0 | 0 | 0 | 0 | 0 | 0 | 423.861 | 0 | 0 | 0 | 0 | 0 | 0 | 0 | 0 | 393.2959 | 0 | 0 | 0 | 0.0042 | 0 | 0.00057666 | 0.00057666 | 263.5119 | 0 | 0 | 0 | 0.0042 | 0 | 0.00057666 | 0.00057666 | 401.9723 | 0 | 0 | 0 | 0.0042 | 0 | 0 | 0.00057666 | 0.00057666 | 376.6529
01/28 13:00:00 | 57.02 | 13.9 | 0% | 1.1853 | 43931.5522 | 1.1231 | 4.0433 | 4.1622 | 3.746 | 0 | 0 | 0 | 133.8031 | 1.1853 | 43931.5522 | 1.1231 | 4.3802 | 4.5091 | 3.8327 | 0 | 0 | 0 | 130.7321 | 0 | 0 | 0 | 0 | 0 | 0 | 0 | 260.3195 | 0 | 0 | 0 | 0 | 0 | 0 | 0 | 423.861 | 0 | 0 | 0 | 0 | 0 | 0 | 0 | 0 | 393.2959 | 0 | 0 | 0 | 0.0042 | 0 | 0.00057666 | 0.00057666 | 263.5125 | 0 | 0 | 0 | 0.0042 | 0 | 0.00057666 | 0.00057666 | 401.9729 | 0 | 0 | 0 | 0.0042 | 0 | 0 | 0.00057666 | 0.00057666 | 376.6535
01/28 14:00:00 | 59 | 15 | 0% | 1.2192 | 45189.514 | 1.1258 | 4.053 | 4.2187 | 3.7968 | 0 | 0 | 0 | 133.8031 | 1.2192 | 45189.514 | 1.1258 | 4.3908 | 4.5702 | 3.8847 | 0 | 0 | 0 | 130.7321 | 0 | 0 | 0 | 0 | 0 | 0 | 0 | 260.3195 | 0 | 0 | 0 | 0 | 0 | 0 | 0 | 423.861 | 0 | 0 | 0 | 0 | 0 | 0 | 0 | 0 | 393.2959 | 0 | 0 | 0 | 0.0042 | 0 | 0.00057666 | 0.00057666 | 263.513 | 0 | 0 | 0 | 0.0042 | 0 | 0.00057666 | 0.00057666 | 401.9734 | 0 | 0 | 0 | 0.0042 | 0 | 0 | 0.00057666 | 0.00057666 | 376.6541
01/28 15:00:00 | 60.98 | 16.1 | 0% | 1.2536 | 46464.6508 | 1.1263 | 4.0545 | 4.274 | 3.8466 | 0 | 0 | 0 | 133.8031 | 1.2536 | 46464.6508 | 1.1263 | 4.3924 | 4.6301 | 3.9356 | 0 | 0 | 0 | 130.7321 | 0 | 0 | 0 | 0 | 0 | 0 | 0 | 260.3195 | 0 | 0 | 0 | 0 | 0 | 0 | 0 | 423.861 | 0 | 0 | 0 | 0 | 0 | 0 | 0 | 0 | 393.2959 | 0 | 0 | 0 | 0.0042 | 0 | 0.00057666 | 0.00057666 | 263.5136 | 0 | 0 | 0 | 0.0042 | 0 | 0.00057666 | 0.00057666 | 401.974 | 0 | 0 | 0 | 0.0042 | 0 | 0 | 0.00057666 | 0.00057666 | 376.6546
01/28 16:00:00 | 59 | 15 | 0% | 1.2192 | 45189.514 | 1.1258 | 4.053 | 4.2187 | 3.7968 | 0 | 0 | 0 | 133.8031 | 1.2192 | 45189.514 | 1.1258 | 4.3908 | 4.5702 | 3.8847 | 0 | 0 | 0 | 130.7321 | 0 | 0 | 0 | 0 | 0 | 0 | 0 | 260.3195 | 0 | 0 | 0 | 0 | 0 | 0 | 0 | 423.861 | 0 | 0 | 0 | 0 | 0 | 0 | 0 | 0 | 393.2959 | 0 | 0 | 0 | 0.0042 | 0 | 0.00057666 | 0.00057666 | 263.5142 | 0 | 0 | 0 | 0.0042 | 0 | 0.00057666 | 0.00057666 | 401.9746 | 0 | 0 | 0 | 0.0042 | 0 | 0 | 0.00057666 | 0.00057666 | 376.6552
01/28 17:00:00 | 57.02 | 13.9 | 0% | 1.1853 | 43931.5522 | 1.1231 | 4.0433 | 4.1622 | 3.746 | 0 | 0 | 0 | 133.8031 | 1.1853 | 43931.5522 | 1.1231 | 4.3802 | 4.5091 | 3.8327 | 0 | 0 | 0 | 130.7321 | 0 | 0 | 0 | 0 | 0 | 0 | 0 | 260.3195 | 0 | 0 | 0 | 0 | 0 | 0 | 0 | 423.861 | 0 | 0 | 0 | 0 | 0 | 0 | 0 | 0 | 393.2959 | 0 | 0 | 0 | 0.0042 | 0 | 0.00057666 | 0.00057666 | 263.5148 | 0 | 0 | 0 | 0.0042 | 0 | 0.00057666 | 0.00057666 | 401.9752 | 0 | 0 | 0 | 0.0042 | 0 | 0 | 0.00057666 | 0.00057666 | 376.6558
01/28 18:00:00 | 55.94 | 13.3 | 0% | 1.167 | 43252.6302 | 1.1207 | 4.0346 | 4.1309 | 3.7178 | 0 | 0 | 0 | 133.8031 | 1.167 | 43252.6302 | 1.1207 | 4.3708 | 4.4751 | 3.8039 | 0 | 0 | 0 | 130.7321 | 0 | 0 | 0 | 0 | 0 | 0 | 0 | 260.3195 | 0 | 0 | 0 | 0 | 0 | 0 | 0 | 423.861 | 0 | 0 | 0 | 0 | 0 | 0 | 0 | 0 | 393.2959 | 0 | 0 | 0 | 0.0042 | 0 | 0.00057666 | 0.00057666 | 263.5154 | 0 | 0 | 0 | 0.0042 | 0 | 0.00057666 | 0.00057666 | 401.9758 | 0 | 0 | 0 | 0.0042 | 0 | 0 | 0.00057666 | 0.00057666 | 376.6564
01/28 19:00:00 | 55.94 | 13.3 | 0% | 1.167 | 43252.6302 | 1.1207 | 4.0346 | 4.1309 | 3.7178 | 0 | 0 | 0 | 133.8031 | 1.167 | 43252.6302 | 1.1207 | 4.3708 | 4.4751 | 3.8039 | 0 | 0 | 0 | 130.7321 | 0 | 0 | 0 | 0 | 0 | 0 | 0 | 260.3195 | 0 | 0 | 0 | 0 | 0 | 0 | 0 | 423.861 | 0 | 0 | 0 | 0 | 0 | 0 | 0 | 0 | 393.2959 | 0 | 0 | 0 | 0.0042 | 0 | 0.00057666 | 0.00057666 | 263.5159 | 0 | 0 | 0 | 0.0042 | 0 | 0.00057666 | 0.00057666 | 401.9763 | 0 | 0 | 0 | 0.0042 | 0 | 0 | 0.00057666 | 0.00057666 | 376.6569
01/28 20:00:00 | 51.08 | 10.6 | 1.566% | 1.0863 | 40260.7161 | 1.1018 | 3.9664 | 3.9846 | 3.5861 | 0.014415 | 0.047431 | 0.0065122 | 133.8096 | 1.0863 | 40260.7161 | 1.1018 | 4.2969 | 4.3166 | 3.6692 | 0 | 0 | 0 | 130.7321 | 580.3575 | 0.015658 | 716.4907 | 0.0035789 | 0.013909 | 0.00049138 | 0.0144 | 260.3339 | 580.3575 | 0.015658 | 716.4907 | 0.0035789 | 0.022955 | 0.00049138 | 0.023447 | 423.8845 | 580.3575 | 0.015658 | 746.9208 | 0.0035789 | 0.0016912 | 0.021032 | 0.00072358 | 0.021756 | 393.3176 | 580.3575 | 0.015658 | 749.8159 | 0.0042 | 0.014556 | 0.00057666 | 0.015132 | 263.5311 | 580.3575 | 0.015658 | 693.3781 | 0.0042 | 0.022215 | 0.00057666 | 0.022792 | 401.9991 | 580.3575 | 0.015658 | 730.9288 | 0.0042 | 0.0016912 | 0.020582 | 0.00080886 | 0.021391 | 376.6783
01/28 21:00:00 | 50 | 10 | 9.292% | 1.0687 | 39609.8985 | 1.0959 | 3.9451 | 3.9508 | 3.5557 | 0.086944 | 0.28386 | 0.038975 | 133.8486 | 1.0687 | 39609.8985 | 1.0959 | 4.2739 | 4.28 | 3.638 | 0.086944 | 0.27744 | 0.038093 | 130.7702 | 3443.8569 | 0.092918 | 4251.6752 | 0.021237 | 0.082535 | 0.0029159 | 0.085451 | 260.4194 | 3443.8569 | 0.092918 | 4251.6752 | 0.021237 | 0.13622 | 0.0029159 | 0.13913 | 424.0236 | 3443.8569 | 0.092918 | 4432.2483 | 0.021237 | 0.010036 | 0.12481 | 0.0042937 | 0.1291 | 393.4467 | 3443.8569 | 0.092918 | 4449.4275 | 0.0042 | 0.086374 | 0.00057666 | 0.08695 | 263.618 | 3443.8569 | 0.092918 | 4114.5244 | 0.0042 | 0.13182 | 0.00057666 | 0.1324 | 402.1315 | 3443.8569 | 0.092918 | 4337.3513 | 0.0042 | 0.010036 | 0.12213 | 0.0019545 | 0.12409 | 376.8024
01/28 22:00:00 | 50 | 10 | 13.93% | 1.0687 | 39609.8985 | 1.0959 | 3.9451 | 3.9508 | 3.5557 | 0.13031 | 0.42545 | 0.058414 | 133.907 | 1.0687 | 39609.8985 | 1.0959 | 4.2739 | 4.28 | 3.638 | 0.086944 | 0.27744 | 0.038093 | 130.8083 | 5161.5469 | 0.13926 | 6372.2802 | 0.03183 | 0.1237 | 0.0043702 | 0.12807 | 260.5474 | 5161.5469 | 0.13926 | 6372.2802 | 0.03183 | 0.20416 | 0.0043702 | 0.20853 | 424.2321 | 5161.5469 | 0.13926 | 6642.9175 | 0.03183 | 0.015041 | 0.18706 | 0.0064353 | 0.19349 | 393.6402 | 5161.5469 | 0.13926 | 6668.6653 | 0.0042 | 0.12945 | 0.00057666 | 0.13003 | 263.748 | 5161.5469 | 0.13926 | 6166.7227 | 0.0042 | 0.19757 | 0.00057666 | 0.19815 | 402.3297 | 5161.5469 | 0.13926 | 6500.6888 | 0.0042 | 0.015041 | 0.18305 | 0.0026418 | 0.18569 | 376.9881
01/28 23:00:00 | 48.02 | 8.9 | 22.26% | 1.0369 | 38430.0045 | 1.0836 | 3.9008 | 3.8874 | 3.4987 | 0.21465 | 0.69103 | 0.094878 | 134.0019 | 1.0369 | 38430.0045 | 1.0836 | 4.2259 | 4.2114 | 3.5797 | 0.21465 | 0.67539 | 0.092731 | 130.901 | 8249.1842 | 0.22257 | 10184.178 | 0.05087 | 0.1977 | 0.0069844 | 0.20468 | 260.7521 | 8249.1842 | 0.22257 | 10184.178 | 0.05087 | 0.32629 | 0.0069844 | 0.33327 | 424.5654 | 8249.1842 | 0.22257 | 10616.7106 | 0.05087 | 0.024039 | 0.29895 | 0.010285 | 0.30924 | 393.9495 | 8249.1842 | 0.22257 | 10657.8607 | 0.0042 | 0.20689 | 0.00057666 | 0.20747 | 263.9555 | 8249.1842 | 0.22257 | 9855.6561 | 0.0042 | 0.31576 | 0.00057666 | 0.31634 | 402.646 | 8249.1842 | 0.22257 | 10389.4007 | 0.0042 | 0.024039 | 0.29255 | 0.0038772 | 0.29643 | 377.2845
01/28 24:00:00 | 51.08 | 10.6 | 27.26% | 1.0863 | 40260.7161 | 1.1018 | 3.9664 | 3.9846 | 3.5861 | 0.25091 | 0.8256 | 0.11335 | 134.1152 | 1.0863 | 40260.7161 | 1.1018 | 4.2969 | 4.3166 | 3.6692 | 0.20489 | 0.65893 | 0.09047 | 130.9915 | 10101.9171 | 0.27256 | 12471.5026 | 0.062295 | 0.2421 | 0.0085531 | 0.25065 | 261.0028 | 10101.9171 | 0.27256 | 12471.5026 | 0.062295 | 0.39957 | 0.0085531 | 0.40812 | 424.9735 | 10101.9171 | 0.27256 | 13001.1803 | 0.062295 | 0.029438 | 0.3661 | 0.012595 | 0.37869 | 394.3282 | 10101.9171 | 0.27256 | 13051.5725 | 0.0042 | 0.25336 | 0.00057666 | 0.25394 | 264.2095 | 10101.9171 | 0.27256 | 12069.1961 | 0.0042 | 0.38668 | 0.00057666 | 0.38726 | 403.0333 | 10101.9171 | 0.27256 | 12722.8175 | 0.0042 | 0.029438 | 0.35826 | 0.0046184 | 0.36288 | 377.6474
01/29 01:00:00 | 51.08 | 10.6 | 32.79% | 1.0863 | 40260.7161 | 1.1018 | 3.9664 | 3.9846 | 3.5861 | 0.30189 | 0.99332 | 0.13638 | 134.2516 | 1.0863 | 40260.7161 | 1.1018 | 4.2969 | 4.3166 | 3.6692 | 0.30189 | 0.97085 | 0.1333 | 131.1248 | 12154.1653 | 0.32793 | 15005.1423 | 0.074951 | 0.29128 | 0.010291 | 0.30158 | 261.3043 | 12154.1653 | 0.32793 | 15005.1423 | 0.074951 | 0.48074 | 0.010291 | 0.49104 | 425.4646 | 12154.1653 | 0.32793 | 15642.4263 | 0.074951 | 0.035418 | 0.44047 | 0.015154 | 0.45563 | 394.7838 | 12154.1653 | 0.32793 | 15703.0559 | 0.0042 | 0.30483 | 0.00057666 | 0.30541 | 264.5149 | 12154.1653 | 0.32793 | 14521.1054 | 0.0042 | 0.46524 | 0.00057666 | 0.46581 | 403.4991 | 12154.1653 | 0.32793 | 15307.5129 | 0.0042 | 0.035418 | 0.43104 | 0.0054396 | 0.43648 | 378.0839
01/29 02:00:00 | 46.94 | 8.3 | 40.11% | 1.0197 | 37793.6649 | 1.0761 | 3.8739 | 3.8522 | 3.4669 | 0.39331 | 1.2566 | 0.17253 | 134.4242 | 1.0197 | 37793.6649 | 1.0761 | 4.1967 | 4.1732 | 3.5472 | 0.32159 | 1.0042 | 0.13788 | 131.2627 | 14864.7613 | 0.40106 | 18351.5571 | 0.091666 | 0.35625 | 0.012586 | 0.36883 | 261.6732 | 14864.7613 | 0.40106 | 18351.5571 | 0.091666 | 0.58796 | 0.012586 | 0.60055 | 426.0651 | 14864.7613 | 0.40106 | 19130.9669 | 0.091666 | 0.043317 | 0.53871 | 0.018533 | 0.55724 | 395.341 | 14864.7613 | 0.40106 | 19205.1179 | 0.0042 | 0.37282 | 0.00057666 | 0.37339 | 264.8883 | 14864.7613 | 0.40106 | 17759.5714 | 0.0042 | 0.56899 | 0.00057666 | 0.56957 | 404.0687 | 14864.7613 | 0.40106 | 18721.3618 | 0.0042 | 0.043317 | 0.52717 | 0.0065241 | 0.5337 | 378.6176
01/29 03:00:00 | 44.96 | 7.2 | 45.91% | 0.98858 | 36640.3138 | 1.0611 | 3.8198 | 3.7861 | 3.4075 | 0.46439 | 1.4635 | 0.20094 | 134.6251 | 0.98858 | 36640.3138 | 1.0611 | 4.1381 | 4.1016 | 3.4863 | 0.46439 | 1.4304 | 0.1964 | 131.4591 | 17015.3562 | 0.45909 | 21006.6126 | 0.10493 | 0.40779 | 0.014407 | 0.42219 | 262.0954 | 17015.3562 | 0.45909 | 21006.6126 | 0.10493 | 0.67302 | 0.014407 | 0.68743 | 426.7525 | 17015.3562 | 0.45909 | 21898.7854 | 0.10493 | 0.049584 | 0.61664 | 0.021214 | 0.63786 | 395.9789 | 17015.3562 | 0.45909 | 21983.6644 | 0.0042 | 0.42675 | 0.00057666 | 0.42733 | 265.3156 | 17015.3562 | 0.45909 | 20328.98 | 0.0042 | 0.65131 | 0.00057666 | 0.65189 | 404.7205 | 17015.3562 | 0.45909 | 21429.9197 | 0.0042 | 0.049584 | 0.60344 | 0.0073845 | 0.61083 | 379.2284
01/29 04:00:00 | 46.94 | 8.3 | 46.65% | 1.0197 | 37793.6649 | 1.0761 | 3.8739 | 3.8522 | 3.4669 | 0.45751 | 1.4617 | 0.20069 | 134.8258 | 1.0197 | 37793.6649 | 1.0761 | 4.1967 | 4.1732 | 3.5472 | 0.45022 | 1.4059 | 0.19303 | 131.6521 | 17290.8973 | 0.46652 | 21346.7868 | 0.10663 | 0.41439 | 0.01464 | 0.42903 | 262.5244 | 17290.8973 | 0.46652 | 21346.7868 | 0.10663 | 0.68392 | 0.01464 | 0.69856 | 427.4511 | 17290.8973 | 0.46652 | 22253.4071 | 0.10663 | 0.050387 | 0.62663 | 0.021558 | 0.64819 | 396.6271 | 17290.8973 | 0.46652 | 22339.6607 | 0.0042 | 0.43366 | 0.00057666 | 0.43424 | 265.7498 | 17290.8973 | 0.46652 | 20658.1808 | 0.0042 | 0.66186 | 0.00057666 | 0.66244 | 405.383 | 17290.8973 | 0.46652 | 21776.9488 | 0.0042 | 0.050387 | 0.61321 | 0.0074948 | 0.62071 | 379.8491
01/29 05:00:00 | 44.24 | 6.8 | 46.06% | 0.97738 | 36225.1717 | 1.0552 | 3.7987 | 3.7616 | 3.3854 | 0.47125 | 1.4779 | 0.20292 | 135.0287 | 0.97738 | 36225.1717 | 1.0552 | 4.1153 | 4.075 | 3.4638 | 0.47125 | 1.4445 | 0.19832 | 131.8504 | 17071.2126 | 0.46059 | 21075.5711 | 0.10527 | 0.40913 | 0.014454 | 0.42358 | 262.948 | 17071.2126 | 0.46059 | 21075.5711 | 0.10527 | 0.67523 | 0.014454 | 0.68969 | 428.1408 | 17071.2126 | 0.46059 | 21970.6726 | 0.10527 | 0.049747 | 0.61867 | 0.021284 | 0.63995 | 397.267 | 17071.2126 | 0.46059 | 22055.8302 | 0.0042 | 0.42816 | 0.00057666 | 0.42873 | 266.1786 | 17071.2126 | 0.46059 | 20395.714 | 0.0042 | 0.65345 | 0.00057666 | 0.65403 | 406.037 | 17071.2126 | 0.46059 | 21500.2678 | 0.0042 | 0.049747 | 0.60542 | 0.0074069 | 0.61283 | 380.462
01/29 06:00:00 | 44.96 | 7.2 | 52.98% | 0.98858 | 36640.3138 | 1.0611 | 3.8198 | 3.7861 | 3.4075 | 0.53595 | 1.6891 | 0.23191 | 135.2606 | 0.98858 | 36640.3138 | 1.0611 | 4.1381 | 4.1016 | 3.4863 | 0.46591 | 1.4351 | 0.19704 | 132.0475 | 19637.4427 | 0.52983 | 24243.7564 | 0.1211 | 0.47063 | 0.016627 | 0.48725 | 263.4352 | 19637.4427 | 0.52983 | 24243.7564 | 0.1211 | 0.77674 | 0.016627 | 0.79336 | 428.9342 | 19637.4427 | 0.52983 | 25273.414 | 0.1211 | 0.057225 | 0.71167 | 0.024484 | 0.73615 | 398.0032 | 19637.4427 | 0.52983 | 25371.373 | 0.0042 | 0.49252 | 0.00057666 | 0.49309 | 266.6717 | 19637.4427 | 0.52983 | 23461.6997 | 0.0042 | 0.75168 | 0.00057666 | 0.75226 | 406.7893 | 19637.4427 | 0.52983 | 24732.2956 | 0.0042 | 0.057225 | 0.69643 | 0.0084336 | 0.70487 | 381.1668
01/29 07:00:00 | 38.66 | 3.7 | 71.42% | 0.89265 | 33084.8233 | 1.0037 | 3.6132 | 3.5635 | 3.2071 | 0.80007 | 2.419 | 0.33212 | 135.5927 | 0.89265 | 33084.8233 | 1.0037 | 3.9143 | 3.8605 | 3.2814 | 0.80007 | 2.3642 | 0.32461 | 132.3721 | 26470.0855 | 0.71418 | 32679.1179 | 0.16323 | 0.63438 | 0.022412 | 0.65679 | 264.092 | 26470.0855 | 0.71418 | 32679.1179 | 0.16323 | 1.047 | 0.022412 | 1.0694 | 430.0036 | 26470.0855 | 0.71418 | 34067.0341 | 0.16323 | 0.077135 | 0.95929 | 0.033002 | 0.99229 | 398.9955 | 26470.0855 | 0.71418 | 34199.0768 | 0.0042 | 0.66388 | 0.00057666 | 0.66446 | 267.3361 | 26470.0855 | 0.71418 | 31624.9528 | 0.0042 | 1.0132 | 0.00057666 | 1.0138 | 407.8031 | 26470.0855 | 0.71418 | 33337.6391 | 0.0042 | 0.077135 | 0.93875 | 0.011167 | 0.94992 | 382.1167
01/29 08:00:00 | 36.32 | 2.4 | 72.77% | 0.85822 | 31808.4983 | 0.9794 | 3.5258 | 3.4761 | 3.1285 | 0.84788 | 2.5266 | 0.3469 | 135.9396 | 0.85822 | 31808.4983 | 0.9794 | 3.8196 | 3.7658 | 3.201 | 0.83217 | 2.4236 | 0.33276 | 132.7048 | 26969.9394 | 0.72767 | 33296.2215 | 0.16631 | 0.64636 | 0.022835 | 0.66919 | 264.7612 | 26969.9394 | 0.72767 | 33296.2215 | 0.16631 | 1.0668 | 0.022835 | 1.0896 | 431.0932 | 26969.9394 | 0.72767 | 34710.3467 | 0.16631 | 0.078592 | 0.9774 | 0.033626 | 1.011 | 400.0065 | 26969.9394 | 0.72767 | 34844.883 | 0.0042 | 0.67642 | 0.00057666 | 0.677 | 268.0131 | 26969.9394 | 0.72767 | 32222.1498 | 0.0042 | 1.0324 | 0.00057666 | 1.0329 | 408.836 | 26969.9394 | 0.72767 | 33967.1781 | 0.0042 | 0.078592 | 0.95648 | 0.011367 | 0.96784 | 383.0846
01/29 09:00:00 | 35.96 | 2.2 | 71.75% | 0.85298 | 31614.2697 | 0.97555 | 3.512 | 3.4625 | 3.1162 | 0.84115 | 2.501 | 0.34339 | 136.283 | 0.85298 | 31614.2697 | 0.97555 | 3.8047 | 3.751 | 3.1884 | 0.84115 | 2.4444 | 0.33562 | 133.0405 | 26592.3732 | 0.71748 | 32830.0904 | 0.16399 | 0.63731 | 0.022515 | 0.65982 | 265.421 | 26592.3732 | 0.71748 | 32830.0904 | 0.16399 | 1.0518 | 0.022515 | 1.0743 | 432.1675 | 26592.3732 | 0.71748 | 34224.4186 | 0.16399 | 0.077492 | 0.96372 | 0.033155 | 0.99688 | 401.0034 | 26592.3732 | 0.71748 | 34357.0714 | 0.0042 | 0.66695 | 0.00057666 | 0.66753 | 268.6806 | 26592.3732 | 0.71748 | 31771.0553 | 0.0042 | 1.0179 | 0.00057666 | 1.0185 | 409.8545 | 26592.3732 | 0.71748 | 33491.654 | 0.0042 | 0.077492 | 0.94309 | 0.011216 | 0.9543 | 384.0389
01/29 10:00:00 | 35.06 | 1.7 | 80.47% | 0.83994 | 31131.1822 | 0.96583 | 3.477 | 3.4281 | 3.0853 | 0.95807 | 2.8333 | 0.38901 | 136.672 | 0.83994 | 31131.1822 | 0.96583 | 3.7668 | 3.7138 | 3.1567 | 0.8542 | 2.469 | 0.33899 | 133.3795 | 29825.9284 | 0.80472 | 36822.1338 | 0.18393 | 0.7148 | 0.025253 | 0.74006 | 266.1611 | 29825.9284 | 0.80472 | 36822.1338 | 0.18393 | 1.1797 | 0.025253 | 1.205 | 433.3725 | 29825.9284 | 0.80472 | 38386.0082 | 0.18393 | 0.086915 | 1.0809 | 0.037186 | 1.1181 | 402.1215 | 29825.9284 | 0.80472 | 38534.7912 | 0.0042 | 0.74805 | 0.00057666 | 0.74863 | 269.4293 | 29825.9284 | 0.80472 | 35634.323 | 0.0042 | 1.1417 | 0.00057666 | 1.1423 | 410.9967 | 29825.9284 | 0.80472 | 37564.1415 | 0.0042 | 0.086915 | 1.0578 | 0.01251 | 1.0703 | 385.1092
01/29 11:00:00 | 33.98 | 1.1 | 93.09% | 0.82443 | 30556.1613 | 0.95397 | 3.4343 | 3.3864 | 3.0477 | 1.1291 | 3.3178 | 0.45554 | 137.1276 | 0.82443 | 30556.1613 | 0.95397 | 3.7205 | 3.6686 | 3.1183 | 1.1291 | 3.2428 | 0.44523 | 133.8247 | 34501.7363 | 0.93088 | 42594.7362 | 0.21276 | 0.82686 | 0.029212 | 0.85608 | 267.0172 | 34501.7363 | 0.93088 | 42594.7362 | 0.21276 | 1.3647 | 0.029212 | 1.3939 | 434.7664 | 34501.7363 | 0.93088 | 44403.7791 | 0.21276 | 0.10054 | 1.2504 | 0.043016 | 1.2934 | 403.4148 | 34501.7363 | 0.93088 | 44575.8867 | 0.0042 | 0.86532 | 0.00057666 | 0.8659 | 270.2952 | 34501.7363 | 0.93088 | 41220.7125 | 0.0042 | 1.3207 | 0.00057666 | 1.3212 | 412.318 | 34501.7363 | 0.93088 | 43453.0684 | 0.0042 | 0.10054 | 1.2236 | 0.014381 | 1.238 | 386.3471
01/29 12:00:00 | 33.98 | 1.1 | 97.57% | 0.82443 | 30556.1613 | 0.95397 | 3.4343 | 3.3864 | 3.0477 | 1.1835 | 3.4777 | 0.47749 | 137.6051 | 0.82443 | 30556.1613 | 0.95397 | 3.7205 | 3.6686 | 3.1183 | 1.1291 | 3.2428 | 0.44523 | 134.2699 | 36164.3478 | 0.97574 | 44647.343 | 0.22301 | 0.86671 | 0.03062 | 0.89733 | 267.9145 | 36164.3478 | 0.97574 | 44647.343 | 0.22301 | 1.4304 | 0.03062 | 1.4611 | 436.2275 | 36164.3478 | 0.97574 | 46543.5622 | 0.22301 | 0.10539 | 1.3106 | 0.045089 | 1.3557 | 404.7705 | 36164.3478 | 0.97574 | 46723.9636 | 0.0042 | 0.90702 | 0.00057666 | 0.9076 | 271.2028 | 36164.3478 | 0.97574 | 43207.1061 | 0.0042 | 1.3843 | 0.00057666 | 1.3849 | 413.7028 | 36164.3478 | 0.97574 | 45547.0375 | 0.0042 | 0.10539 | 1.2826 | 0.015046 | 1.2976 | 387.6447
01/29 13:00:00 | 36.32 | 2.4 | 84.43% | 0.85822 | 31808.4983 | 0.9794 | 3.5258 | 3.4761 | 3.1285 | 0.98376 | 2.9314 | 0.40249 | 138.0076 | 0.85822 | 31808.4983 | 0.9794 | 3.8196 | 3.7658 | 3.201 | 0.98376 | 2.8651 | 0.39338 | 134.6633 | 31291.8582 | 0.84428 | 38631.9237 | 0.19297 | 0.74994 | 0.026494 | 0.77643 | 268.6909 | 31291.8582 | 0.84428 | 38631.9237 | 0.19297 | 1.2377 | 0.026494 | 1.2642 | 437.4917 | 31291.8582 | 0.84428 | 40272.6618 | 0.19297 | 0.091186 | 1.134 | 0.039014 | 1.173 | 405.9436 | 31291.8582 | 0.84428 | 40428.7574 | 0.0042 | 0.78482 | 0.00057666 | 0.78539 | 271.9882 | 31291.8582 | 0.84428 | 37385.7326 | 0.0042 | 1.1978 | 0.00057666 | 1.1984 | 414.9012 | 31291.8582 | 0.84428 | 39410.4008 | 0.0042 | 0.091186 | 1.1098 | 0.013097 | 1.1228 | 388.7676
01/29 14:00:00 | 37.04 | 2.8 | 77.84% | 0.86874 | 32198.6587 | 0.987 | 3.5532 | 3.5033 | 3.153 | 0.89597 | 2.6816 | 0.36819 | 138.3757 | 0.86874 | 32198.6587 | 0.987 | 3.8493 | 3.7952 | 3.2259 | 0.97184 | 2.8429 | 0.39033 | 135.0536 | 28848.8833 | 0.77836 | 35615.9054 | 0.1779 | 0.69139 | 0.024426 | 0.71581 | 269.4068 | 28848.8833 | 0.77836 | 35615.9054 | 0.1779 | 1.1411 | 0.024426 | 1.1655 | 438.6572 | 28848.8833 | 0.77836 | 37128.55 | 0.1779 | 0.084067 | 1.0455 | 0.035968 | 1.0815 | 407.0251 | 28848.8833 | 0.77836 | 37272.4591 | 0.0042 | 0.72355 | 0.00057666 | 0.72412 | 272.7123 | 28848.8833 | 0.77836 | 34467.0052 | 0.0042 | 1.1043 | 0.00057666 | 1.1049 | 416.0061 | 28848.8833 | 0.77836 | 36333.6062 | 0.0042 | 0.084067 | 1.0231 | 0.012119 | 1.0352 | 389.8028
01/29 15:00:00 | 37.04 | 2.8 | 76.74% | 0.86874 | 32198.6587 | 0.987 | 3.5532 | 3.5033 | 3.153 | 0.88336 | 2.6439 | 0.36301 | 138.7388 | 0.86874 | 32198.6587 | 0.987 | 3.8493 | 3.7952 | 3.2259 | 0.88336 | 2.5841 | 0.3548 | 135.4084 | 28442.9148 | 0.76741 | 35114.7097 | 0.1754 | 0.68166 | 0.024082 | 0.70574 | 270.1125 | 28442.9148 | 0.76741 | 35114.7097 | 0.1754 | 1.125 | 0.024082 | 1.1491 | 439.8063 | 28442.9148 | 0.76741 | 36606.068 | 0.1754 | 0.082884 | 1.0308 | 0.035462 | 1.0662 | 408.0913 | 28442.9148 | 0.76741 | 36747.952 | 0.0042 | 0.71336 | 0.00057666 | 0.71394 | 273.4262 | 28442.9148 | 0.76741 | 33981.9771 | 0.0042 | 1.0887 | 0.00057666 | 1.0893 | 417.0954 | 28442.9148 | 0.76741 | 35822.3109 | 0.0042 | 0.082884 | 1.0087 | 0.011957 | 1.0207 | 390.8235
01/29 16:00:00 | 37.94 | 3.3 | 68.38% | 0.88199 | 32689.553 | 0.99634 | 3.5868 | 3.5369 | 3.1832 | 0.77532 | 2.3336 | 0.3204 | 139.0592 | 0.88199 | 32689.553 | 0.99634 | 3.8857 | 3.8316 | 3.2569 | 0.87009 | 2.5595 | 0.35143 | 135.7599 | 25344.8881 | 0.68382 | 31289.9853 | 0.15629 | 0.60741 | 0.021459 | 0.62887 | 270.7414 | 25344.8881 | 0.68382 | 31289.9853 | 0.15629 | 1.0025 | 0.021459 | 1.0239 | 440.8302 | 25344.8881 | 0.68382 | 32618.9036 | 0.15629 | 0.073857 | 0.91851 | 0.0316 | 0.95011 | 409.0414 | 25344.8881 | 0.68382 | 32745.3334 | 0.0042 | 0.63566 | 0.00057666 | 0.63624 | 274.0625 | 25344.8881 | 0.68382 | 30280.6309 | 0.0042 | 0.97015 | 0.00057666 | 0.97073 | 418.0661 | 25344.8881 | 0.68382 | 31920.5139 | 0.0042 | 0.073857 | 0.89884 | 0.010717 | 0.90956 | 391.733
01/29 17:00:00 | 33.98 | 1.1 | 81.32% | 0.82443 | 30556.1613 | 0.95397 | 3.4343 | 3.3864 | 3.0477 | 0.98632 | 2.8982 | 0.39793 | 139.4571 | 0.82443 | 30556.1613 | 0.95397 | 3.7205 | 3.6686 | 3.1183 | 0.98632 | 2.8326 | 0.38892 | 136.1488 | 30138.2316 | 0.81315 | 37207.6933 | 0.18585 | 0.72229 | 0.025518 | 0.74781 | 271.4892 | 30138.2316 | 0.81315 | 37207.6933 | 0.18585 | 1.1921 | 0.025518 | 1.2176 | 442.0478 | 30138.2316 | 0.81315 | 38787.9428 | 0.18585 | 0.087825 | 1.0922 | 0.037576 | 1.1298 | 410.1712 | 30138.2316 | 0.81315 | 38938.2837 | 0.0042 | 0.75588 | 0.00057666 | 0.75646 | 274.8189 | 30138.2316 | 0.81315 | 36007.4451 | 0.0042 | 1.1536 | 0.00057666 | 1.1542 | 419.2203 | 30138.2316 | 0.81315 | 37957.4705 | 0.0042 | 0.087825 | 1.0688 | 0.012635 | 1.0815 | 392.8145
01/29 18:00:00 | 33.8 | 1 | 89.67% | 0.82185 | 30460.8213 | 0.95198 | 3.4271 | 3.3794 | 3.0414 | 1.0911 | 3.2027 | 0.43973 | 139.8968 | 0.82185 | 30460.8213 | 0.95198 | 3.7127 | 3.661 | 3.1118 | 0.98941 | 2.8385 | 0.38973 | 136.5385 | 33235.9124 | 0.89673 | 41031.9906 | 0.20495 | 0.79653 | 0.02814 | 0.82467 | 272.3138 | 33235.9124 | 0.89673 | 41031.9906 | 0.20495 | 1.3146 | 0.02814 | 1.3428 | 443.3906 | 33235.9124 | 0.89673 | 42774.662 | 0.20495 | 0.096852 | 1.2045 | 0.041438 | 1.2459 | 411.4171 | 33235.9124 | 0.89673 | 42940.4553 | 0.0042 | 0.83357 | 0.00057666 | 0.83415 | 275.6531 | 33235.9124 | 0.89673 | 39708.378 | 0.0042 | 1.2722 | 0.00057666 | 1.2728 | 420.4931 | 33235.9124 | 0.89673 | 41858.8317 | 0.0042 | 0.096852 | 1.1787 | 0.013874 | 1.1926 | 394.0071
01/29 19:00:00 | 32 | 0 | 88.18% | 0.79634 | 29515.2278 | 0.93175 | 3.3543 | 3.3086 | 2.9777 | 1.1074 | 3.2169 | 0.44168 | 140.3385 | 0.79634 | 29515.2278 | 0.93175 | 3.6338 | 3.5843 | 3.0467 | 1.1074 | 3.1441 | 0.43169 | 136.9702 | 32684.1065 | 0.88184 | 40350.7488 | 0.20155 | 0.7833 | 0.027673 | 0.81098 | 273.1248 | 32684.1065 | 0.88184 | 40350.7488 | 0.20155 | 1.2928 | 0.027673 | 1.3205 | 444.711 | 32684.1065 | 0.88184 | 42064.4872 | 0.20155 | 0.095244 | 1.1845 | 0.04075 | 1.2252 | 412.6424 | 32684.1065 | 0.88184 | 42227.5278 | 0.0042 | 0.81973 | 0.00057666 | 0.82031 | 276.4734 | 32684.1065 | 0.88184 | 39049.1117 | 0.0042 | 1.2511 | 0.00057666 | 1.2517 | 421.7447 | 32684.1065 | 0.88184 | 41163.8621 | 0.0042 | 0.095244 | 1.1591 | 0.013654 | 1.1728 | 395.1799
01/29 20:00:00 | 28.94 | -1.7 | 88.14% | 0.75385 | 27940.2945 | 0.89651 | 3.2274 | 3.1853 | 2.8668 | 1.1692 | 3.3398 | 0.45855 | 140.797 | 0.75385 | 27940.2945 | 0.89651 | 3.4964 | 3.4508 | 2.9332 | 1.1698 | 3.2658 | 0.4484 | 137.4186 | 32668.1317 | 0.88141 | 40331.0268 | 0.20145 | 0.78292 | 0.02766 | 0.81058 | 273.9354 | 32668.1317 | 0.88141 | 40331.0268 | 0.20145 | 1.2922 | 0.02766 | 1.3198 | 446.0309 | 32668.1317 | 0.88141 | 42043.9275 | 0.20145 | 0.095197 | 1.1839 | 0.04073 | 1.2246 | 413.867 | 32668.1317 | 0.88141 | 42206.8885 | 0.0042 | 0.81933 | 0.00057666 | 0.81991 | 277.2933 | 32668.1317 | 0.88141 | 39030.0259 | 0.0042 | 1.2505 | 0.00057666 | 1.251 | 422.9958 | 32668.1317 | 0.88141 | 41143.7427 | 0.0042 | 0.095197 | 1.1586 | 0.013647 | 1.1722 | 396.3521
01/29 21:00:00 | 28.94 | -1.7 | 91.65% | 0.75385 | 27940.2945 | 0.89651 | 3.2274 | 3.1853 | 2.8668 | 1.2158 | 3.4729 | 0.47683 | 141.2739 | 0.75385 | 27940.2945 | 0.89651 | 3.4964 | 3.4508 | 2.9332 | 1.2158 | 3.3943 | 0.46604 | 137.8846 | 33970.1068 | 0.91654 | 41938.4035 | 0.20948 | 0.81412 | 0.028762 | 0.84288 | 274.7783 | 33970.1068 | 0.91654 | 41938.4035 | 0.20948 | 1.3437 | 0.028762 | 1.3724 | 447.4033 | 33970.1068 | 0.91654 | 43719.5712 | 0.20948 | 0.098991 | 1.2311 | 0.042353 | 1.2734 | 415.1405 | 33970.1068 | 0.91654 | 43889.0269 | 0.0042 | 0.85199 | 0.00057666 | 0.85256 | 278.1459 | 33970.1068 | 0.91654 | 40585.5518 | 0.0042 | 1.3003 | 0.00057666 | 1.3009 | 424.2967 | 33970.1068 | 0.91654 | 42783.5099 | 0.0042 | 0.098991 | 1.2047 | 0.014168 | 1.2189 | 397.571
01/29 22:00:00 | 28.04 | -2.2 | 98.62% | 0.74156 | 27484.8856 | 0.886 | 3.1896 | 3.1484 | 2.8336 | 1.3299 | 3.7806 | 0.51907 | 141.793 | 0.74156 | 27484.8856 | 0.886 | 3.4554 | 3.4108 | 2.8992 | 1.236 | 3.4341 | 0.47151 | 138.3561 | 36551.1081 | 0.98618 | 45124.8248 | 0.2254 | 0.87598 | 0.030947 | 0.90693 | 275.6852 | 36551.1081 | 0.98618 | 45124.8248 | 0.2254 | 1.4457 | 0.030947 | 1.4767 | 448.88 | 36551.1081 | 0.98618 | 47041.3232 | 0.2254 | 0.10651 | 1.3246 | 0.045571 | 1.3702 | 416.5107 | 36551.1081 | 0.98618 | 47223.6539 | 0.0042 | 0.91672 | 0.00057666 | 0.9173 | 279.0632 | 36551.1081 | 0.98618 | 43669.1853 | 0.0042 | 1.3991 | 0.00057666 | 1.3997 | 425.6963 | 36551.1081 | 0.98618 | 46034.1412 | 0.0042 | 0.10651 | 1.2963 | 0.015201 | 1.3115 | 398.8825
01/29 23:00:00 | 26.06 | -3.3 | 98.54% | 0.71487 | 26495.4768 | 0.86274 | 3.1059 | 3.0662 | 2.7595 | 1.3784 | 3.8789 | 0.53258 | 142.3255 | 0.71487 | 26495.4768 | 0.86274 | 3.3647 | 3.3217 | 2.8234 | 1.3784 | 3.7912 | 0.52053 | 138.8767 | 36522.1743 | 0.98539 | 45089.1041 | 0.22522 | 0.87528 | 0.030923 | 0.90621 | 276.5914 | 36522.1743 | 0.98539 | 45089.1041 | 0.22522 | 1.4446 | 0.030923 | 1.4755 | 450.3555 | 36522.1743 | 0.98539 | 47004.0853 | 0.22522 | 0.10643 | 1.3236 | 0.045535 | 1.3691 | 417.8798 | 36522.1743 | 0.98539 | 47186.2717 | 0.0042 | 0.916 | 0.00057666 | 0.91657 | 279.9797 | 36522.1743 | 0.98539 | 43634.6168 | 0.0042 | 1.398 | 0.00057666 | 1.3986 | 427.0949 | 36522.1743 | 0.98539 | 45997.7006 | 0.0042 | 0.10643 | 1.2952 | 0.015189 | 1.3104 | 400.1929
01/29 24:00:00 | 23 | -5 | 99.9% | 0.67452 | 25000.1726 | 0.82666 | 2.976 | 2.9365 | 2.6429 | 1.4811 | 4.1061 | 0.56377 | 142.8893 | 0.67452 | 25000.1726 | 0.82666 | 3.224 | 3.1812 | 2.704 | 1.4609 | 3.9585 | 0.54351 | 139.4202 | 37026.8866 | 0.99901 | 45712.2057 | 0.22833 | 0.88738 | 0.03135 | 0.91873 | 277.5101 | 37026.8866 | 0.99901 | 45712.2057 | 0.22833 | 1.4646 | 0.03135 | 1.4959 | 451.8514 | 37026.8866 | 0.99901 | 47653.6507 | 0.22833 | 0.1079 | 1.3419 | 0.046165 | 1.388 | 419.2678 | 37026.8866 | 0.99901 | 47838.3548 | 0.0042 | 0.92865 | 0.00057666 | 0.92923 | 280.909 | 37026.8866 | 0.99901 | 44237.6184 | 0.0042 | 1.4173 | 0.00057666 | 1.4179 | 428.5128 | 37026.8866 | 0.99901 | 46633.3584 | 0.0042 | 0.1079 | 1.3131 | 0.015391 | 1.3285 | 401.5214
01/30 01:00:00 | 23 | -5 | 100% | 0.67452 | 25000.1726 | 0.82666 | 2.976 | 2.9365 | 2.6429 | 1.4825 | 4.1102 | 0.56433 | 143.4536 | 0.67452 | 25000.1726 | 0.82666 | 3.224 | 3.1812 | 2.704 | 1.4825 | 4.0172 | 0.55156 | 139.9717 | 37063.5069 | 1 | 45757.416 | 0.22856 | 0.88826 | 0.031381 | 0.91964 | 278.4298 | 37063.5069 | 1 | 45757.416 | 0.22856 | 1.466 | 0.031381 | 1.4974 | 453.3488 | 37063.5069 | 1 | 47700.7811 | 0.22856 | 0.10801 | 1.3432 | 0.04621 | 1.3894 | 420.6572 | 37063.5069 | 1 | 47885.6679 | 0.0042 | 0.92957 | 0.00057666 | 0.93015 | 281.8391 | 37063.5069 | 1 | 44281.3703 | 0.0042 | 1.4187 | 0.00057666 | 1.4193 | 429.9321 | 37063.5069 | 1 | 46679.4798 | 0.0042 | 0.10801 | 1.3144 | 0.015406 | 1.3298 | 402.8513
01/30 02:00:00 | 19.94 | -6.7 | 100% | 0.63528 | 23545.8895 | 0.79077 | 2.8468 | 2.8041 | 2.5237 | 1.5741 | 4.3043 | 0.59098 | 144.0446 | 0.63528 | 23545.8895 | 0.79077 | 3.084 | 3.0378 | 2.5821 | 1.5741 | 4.2069 | 0.5776 | 140.5493 | 37063.5069 | 1 | 45757.416 | 0.22856 | 0.88826 | 0.031381 | 0.91964 | 279.3494 | 37063.5069 | 1 | 45757.416 | 0.22856 | 1.466 | 0.031381 | 1.4974 | 454.8462 | 37063.5069 | 1 | 47700.7811 | 0.22856 | 0.10801 | 1.3432 | 0.04621 | 1.3894 | 422.0466 | 37063.5069 | 1 | 47885.6679 | 0.0042 | 0.92957 | 0.00057666 | 0.93015 | 282.7693 | 37063.5069 | 1 | 44281.3703 | 0.0042 | 1.4187 | 0.00057666 | 1.4193 | 431.3514 | 37063.5069 | 1 | 46679.4798 | 0.0042 | 0.10801 | 1.3144 | 0.015406 | 1.3298 | 404.1811
01/30 03:00:00 | 19.94 | -6.7 | 100% | 0.63528 | 23545.8895 | 0.79077 | 2.8468 | 2.8041 | 2.5237 | 1.5741 | 4.3043 | 0.59098 | 144.6356 | 0.63528 | 23545.8895 | 0.79077 | 3.084 | 3.0378 | 2.5821 | 1.5741 | 4.2069 | 0.5776 | 141.1269 | 37063.5069 | 1 | 45757.416 | 0.22856 | 0.88826 | 0.031381 | 0.91964 | 280.2691 | 37063.5069 | 1 | 45757.416 | 0.22856 | 1.466 | 0.031381 | 1.4974 | 456.3435 | 37063.5069 | 1 | 47700.7811 | 0.22856 | 0.10801 | 1.3432 | 0.04621 | 1.3894 | 423.436 | 37063.5069 | 1 | 47885.6679 | 0.0042 | 0.92957 | 0.00057666 | 0.93015 | 283.6994 | 37063.5069 | 1 | 44281.3703 | 0.0042 | 1.4187 | 0.00057666 | 1.4193 | 432.7707 | 37063.5069 | 1 | 46679.4798 | 0.0042 | 0.10801 | 1.3144 | 0.015406 | 1.3298 | 405.511
01/30 04:00:00 | 17.96 | -7.8 | 100% | 0.61049 | 22626.7417 | 0.76781 | 2.7641 | 2.7171 | 2.4454 | 1.638 | 4.442 | 0.60989 | 145.2455 | 0.61049 | 22626.7417 | 0.76781 | 2.9944 | 2.9436 | 2.502 | 1.638 | 4.3415 | 0.59609 | 141.723 | 37063.5069 | 1 | 45757.416 | 0.22856 | 0.88826 | 0.031381 | 0.91964 | 281.1887 | 37063.5069 | 1 | 45757.416 | 0.22856 | 1.466 | 0.031381 | 1.4974 | 457.8409 | 37063.5069 | 1 | 47700.7811 | 0.22856 | 0.10801 | 1.3432 | 0.04621 | 1.3894 | 424.8254 | 37063.5069 | 1 | 47885.6679 | 0.0042 | 0.92957 | 0.00057666 | 0.93015 | 284.6296 | 37063.5069 | 1 | 44281.3703 | 0.0042 | 1.4187 | 0.00057666 | 1.4193 | 434.19 | 37063.5069 | 1 | 46679.4798 | 0.0042 | 0.10801 | 1.3144 | 0.015406 | 1.3298 | 406.8408
01/30 05:00:00 | 19.04 | -7.2 | 100% | 0.62396 | 23125.9659 | 0.7803 | 2.8091 | 2.7647 | 2.4882 | 1.6027 | 4.3656 | 0.5994 | 145.8449 | 0.62396 | 23125.9659 | 0.7803 | 3.0432 | 2.9951 | 2.5458 | 1.6027 | 4.2669 | 0.58584 | 142.3089 | 37063.5069 | 1 | 45757.416 | 0.22856 | 0.88826 | 0.031381 | 0.91964 | 282.1083 | 37063.5069 | 1 | 45757.416 | 0.22856 | 1.466 | 0.031381 | 1.4974 | 459.3383 | 37063.5069 | 1 | 47700.7811 | 0.22856 | 0.10801 | 1.3432 | 0.04621 | 1.3894 | 426.2149 | 37063.5069 | 1 | 47885.6679 | 0.0042 | 0.92957 | 0.00057666 | 0.93015 | 285.5597 | 37063.5069 | 1 | 44281.3703 | 0.0042 | 1.4187 | 0.00057666 | 1.4193 | 435.6093 | 37063.5069 | 1 | 46679.4798 | 0.0042 | 0.10801 | 1.3144 | 0.015406 | 1.3298 | 408.1706
01/30 06:00:00 | 19.04 | -7.2 | 100% | 0.62396 | 23125.9659 | 0.7803 | 2.8091 | 2.7647 | 2.4882 | 1.6027 | 4.3656 | 0.5994 | 146.4443 | 0.62396 | 23125.9659 | 0.7803 | 3.0432 | 2.9951 | 2.5458 | 1.6027 | 4.2669 | 0.58584 | 142.8947 | 37063.5069 | 1 | 45757.416 | 0.22856 | 0.88826 | 0.031381 | 0.91964 | 283.028 | 37063.5069 | 1 | 45757.416 | 0.22856 | 1.466 | 0.031381 | 1.4974 | 460.8357 | 37063.5069 | 1 | 47700.7811 | 0.22856 | 0.10801 | 1.3432 | 0.04621 | 1.3894 | 427.6043 | 37063.5069 | 1 | 47885.6679 | 0.0042 | 0.92957 | 0.00057666 | 0.93015 | 286.4898 | 37063.5069 | 1 | 44281.3703 | 0.0042 | 1.4187 | 0.00057666 | 1.4193 | 437.0286 | 37063.5069 | 1 | 46679.4798 | 0.0042 | 0.10801 | 1.3144 | 0.015406 | 1.3298 | 409.5005
01/30 07:00:00 | 19.04 | -7.2 | 100% | 0.62396 | 23125.9659 | 0.7803 | 2.8091 | 2.7647 | 2.4882 | 1.6027 | 4.3656 | 0.5994 | 147.0437 | 0.62396 | 23125.9659 | 0.7803 | 3.0432 | 2.9951 | 2.5458 | 1.6027 | 4.2669 | 0.58584 | 143.4806 | 37063.5069 | 1 | 45757.416 | 0.22856 | 0.88826 | 0.031381 | 0.91964 | 283.9476 | 37063.5069 | 1 | 45757.416 | 0.22856 | 1.466 | 0.031381 | 1.4974 | 462.3331 | 37063.5069 | 1 | 47700.7811 | 0.22856 | 0.10801 | 1.3432 | 0.04621 | 1.3894 | 428.9937 | 37063.5069 | 1 | 47885.6679 | 0.0042 | 0.92957 | 0.00057666 | 0.93015 | 287.42 | 37063.5069 | 1 | 44281.3703 | 0.0042 | 1.4187 | 0.00057666 | 1.4193 | 438.4479 | 37063.5069 | 1 | 46679.4798 | 0.0042 | 0.10801 | 1.3144 | 0.015406 | 1.3298 | 410.8303
01/30 08:00:00 | 26.06 | -3.3 | 100% | 0.71487 | 26495.4768 | 0.86274 | 3.1059 | 3.0662 | 2.7595 | 1.3989 | 3.9364 | 0.54047 | 147.5841 | 0.71487 | 26495.4768 | 0.86274 | 3.3647 | 3.3217 | 2.8234 | 1.3989 | 3.8474 | 0.52824 | 144.0088 | 37063.5069 | 1 | 45757.416 | 0.22856 | 0.88826 | 0.031381 | 0.91964 | 284.8672 | 37063.5069 | 1 | 45757.416 | 0.22856 | 1.466 | 0.031381 | 1.4974 | 463.8305 | 37063.5069 | 1 | 47700.7811 | 0.22856 | 0.10801 | 1.3432 | 0.04621 | 1.3894 | 430.3831 | 37063.5069 | 1 | 47885.6679 | 0.0042 | 0.92957 | 0.00057666 | 0.93015 | 288.3501 | 37063.5069 | 1 | 44281.3703 | 0.0042 | 1.4187 | 0.00057666 | 1.4193 | 439.8672 | 37063.5069 | 1 | 46679.4798 | 0.0042 | 0.10801 | 1.3144 | 0.015406 | 1.3298 | 412.1602
01/30 09:00:00 | 33.08 | 0.6 | 100% | 0.8116 | 30080.8806 | 0.94394 | 3.3982 | 3.3512 | 3.0161 | 1.2321 | 3.6016 | 0.4945 | 148.0786 | 0.8116 | 30080.8806 | 0.94394 | 3.6814 | 3.6305 | 3.0859 | 1.2321 | 3.5201 | 0.48331 | 144.4921 | 37063.5069 | 1 | 45757.416 | 0.22856 | 0.88826 | 0.031381 | 0.91964 | 285.7869 | 37063.5069 | 1 | 45757.416 | 0.22856 | 1.466 | 0.031381 | 1.4974 | 465.3279 | 37063.5069 | 1 | 47700.7811 | 0.22856 | 0.10801 | 1.3432 | 0.04621 | 1.3894 | 431.7725 | 37063.5069 | 1 | 47885.6679 | 0.0042 | 0.92957 | 0.00057666 | 0.93015 | 289.2803 | 37063.5069 | 1 | 44281.3703 | 0.0042 | 1.4187 | 0.00057666 | 1.4193 | 441.2864 | 37063.5069 | 1 | 46679.4798 | 0.0042 | 0.10801 | 1.3144 | 0.015406 | 1.3298 | 413.49
01/30 10:00:00 | 32.18 | 0.1 | 93.37% | 0.79888 | 29609.1484 | 0.93379 | 3.3617 | 3.3157 | 2.9842 | 1.1688 | 3.3989 | 0.46667 | 148.5453 | 0.79888 | 29609.1484 | 0.93379 | 3.6418 | 3.5921 | 3.0532 | 1.2518 | 3.5578 | 0.48848 | 144.9806 | 34607.7463 | 0.93374 | 42725.6128 | 0.21341 | 0.8294 | 0.029302 | 0.85871 | 286.6456 | 34607.7463 | 0.93374 | 42725.6128 | 0.21341 | 1.3689 | 0.029302 | 1.3982 | 466.726 | 34607.7463 | 0.93374 | 44540.2141 | 0.21341 | 0.10085 | 1.2542 | 0.043148 | 1.2973 | 433.0698 | 34607.7463 | 0.93374 | 44712.8506 | 0.0042 | 0.86798 | 0.00057666 | 0.86856 | 290.1489 | 34607.7463 | 0.93374 | 41347.3672 | 0.0042 | 1.3247 | 0.00057666 | 1.3253 | 442.6117 | 34607.7463 | 0.93374 | 43586.5823 | 0.0042 | 0.10085 | 1.2273 | 0.014423 | 1.2418 | 414.7318
01/30 11:00:00 | 34.16 | 1.2 | 78.18% | 0.827 | 30651.6433 | 0.95596 | 3.4415 | 3.3934 | 3.054 | 0.94528 | 2.7806 | 0.38177 | 148.9271 | 0.827 | 30651.6433 | 0.95596 | 3.7283 | 3.6761 | 3.1247 | 0.94528 | 2.7177 | 0.37313 | 145.3537 | 28974.4887 | 0.78175 | 35770.9737 | 0.17868 | 0.6944 | 0.024532 | 0.71893 | 287.3645 | 28974.4887 | 0.78175 | 35770.9737 | 0.17868 | 1.1461 | 0.024532 | 1.1706 | 467.8966 | 28974.4887 | 0.78175 | 37290.2042 | 0.17868 | 0.084433 | 1.05 | 0.036125 | 1.0862 | 434.156 | 28974.4887 | 0.78175 | 37434.7399 | 0.0042 | 0.7267 | 0.00057666 | 0.72727 | 290.8761 | 28974.4887 | 0.78175 | 34617.0713 | 0.0042 | 1.1091 | 0.00057666 | 1.1097 | 443.7214 | 28974.4887 | 0.78175 | 36491.7993 | 0.0042 | 0.084433 | 1.0276 | 0.012169 | 1.0397 | 415.7715
01/30 12:00:00 | 36.5 | 2.5 | 54.74% | 0.86084 | 31905.8255 | 0.98131 | 3.5327 | 3.483 | 3.1347 | 0.63594 | 1.8971 | 0.26047 | 149.1876 | 0.86084 | 31905.8255 | 0.98131 | 3.8271 | 3.7732 | 3.2072 | 0.90813 | 2.6478 | 0.36354 | 145.7173 | 20290.1713 | 0.54744 | 25049.5942 | 0.12512 | 0.48627 | 0.017179 | 0.50345 | 287.868 | 20290.1713 | 0.54744 | 25049.5942 | 0.12512 | 0.80256 | 0.017179 | 0.81973 | 468.7164 | 20290.1713 | 0.54744 | 26113.4766 | 0.12512 | 0.059127 | 0.73533 | 0.025297 | 0.76062 | 434.9166 | 20290.1713 | 0.54744 | 26214.6916 | 0.0042 | 0.50889 | 0.00057666 | 0.50946 | 291.3856 | 20290.1713 | 0.54744 | 24241.5428 | 0.0042 | 0.77667 | 0.00057666 | 0.77724 | 444.4986 | 20290.1713 | 0.54744 | 25554.3719 | 0.0042 | 0.059127 | 0.71958 | 0.0086948 | 0.72828 | 416.4998
01/30 13:00:00 | 39.02 | 3.9 | 39.81% | 0.89801 | 33283.3101 | 1.0073 | 3.6262 | 3.5767 | 3.219 | 0.44334 | 1.3435 | 0.18446 | 149.372 | 0.89801 | 33283.3101 | 1.0073 | 3.9284 | 3.8748 | 3.2936 | 0.44334 | 1.3131 | 0.18028 | 145.8975 | 14755.7118 | 0.39812 | 18216.9281 | 0.090994 | 0.35363 | 0.012493 | 0.36613 | 288.2341 | 14755.7118 | 0.39812 | 18216.9281 | 0.090994 | 0.58365 | 0.012493 | 0.59614 | 469.3125 | 14755.7118 | 0.39812 | 18990.62 | 0.090994 | 0.042999 | 0.53475 | 0.018397 | 0.55315 | 435.4698 | 14755.7118 | 0.39812 | 19064.2271 | 0.0042 | 0.37008 | 0.00057666 | 0.37066 | 291.7562 | 14755.7118 | 0.39812 | 17629.2853 | 0.0042 | 0.56482 | 0.00057666 | 0.5654 | 445.064 | 14755.7118 | 0.39812 | 18584.0199 | 0.0042 | 0.042999 | 0.5233 | 0.0064804 | 0.52978 | 417.0296
01/30 14:00:00 | 39.2 | 4 | 33.12% | 0.90069 | 33382.7665 | 1.0091 | 3.6326 | 3.5833 | 3.225 | 0.36767 | 1.1154 | 0.15315 | 149.5252 | 0.90069 | 33382.7665 | 1.0091 | 3.9354 | 3.8819 | 3.2996 | 0.44202 | 1.3107 | 0.17995 | 146.0775 | 12273.8946 | 0.33116 | 15152.9563 | 0.075689 | 0.29415 | 0.010392 | 0.30455 | 288.5386 | 12273.8946 | 0.33116 | 15152.9563 | 0.075689 | 0.48548 | 0.010392 | 0.49587 | 469.8084 | 12273.8946 | 0.33116 | 15796.5181 | 0.075689 | 0.035767 | 0.44481 | 0.015303 | 0.46011 | 435.9299 | 12273.8946 | 0.33116 | 15857.7449 | 0.0042 | 0.30784 | 0.00057666 | 0.30841 | 292.0647 | 12273.8946 | 0.33116 | 14664.1512 | 0.0042 | 0.46982 | 0.00057666 | 0.4704 | 445.5344 | 12273.8946 | 0.33116 | 15458.3055 | 0.0042 | 0.035767 | 0.43529 | 0.0054875 | 0.44078 | 417.4704
01/30 15:00:00 | 39.56 | 4.2 | 30.61% | 0.90607 | 33582.1049 | 1.0126 | 3.6455 | 3.5964 | 3.2368 | 0.33785 | 1.0273 | 0.14105 | 149.6662 | 0.90607 | 33582.1049 | 1.0126 | 3.9492 | 3.8961 | 3.3117 | 0.33785 | 1.0041 | 0.13786 | 146.2154 | 11345.8104 | 0.30612 | 14007.1734 | 0.069966 | 0.27191 | 0.0096063 | 0.28152 | 288.8202 | 11345.8104 | 0.30612 | 14007.1734 | 0.069966 | 0.44877 | 0.0096063 | 0.45838 | 470.2668 | 11345.8104 | 0.30612 | 14602.0726 | 0.069966 | 0.033062 | 0.41118 | 0.014146 | 0.42532 | 436.3552 | 11345.8104 | 0.30612 | 14658.6698 | 0.0042 | 0.28456 | 0.00057666 | 0.28514 | 292.3498 | 11345.8104 | 0.30612 | 13555.3291 | 0.0042 | 0.43429 | 0.00057666 | 0.43487 | 445.9693 | 11345.8104 | 0.30612 | 14289.4338 | 0.0042 | 0.033062 | 0.40237 | 0.0051161 | 0.40749 | 417.8779
01/30 16:00:00 | 41 | 5 | 22.87% | 0.92774 | 34385.1365 | 1.0265 | 3.6954 | 3.6483 | 3.2835 | 0.24652 | 0.75661 | 0.10388 | 149.7701 | 0.92774 | 34385.1365 | 1.0265 | 4.0033 | 3.9524 | 3.3595 | 0.32996 | 0.98981 | 0.1359 | 146.3513 | 8476.4991 | 0.2287 | 10464.8137 | 0.052272 | 0.20315 | 0.0071769 | 0.21032 | 289.0305 | 8476.4991 | 0.2287 | 10464.8137 | 0.052272 | 0.33528 | 0.0071769 | 0.34246 | 470.6092 | 8476.4991 | 0.2287 | 10909.2652 | 0.052272 | 0.024701 | 0.30719 | 0.010568 | 0.31776 | 436.673 | 8476.4991 | 0.2287 | 10951.5492 | 0.0042 | 0.2126 | 0.00057666 | 0.21317 | 292.563 | 8476.4991 | 0.2287 | 10127.2391 | 0.0042 | 0.32446 | 0.00057666 | 0.32504 | 446.2943 | 8476.4991 | 0.2287 | 10675.6915 | 0.0042 | 0.024701 | 0.30062 | 0.0039681 | 0.30458 | 418.1824
01/30 17:00:00 | 37.94 | 3.3 | 23.51% | 0.88199 | 32689.553 | 0.99634 | 3.5868 | 3.5369 | 3.1832 | 0.26651 | 0.80213 | 0.11013 | 149.8802 | 0.88199 | 32689.553 | 0.99634 | 3.8857 | 3.8316 | 3.2569 | 0.26651 | 0.78398 | 0.10764 | 146.4589 | 8712.0022 | 0.23506 | 10755.5583 | 0.053724 | 0.20879 | 0.0073763 | 0.21617 | 289.2467 | 8712.0022 | 0.23506 | 10755.5583 | 0.053724 | 0.34459 | 0.0073763 | 0.35197 | 470.9612 | 8712.0022 | 0.23506 | 11212.3581 | 0.053724 | 0.025387 | 0.31573 | 0.010862 | 0.32659 | 436.9996 | 8712.0022 | 0.23506 | 11255.8168 | 0.0042 | 0.2185 | 0.00057666 | 0.21908 | 292.782 | 8712.0022 | 0.23506 | 10408.6048 | 0.0042 | 0.33348 | 0.00057666 | 0.33405 | 446.6284 | 8712.0022 | 0.23506 | 10972.295 | 0.0042 | 0.025387 | 0.30897 | 0.0040623 | 0.31303 | 418.4955
01/30 18:00:00 | 35.96 | 2.2 | 30.84% | 0.85298 | 31614.2697 | 0.97555 | 3.512 | 3.4625 | 3.1162 | 0.36159 | 1.0751 | 0.14762 | 150.0278 | 0.85298 | 31614.2697 | 0.97555 | 3.8047 | 3.751 | 3.1884 | 0.27557 | 0.80083 | 0.10995 | 146.5688 | 11431.5611 | 0.30843 | 14113.0384 | 0.070495 | 0.27397 | 0.0096789 | 0.28365 | 289.5303 | 11431.5611 | 0.30843 | 14113.0384 | 0.070495 | 0.45216 | 0.0096789 | 0.46184 | 471.423 | 11431.5611 | 0.30843 | 14712.4338 | 0.070495 | 0.033312 | 0.41429 | 0.014253 | 0.42854 | 437.4281 | 11431.5611 | 0.30843 | 14769.4588 | 0.0042 | 0.28671 | 0.00057666 | 0.28729 | 293.0693 | 11431.5611 | 0.30843 | 13657.7791 | 0.0042 | 0.43758 | 0.00057666 | 0.43815 | 447.0666 | 11431.5611 | 0.30843 | 14397.4321 | 0.0042 | 0.033312 | 0.40542 | 0.0051504 | 0.41057 | 418.906
01/30 19:00:00 | 33.8 | 1 | 41.09% | 0.82185 | 30460.8213 | 0.95198 | 3.4271 | 3.3794 | 3.0414 | 0.50001 | 1.4677 | 0.20151 | 150.2294 | 0.82185 | 30460.8213 | 0.95198 | 3.7127 | 3.661 | 3.1118 | 0.50001 | 1.4345 | 0.19695 | 146.7658 | 15230.5688 | 0.41093 | 18803.1714 | 0.093922 | 0.36501 | 0.012895 | 0.37791 | 289.9082 | 15230.5688 | 0.41093 | 18803.1714 | 0.093922 | 0.60243 | 0.012895 | 0.61532 | 472.0383 | 15230.5688 | 0.41093 | 19601.7617 | 0.093922 | 0.044383 | 0.55196 | 0.018989 | 0.57095 | 437.9991 | 15230.5688 | 0.41093 | 19677.7375 | 0.0042 | 0.38199 | 0.00057666 | 0.38257 | 293.4519 | 15230.5688 | 0.41093 | 18196.6175 | 0.0042 | 0.583 | 0.00057666 | 0.58357 | 447.6501 | 15230.5688 | 0.41093 | 19182.0766 | 0.0042 | 0.044383 | 0.54015 | 0.0066704 | 0.54682 | 419.4529
01/30 20:00:00 | 32.9 | 0.5 | 51.76% | 0.80905 | 29986.2503 | 0.94192 | 3.3909 | 3.3442 | 3.0097 | 0.63977 | 1.8681 | 0.2565 | 150.4859 | 0.80905 | 29986.2503 | 0.94192 | 3.6735 | 3.6228 | 3.0794 | 0.50792 | 1.4496 | 0.19903 | 146.9648 | 19184.4064 | 0.51761 | 23684.4523 | 0.1183 | 0.45977 | 0.016243 | 0.47601 | 290.3842 | 19184.4064 | 0.51761 | 23684.4523 | 0.1183 | 0.75882 | 0.016243 | 0.77506 | 472.8134 | 19184.4064 | 0.51761 | 24690.3557 | 0.1183 | 0.055905 | 0.69525 | 0.023919 | 0.71917 | 438.7182 | 19184.4064 | 0.51761 | 24786.0548 | 0.0042 | 0.48116 | 0.00057666 | 0.48173 | 293.9336 | 19184.4064 | 0.51761 | 22920.4377 | 0.0042 | 0.73434 | 0.00057666 | 0.73492 | 448.385 | 19184.4064 | 0.51761 | 24161.7209 | 0.0042 | 0.055905 | 0.68037 | 0.0082524 | 0.68862 | 420.1415
01/30 21:00:00 | 32.18 | 0.1 | 58.35% | 0.79888 | 29609.1484 | 0.93379 | 3.3617 | 3.3157 | 2.9842 | 0.73043 | 2.1241 | 0.29164 | 150.7775 | 0.79888 | 29609.1484 | 0.93379 | 3.6418 | 3.5921 | 3.0532 | 0.73043 | 2.076 | 0.28504 | 147.2499 | 21627.3768 | 0.58352 | 26700.4652 | 0.13337 | 0.51832 | 0.018312 | 0.53663 | 290.9209 | 21627.3768 | 0.58352 | 26700.4652 | 0.13337 | 0.85545 | 0.018312 | 0.87376 | 473.6872 | 21627.3768 | 0.58352 | 27834.4618 | 0.13337 | 0.063024 | 0.78379 | 0.026965 | 0.81075 | 439.529 | 21627.3768 | 0.58352 | 27942.3473 | 0.0042 | 0.54243 | 0.00057666 | 0.543 | 294.4766 | 21627.3768 | 0.58352 | 25839.1599 | 0.0042 | 0.82785 | 0.00057666 | 0.82843 | 449.2135 | 21627.3768 | 0.58352 | 27238.5098 | 0.0042 | 0.063024 | 0.767 | 0.0092298 | 0.77623 | 420.9177
01/30 22:00:00 | 28.04 | -2.2 | 70.05% | 0.74156 | 27484.8856 | 0.886 | 3.1896 | 3.1484 | 2.8336 | 0.94464 | 2.6855 | 0.36871 | 151.1462 | 0.74156 | 27484.8856 | 0.886 | 3.4554 | 3.4108 | 2.8992 | 0.78688 | 2.1864 | 0.30019 | 147.5501 | 25963.2907 | 0.70051 | 32053.4454 | 0.16011 | 0.62223 | 0.021983 | 0.64421 | 291.5651 | 25963.2907 | 0.70051 | 32053.4454 | 0.16011 | 1.0269 | 0.021983 | 1.0489 | 474.7361 | 25963.2907 | 0.70051 | 33414.7886 | 0.16011 | 0.075659 | 0.94092 | 0.032371 | 0.97329 | 440.5023 | 25963.2907 | 0.70051 | 33544.3033 | 0.0042 | 0.65117 | 0.00057666 | 0.65175 | 295.1284 | 25963.2907 | 0.70051 | 31019.4633 | 0.0042 | 0.99382 | 0.00057666 | 0.9944 | 450.2079 | 25963.2907 | 0.70051 | 32699.3586 | 0.0042 | 0.075659 | 0.92078 | 0.010965 | 0.93174 | 421.8495
01/30 23:00:00 | 28.04 | -2.2 | 81.43% | 0.74156 | 27484.8856 | 0.886 | 3.1896 | 3.1484 | 2.8336 | 1.0981 | 3.1217 | 0.4286 | 151.5748 | 0.74156 | 27484.8856 | 0.886 | 3.4554 | 3.4108 | 2.8992 | 1.0981 | 3.051 | 0.41891 | 147.969 | 30180.5903 | 0.81429 | 37259.988 | 0.18611 | 0.7233 | 0.025553 | 0.74886 | 292.3139 | 30180.5903 | 0.81429 | 37259.988 | 0.18611 | 1.1938 | 0.025553 | 1.2193 | 475.9554 | 30180.5903 | 0.81429 | 38842.4586 | 0.18611 | 0.087948 | 1.0938 | 0.037629 | 1.1314 | 441.6337 | 30180.5903 | 0.81429 | 38993.0107 | 0.0042 | 0.75695 | 0.00057666 | 0.75752 | 295.8859 | 30180.5903 | 0.81429 | 36058.0529 | 0.0042 | 1.1553 | 0.00057666 | 1.1558 | 451.3637 | 30180.5903 | 0.81429 | 38010.819 | 0.0042 | 0.087948 | 1.0703 | 0.012652 | 1.083 | 422.9324
01/30 24:00:00 | 24.98 | -3.9 | 91.62% | 0.7005 | 25963.0383 | 0.85001 | 3.06 | 3.0207 | 2.7187 | 1.3079 | 3.6606 | 0.5026 | 152.0774 | 0.7005 | 25963.0383 | 0.85001 | 3.315 | 3.2725 | 2.7816 | 1.1624 | 3.18 | 0.43661 | 148.4056 | 33955.952 | 0.91616 | 41920.9284 | 0.2094 | 0.81378 | 0.02875 | 0.84253 | 293.1565 | 33955.952 | 0.91616 | 41920.9284 | 0.2094 | 1.3431 | 0.02875 | 1.3718 | 477.3272 | 33955.952 | 0.91616 | 43701.354 | 0.2094 | 0.09895 | 1.2306 | 0.042336 | 1.2729 | 442.9066 | 33955.952 | 0.91616 | 43870.7391 | 0.0042 | 0.85163 | 0.00057666 | 0.85221 | 296.7381 | 33955.952 | 0.91616 | 40568.6404 | 0.0042 | 1.2998 | 0.00057666 | 1.3003 | 452.664 | 33955.952 | 0.91616 | 42765.6827 | 0.0042 | 0.09895 | 1.2042 | 0.014162 | 1.2184 | 424.1508
01/31 01:00:00 | 24.98 | -3.9 | 99.36% | 0.7005 | 25963.0383 | 0.85001 | 3.06 | 3.0207 | 2.7187 | 1.4184 | 3.9701 | 0.54509 | 152.6225 | 0.7005 | 25963.0383 | 0.85001 | 3.315 | 3.2725 | 2.7816 | 1.4184 | 3.8803 | 0.53276 | 148.9383 | 36826.7808 | 0.99361 | 45465.1615 | 0.2271 | 0.88258 | 0.031181 | 0.91377 | 294.0702 | 36826.7808 | 0.99361 | 45465.1615 | 0.2271 | 1.4566 | 0.031181 | 1.4878 | 478.8151 | 36826.7808 | 0.99361 | 47396.1143 | 0.2271 | 0.10732 | 1.3346 | 0.045915 | 1.3805 | 444.2871 | 36826.7808 | 0.99361 | 47579.8201 | 0.0042 | 0.92364 | 0.00057666 | 0.92421 | 297.6623 | 36826.7808 | 0.99361 | 43998.5434 | 0.0042 | 1.4097 | 0.00057666 | 1.4102 | 454.0743 | 36826.7808 | 0.99361 | 46381.336 | 0.0042 | 0.10732 | 1.306 | 0.015311 | 1.3214 | 425.4722
01/31 02:00:00 | 26.06 | -3.3 | 100% | 0.71487 | 26495.4768 | 0.86274 | 3.1059 | 3.0662 | 2.7595 | 1.3989 | 3.9364 | 0.54047 | 153.163 | 0.71487 | 26495.4768 | 0.86274 | 3.3647 | 3.3217 | 2.8234 | 1.3899 | 3.8228 | 0.52487 | 149.4632 | 37063.5069 | 1 | 45757.416 | 0.22856 | 0.88826 | 0.031381 | 0.91964 | 294.9899 | 37063.5069 | 1 | 45757.416 | 0.22856 | 1.466 | 0.031381 | 1.4974 | 480.3125 | 37063.5069 | 1 | 47700.7811 | 0.22856 | 0.10801 | 1.3432 | 0.04621 | 1.3894 | 445.6765 | 37063.5069 | 1 | 47885.6679 | 0.0042 | 0.92957 | 0.00057666 | 0.93015 | 298.5925 | 37063.5069 | 1 | 44281.3703 | 0.0042 | 1.4187 | 0.00057666 | 1.4193 | 455.4936 | 37063.5069 | 1 | 46679.4798 | 0.0042 | 0.10801 | 1.3144 | 0.015406 | 1.3298 | 426.802
01/31 03:00:00 | 24.08 | -4.4 | 100% | 0.68864 | 25523.243 | 0.83939 | 3.0218 | 2.9826 | 2.6843 | 1.4521 | 4.0467 | 0.55561 | 153.7186 | 0.68864 | 25523.243 | 0.83939 | 3.2736 | 3.2312 | 2.7465 | 1.4521 | 3.9551 | 0.54304 | 150.0062 | 37063.5069 | 1 | 45757.416 | 0.22856 | 0.88826 | 0.031381 | 0.91964 | 295.9095 | 37063.5069 | 1 | 45757.416 | 0.22856 | 1.466 | 0.031381 | 1.4974 | 481.8098 | 37063.5069 | 1 | 47700.7811 | 0.22856 | 0.10801 | 1.3432 | 0.04621 | 1.3894 | 447.0659 | 37063.5069 | 1 | 47885.6679 | 0.0042 | 0.92957 | 0.00057666 | 0.93015 | 299.5226 | 37063.5069 | 1 | 44281.3703 | 0.0042 | 1.4187 | 0.00057666 | 1.4193 | 456.9129 | 37063.5069 | 1 | 46679.4798 | 0.0042 | 0.10801 | 1.3144 | 0.015406 | 1.3298 | 428.1319
01/31 04:00:00 | 21.92 | -5.6 | 100% | 0.66055 | 24482.2121 | 0.81396 | 2.9302 | 2.8901 | 2.6011 | 1.5139 | 4.1762 | 0.5734 | 154.292 | 0.66055 | 24482.2121 | 0.81396 | 3.1744 | 3.1309 | 2.6613 | 1.5139 | 4.0817 | 0.56042 | 150.5667 | 37063.5069 | 1 | 45757.416 | 0.22856 | 0.88826 | 0.031381 | 0.91964 | 296.8291 | 37063.5069 | 1 | 45757.416 | 0.22856 | 1.466 | 0.031381 | 1.4974 | 483.3072 | 37063.5069 | 1 | 47700.7811 | 0.22856 | 0.10801 | 1.3432 | 0.04621 | 1.3894 | 448.4553 | 37063.5069 | 1 | 47885.6679 | 0.0042 | 0.92957 | 0.00057666 | 0.93015 | 300.4528 | 37063.5069 | 1 | 44281.3703 | 0.0042 | 1.4187 | 0.00057666 | 1.4193 | 458.3321 | 37063.5069 | 1 | 46679.4798 | 0.0042 | 0.10801 | 1.3144 | 0.015406 | 1.3298 | 429.4617
01/31 05:00:00 | 23 | -5 | 100% | 0.67452 | 25000.1726 | 0.82666 | 2.976 | 2.9365 | 2.6429 | 1.4825 | 4.1102 | 0.56433 | 154.8563 | 0.67452 | 25000.1726 | 0.82666 | 3.224 | 3.1812 | 2.704 | 1.4825 | 4.0172 | 0.55156 | 151.1182 | 37063.5069 | 1 | 45757.416 | 0.22856 | 0.88826 | 0.031381 | 0.91964 | 297.7488 | 37063.5069 | 1 | 45757.416 | 0.22856 | 1.466 | 0.031381 | 1.4974 | 484.8046 | 37063.5069 | 1 | 47700.7811 | 0.22856 | 0.10801 | 1.3432 | 0.04621 | 1.3894 | 449.8448 | 37063.5069 | 1 | 47885.6679 | 0.0042 | 0.92957 | 0.00057666 | 0.93015 | 301.3829 | 37063.5069 | 1 | 44281.3703 | 0.0042 | 1.4187 | 0.00057666 | 1.4193 | 459.7514 | 37063.5069 | 1 | 46679.4798 | 0.0042 | 0.10801 | 1.3144 | 0.015406 | 1.3298 | 430.7916
01/31 06:00:00 | 21.92 | -5.6 | 100% | 0.66055 | 24482.2121 | 0.81396 | 2.9302 | 2.8901 | 2.6011 | 1.5139 | 4.1762 | 0.5734 | 155.4297 | 0.66055 | 24482.2121 | 0.81396 | 3.1744 | 3.1309 | 2.6613 | 1.5139 | 4.0817 | 0.56042 | 151.6787 | 37063.5069 | 1 | 45757.416 | 0.22856 | 0.88826 | 0.031381 | 0.91964 | 298.6684 | 37063.5069 | 1 | 45757.416 | 0.22856 | 1.466 | 0.031381 | 1.4974 | 486.302 | 37063.5069 | 1 | 47700.7811 | 0.22856 | 0.10801 | 1.3432 | 0.04621 | 1.3894 | 451.2342 | 37063.5069 | 1 | 47885.6679 | 0.0042 | 0.92957 | 0.00057666 | 0.93015 | 302.3131 | 37063.5069 | 1 | 44281.3703 | 0.0042 | 1.4187 | 0.00057666 | 1.4193 | 461.1707 | 37063.5069 | 1 | 46679.4798 | 0.0042 | 0.10801 | 1.3144 | 0.015406 | 1.3298 | 432.1214
01/31 07:00:00 | 21.92 | -5.6 | 100% | 0.66055 | 24482.2121 | 0.81396 | 2.9302 | 2.8901 | 2.6011 | 1.5139 | 4.1762 | 0.5734 | 156.0031 | 0.66055 | 24482.2121 | 0.81396 | 3.1744 | 3.1309 | 2.6613 | 1.5139 | 4.0817 | 0.56042 | 152.2391 | 37063.5069 | 1 | 45757.416 | 0.22856 | 0.88826 | 0.031381 | 0.91964 | 299.5881 | 37063.5069 | 1 | 45757.416 | 0.22856 | 1.466 | 0.031381 | 1.4974 | 487.7994 | 37063.5069 | 1 | 47700.7811 | 0.22856 | 0.10801 | 1.3432 | 0.04621 | 1.3894 | 452.6236 | 37063.5069 | 1 | 47885.6679 | 0.0042 | 0.92957 | 0.00057666 | 0.93015 | 303.2432 | 37063.5069 | 1 | 44281.3703 | 0.0042 | 1.4187 | 0.00057666 | 1.4193 | 462.59 | 37063.5069 | 1 | 46679.4798 | 0.0042 | 0.10801 | 1.3144 | 0.015406 | 1.3298 | 433.4513
01/31 08:00:00 | 24.98 | -3.9 | 100% | 0.7005 | 25963.0383 | 0.85001 | 3.06 | 3.0207 | 2.7187 | 1.4275 | 3.9956 | 0.5486 | 156.5517 | 0.7005 | 25963.0383 | 0.85001 | 3.315 | 3.2725 | 2.7816 | 1.4275 | 3.9052 | 0.53618 | 152.7753 | 37063.5069 | 1 | 45757.416 | 0.22856 | 0.88826 | 0.031381 | 0.91964 | 300.5077 | 37063.5069 | 1 | 45757.416 | 0.22856 | 1.466 | 0.031381 | 1.4974 | 489.2968 | 37063.5069 | 1 | 47700.7811 | 0.22856 | 0.10801 | 1.3432 | 0.04621 | 1.3894 | 454.013 | 37063.5069 | 1 | 47885.6679 | 0.0042 | 0.92957 | 0.00057666 | 0.93015 | 304.1734 | 37063.5069 | 1 | 44281.3703 | 0.0042 | 1.4187 | 0.00057666 | 1.4193 | 464.0093 | 37063.5069 | 1 | 46679.4798 | 0.0042 | 0.10801 | 1.3144 | 0.015406 | 1.3298 | 434.7811
01/31 09:00:00 | 30.92 | -0.6 | 78.34% | 0.78122 | 28954.6849 | 0.91942 | 3.3099 | 3.2655 | 2.939 | 1.0029 | 2.8957 | 0.39758 | 156.9493 | 0.78122 | 28954.6849 | 0.91942 | 3.5857 | 3.5376 | 3.007 | 1.0029 | 2.8302 | 0.38859 | 153.1638 | 29037.372 | 0.78345 | 35848.6074 | 0.17906 | 0.69591 | 0.024585 | 0.72049 | 301.2282 | 29037.372 | 0.78345 | 35848.6074 | 0.17906 | 1.1485 | 0.024585 | 1.1731 | 490.4699 | 29037.372 | 0.78345 | 37371.1351 | 0.17906 | 0.084617 | 1.0523 | 0.036203 | 1.0885 | 455.1015 | 29037.372 | 0.78345 | 37515.9845 | 0.0042 | 0.72827 | 0.00057666 | 0.72885 | 304.9022 | 29037.372 | 0.78345 | 34692.2007 | 0.0042 | 1.1115 | 0.00057666 | 1.1121 | 465.1214 | 29037.372 | 0.78345 | 36570.9975 | 0.0042 | 0.084617 | 1.0298 | 0.012195 | 1.042 | 435.8231
01/31 10:00:00 | 35.96 | 2.2 | 49.99% | 0.85298 | 31614.2697 | 0.97555 | 3.512 | 3.4625 | 3.1162 | 0.58602 | 1.7424 | 0.23923 | 157.1885 | 0.85298 | 31614.2697 | 0.97555 | 3.8047 | 3.751 | 3.1884 | 0.91849 | 2.6692 | 0.36648 | 153.5303 | 18526.5082 | 0.49986 | 22872.2323 | 0.11425 | 0.444 | 0.015686 | 0.45969 | 301.6879 | 18526.5082 | 0.49986 | 22872.2323 | 0.11425 | 0.7328 | 0.015686 | 0.74848 | 491.2184 | 18526.5082 | 0.49986 | 23843.6399 | 0.11425 | 0.053987 | 0.67141 | 0.023099 | 0.69451 | 455.796 | 18526.5082 | 0.49986 | 23936.0571 | 0.0042 | 0.46465 | 0.00057666 | 0.46523 | 305.3675 | 18526.5082 | 0.49986 | 22134.4184 | 0.0042 | 0.70916 | 0.00057666 | 0.70973 | 465.8311 | 18526.5082 | 0.49986 | 23333.1338 | 0.0042 | 0.053987 | 0.65703 | 0.0079891 | 0.66502 | 436.4881
01/31 11:00:00 | 39.02 | 3.9 | 26.97% | 0.89801 | 33283.3101 | 1.0073 | 3.6262 | 3.5767 | 3.219 | 0.30031 | 0.91005 | 0.12495 | 157.3135 | 0.89801 | 33283.3101 | 1.0073 | 3.9284 | 3.8748 | 3.2936 | 0.30031 | 0.88946 | 0.12212 | 153.6524 | 9995.3617 | 0.26968 | 12339.9527 | 0.061638 | 0.23955 | 0.0084629 | 0.24801 | 301.9359 | 9995.3617 | 0.26968 | 12339.9527 | 0.061638 | 0.39536 | 0.0084629 | 0.40382 | 491.6222 | 9995.3617 | 0.26968 | 12864.0433 | 0.061638 | 0.029127 | 0.36224 | 0.012462 | 0.3747 | 456.1707 | 9995.3617 | 0.26968 | 12913.904 | 0.0042 | 0.25069 | 0.00057666 | 0.25127 | 305.6187 | 9995.3617 | 0.26968 | 11941.8897 | 0.0042 | 0.3826 | 0.00057666 | 0.38318 | 466.2143 | 9995.3617 | 0.26968 | 12588.6167 | 0.0042 | 0.029127 | 0.35448 | 0.0045758 | 0.35906 | 436.8472
01/31 12:00:00 | 44.06 | 6.7 | 12.84% | 0.97459 | 36121.741 | 1.0537 | 3.7934 | 3.7554 | 3.3799 | 0.13175 | 0.41267 | 0.056659 | 157.3701 | 0.97459 | 36121.741 | 1.0537 | 4.1095 | 4.0684 | 3.4581 | 0.27671 | 0.84713 | 0.11631 | 153.7688 | 4758.8954 | 0.1284 | 5875.1795 | 0.029347 | 0.11405 | 0.0040293 | 0.11808 | 302.054 | 4758.8954 | 0.1284 | 5875.1795 | 0.029347 | 0.18823 | 0.0040293 | 0.19226 | 491.8145 | 4758.8954 | 0.1284 | 6124.7045 | 0.029347 | 0.013868 | 0.17246 | 0.0059333 | 0.1784 | 456.3491 | 4758.8954 | 0.1284 | 6148.4437 | 0.0042 | 0.11936 | 0.00057666 | 0.11993 | 305.7387 | 4758.8954 | 0.1284 | 5685.6576 | 0.0042 | 0.18216 | 0.00057666 | 0.18274 | 466.397 | 4758.8954 | 0.1284 | 5993.571 | 0.0042 | 0.013868 | 0.16877 | 0.0024807 | 0.17125 | 437.0184
01/31 13:00:00 | 44.06 | 6.7 | 6.348% | 0.97459 | 36121.741 | 1.0537 | 3.7934 | 3.7554 | 3.3799 | 0.065133 | 0.20401 | 0.028011 | 157.3981 | 0.97459 | 36121.741 | 1.0537 | 4.1095 | 4.0684 | 3.4581 | 0.065133 | 0.1994 | 0.027377 | 153.7961 | 2352.7033 | 0.063478 | 2904.572 | 0.014508 | 0.056385 | 0.001992 | 0.058377 | 302.1123 | 2352.7033 | 0.063478 | 2904.572 | 0.014508 | 0.093059 | 0.001992 | 0.095051 | 491.9095 | 2352.7033 | 0.063478 | 3027.9322 | 0.014508 | 0.0068559 | 0.085263 | 0.0029333 | 0.088196 | 456.4373 | 2352.7033 | 0.063478 | 3039.6683 | 0.0042 | 0.059007 | 0.00057666 | 0.059584 | 305.7982 | 2352.7033 | 0.063478 | 2810.8761 | 0.0042 | 0.090057 | 0.00057666 | 0.090633 | 466.4877 | 2352.7033 | 0.063478 | 2963.1024 | 0.0042 | 0.0068559 | 0.083438 | 0.001518 | 0.084956 | 437.1034
01/31 14:00:00 | 48.02 | 8.9 | 0.5725% | 1.0369 | 38430.0045 | 1.0836 | 3.9008 | 3.8874 | 3.4987 | 0.0055216 | 0.017775 | 0.0024405 | 157.4006 | 1.0369 | 38430.0045 | 1.0836 | 4.2259 | 4.2114 | 3.5797 | 0.06122 | 0.19262 | 0.026447 | 153.8226 | 212.1938 | 0.0057251 | 261.9677 | 0.0013085 | 0.0050854 | 0.00017966 | 0.0052651 | 302.1176 | 212.1938 | 0.0057251 | 261.9677 | 0.0013085 | 0.0083931 | 0.00017966 | 0.0085728 | 491.9181 | 212.1938 | 0.0057251 | 273.0937 | 0.0013085 | 0.00061835 | 0.00769 | 0.00026456 | 0.0079546 | 456.4453 | 212.1938 | 0.0057251 | 274.1522 | 0.0042 | 0.0053219 | 0.00057666 | 0.0058986 | 305.8041 | 212.1938 | 0.0057251 | 253.5171 | 0.0042 | 0.0081224 | 0.00057666 | 0.008699 | 466.4964 | 212.1938 | 0.0057251 | 267.2467 | 0.0042 | 0.00061835 | 0.0075254 | 0.00066156 | 0.0081869 | 437.1116
01/31 15:00:00 | 50 | 10 | 0% | 1.0687 | 39609.8985 | 1.0959 | 3.9451 | 3.9508 | 3.5557 | 0 | 0 | 0 | 157.4006 | 1.0687 | 39609.8985 | 1.0959 | 4.2739 | 4.28 | 3.638 | 0 | 0 | 0 | 153.8226 | 0 | 0 | 0 | 0 | 0 | 0 | 0 | 302.1176 | 0 | 0 | 0 | 0 | 0 | 0 | 0 | 491.9181 | 0 | 0 | 0 | 0 | 0 | 0 | 0 | 0 | 456.4453 | 0 | 0 | 0 | 0.0042 | 0 | 0.00057666 | 0.00057666 | 305.8047 | 0 | 0 | 0 | 0.0042 | 0 | 0.00057666 | 0.00057666 | 466.4969 | 0 | 0 | 0 | 0.0042 | 0 | 0 | 0.00057666 | 0.00057666 | 437.1122
01/31 16:00:00 | 50 | 10 | 0% | 1.0687 | 39609.8985 | 1.0959 | 3.9451 | 3.9508 | 3.5557 | 0 | 0 | 0 | 157.4006 | 1.0687 | 39609.8985 | 1.0959 | 4.2739 | 4.28 | 3.638 | 0 | 0 | 0 | 153.8226 | 0 | 0 | 0 | 0 | 0 | 0 | 0 | 302.1176 | 0 | 0 | 0 | 0 | 0 | 0 | 0 | 491.9181 | 0 | 0 | 0 | 0 | 0 | 0 | 0 | 0 | 456.4453 | 0 | 0 | 0 | 0.0042 | 0 | 0.00057666 | 0.00057666 | 305.8053 | 0 | 0 | 0 | 0.0042 | 0 | 0.00057666 | 0.00057666 | 466.4975 | 0 | 0 | 0 | 0.0042 | 0 | 0 | 0.00057666 | 0.00057666 | 437.1127
01/31 17:00:00 | 46.94 | 8.3 | 0% | 1.0197 | 37793.6649 | 1.0761 | 3.8739 | 3.8522 | 3.4669 | 0 | 0 | 0 | 157.4006 | 1.0197 | 37793.6649 | 1.0761 | 4.1967 | 4.1732 | 3.5472 | 0 | 0 | 0 | 153.8226 | 0 | 0 | 0 | 0 | 0 | 0 | 0 | 302.1176 | 0 | 0 | 0 | 0 | 0 | 0 | 0 | 491.9181 | 0 | 0 | 0 | 0 | 0 | 0 | 0 | 0 | 456.4453 | 0 | 0 | 0 | 0.0042 | 0 | 0.00057666 | 0.00057666 | 305.8059 | 0 | 0 | 0 | 0.0042 | 0 | 0.00057666 | 0.00057666 | 466.4981 | 0 | 0 | 0 | 0.0042 | 0 | 0 | 0.00057666 | 0.00057666 | 437.1133
01/31 18:00:00 | 44.06 | 6.7 | 0% | 0.97459 | 36121.741 | 1.0537 | 3.7934 | 3.7554 | 3.3799 | 0 | 0 | 0 | 157.4006 | 0.97459 | 36121.741 | 1.0537 | 4.1095 | 4.0684 | 3.4581 | 0 | 0 | 0 | 153.8226 | 0 | 0 | 0 | 0 | 0 | 0 | 0 | 302.1176 | 0 | 0 | 0 | 0 | 0 | 0 | 0 | 491.9181 | 0 | 0 | 0 | 0 | 0 | 0 | 0 | 0 | 456.4453 | 0 | 0 | 0 | 0.0042 | 0 | 0.00057666 | 0.00057666 | 305.8064 | 0 | 0 | 0 | 0.0042 | 0 | 0.00057666 | 0.00057666 | 466.4987 | 0 | 0 | 0 | 0.0042 | 0 | 0 | 0.00057666 | 0.00057666 | 437.1139
01/31 19:00:00 | 41.36 | 5.2 | 6.229% | 0.93319 | 34587.3138 | 1.0299 | 3.7075 | 3.6612 | 3.295 | 0.066749 | 0.20535 | 0.028194 | 157.4288 | 0.93319 | 34587.3138 | 1.0299 | 4.0164 | 3.9663 | 3.3713 | 0.066749 | 0.2007 | 0.027557 | 153.8501 | 2308.6716 | 0.06229 | 2850.2119 | 0.014237 | 0.055329 | 0.0019547 | 0.057284 | 302.1749 | 2308.6716 | 0.06229 | 2850.2119 | 0.014237 | 0.091317 | 0.0019547 | 0.093272 | 492.0114 | 2308.6716 | 0.06229 | 2971.2633 | 0.014237 | 0.0067276 | 0.083667 | 0.0028784 | 0.086546 | 456.5318 | 2308.6716 | 0.06229 | 2982.7799 | 0.0042 | 0.057903 | 0.00057666 | 0.058479 | 305.8649 | 2308.6716 | 0.06229 | 2758.2696 | 0.0042 | 0.088371 | 0.00057666 | 0.088948 | 466.5876 | 2308.6716 | 0.06229 | 2907.6469 | 0.0042 | 0.0067276 | 0.081876 | 0.0015004 | 0.083376 | 437.1973
01/31 20:00:00 | 39.2 | 4 | 21.31% | 0.90069 | 33382.7665 | 1.0091 | 3.6326 | 3.5833 | 3.225 | 0.23664 | 0.71791 | 0.098569 | 157.5273 | 0.90069 | 33382.7665 | 1.0091 | 3.9354 | 3.8819 | 3.2996 | 0.069158 | 0.20506 | 0.028155 | 153.8783 | 7899.588 | 0.21314 | 9752.5778 | 0.048714 | 0.18932 | 0.0066884 | 0.19601 | 302.3709 | 7899.588 | 0.21314 | 9752.5778 | 0.048714 | 0.31246 | 0.0066884 | 0.31915 | 492.3305 | 7899.588 | 0.21314 | 10166.7799 | 0.048714 | 0.02302 | 0.28628 | 0.0098491 | 0.29613 | 456.8279 | 7899.588 | 0.21314 | 10206.186 | 0.0042 | 0.19813 | 0.00057666 | 0.1987 | 306.0636 | 7899.588 | 0.21314 | 9437.9785 | 0.0042 | 0.30238 | 0.00057666 | 0.30296 | 466.8906 | 7899.588 | 0.21314 | 9949.1033 | 0.0042 | 0.02302 | 0.28016 | 0.0037373 | 0.28389 | 437.4812
01/31 21:00:00 | 37.22 | 2.9 | 32.44% | 0.87138 | 32296.5537 | 0.98888 | 3.56 | 3.51 | 3.159 | 0.37228 | 1.1155 | 0.15316 | 157.6805 | 0.87138 | 32296.5537 | 0.98888 | 3.8566 | 3.8025 | 3.2322 | 0.37228 | 1.0902 | 0.14969 | 154.028 | 12023.3364 | 0.3244 | 14843.6252 | 0.074144 | 0.28815 | 0.01018 | 0.29833 | 302.6692 | 12023.3364 | 0.3244 | 14843.6252 | 0.074144 | 0.47557 | 0.01018 | 0.48575 | 492.8163 | 12023.3364 | 0.3244 | 15474.0494 | 0.074144 | 0.035037 | 0.43573 | 0.014991 | 0.45072 | 457.2787 | 12023.3364 | 0.3244 | 15534.0263 | 0.0042 | 0.30155 | 0.00057666 | 0.30213 | 306.3658 | 12023.3364 | 0.3244 | 14364.7985 | 0.0042 | 0.46023 | 0.00057666 | 0.46081 | 467.3514 | 12023.3364 | 0.3244 | 15142.741 | 0.0042 | 0.035037 | 0.4264 | 0.0053872 | 0.43179 | 437.9129
01/31 22:00:00 | 40.64 | 4.8 | 39.6% | 0.9223 | 34183.5269 | 1.0231 | 3.6831 | 3.6354 | 3.2719 | 0.4294 | 1.3148 | 0.18053 | 157.861 | 0.9223 | 34183.5269 | 1.0231 | 3.99 | 3.9384 | 3.3476 | 0.35173 | 1.0526 | 0.14453 | 154.1725 | 14678.3923 | 0.39603 | 18121.472 | 0.090517 | 0.35178 | 0.012428 | 0.36421 | 303.0334 | 14678.3923 | 0.39603 | 18121.472 | 0.090517 | 0.58059 | 0.012428 | 0.59302 | 493.4093 | 14678.3923 | 0.39603 | 18891.1098 | 0.090517 | 0.042774 | 0.53195 | 0.018301 | 0.55025 | 457.8289 | 14678.3923 | 0.39603 | 18964.3311 | 0.0042 | 0.36814 | 0.00057666 | 0.36872 | 306.7345 | 14678.3923 | 0.39603 | 17536.9084 | 0.0042 | 0.56186 | 0.00057666 | 0.56244 | 467.9138 | 14678.3923 | 0.39603 | 18486.6402 | 0.0042 | 0.042774 | 0.52056 | 0.0064495 | 0.52701 | 438.44
01/31 23:00:00 | 45.5 | 7.5 | 41.59% | 0.99702 | 36953.1608 | 1.0653 | 3.8352 | 3.8043 | 3.4238 | 0.41719 | 1.3197 | 0.18119 | 158.0422 | 0.99702 | 36953.1608 | 1.0653 | 4.1548 | 4.1213 | 3.5031 | 0.41719 | 1.2898 | 0.17709 | 154.3496 | 15416.3385 | 0.41594 | 19032.5167 | 0.095067 | 0.36947 | 0.013053 | 0.38252 | 303.416 | 15416.3385 | 0.41594 | 19032.5167 | 0.095067 | 0.60978 | 0.013053 | 0.62283 | 494.0321 | 15416.3385 | 0.41594 | 19840.8475 | 0.095067 | 0.044924 | 0.5587 | 0.019221 | 0.57792 | 458.4068 | 15416.3385 | 0.41594 | 19917.7501 | 0.0042 | 0.38665 | 0.00057666 | 0.38723 | 307.1217 | 15416.3385 | 0.41594 | 18418.5646 | 0.0042 | 0.59011 | 0.00057666 | 0.59068 | 468.5045 | 15416.3385 | 0.41594 | 19416.0435 | 0.0042 | 0.044924 | 0.54673 | 0.0067447 | 0.55348 | 438.9934
01/31 24:00:00 | 50.9 | 10.5 | 40.21% | 1.0833 | 40151.8917 | 1.1008 | 3.963 | 3.979 | 3.5811 | 0.37114 | 1.2196 | 0.16745 | 158.2097 | 1.0833 | 40151.8917 | 1.1008 | 4.2932 | 4.3106 | 3.664 | 0.38395 | 1.2332 | 0.16931 | 154.5189 | 14902.0471 | 0.40207 | 18397.5891 | 0.091896 | 0.35714 | 0.012617 | 0.36976 | 303.7857 | 14902.0471 | 0.40207 | 18397.5891 | 0.091896 | 0.58943 | 0.012617 | 0.60205 | 494.6342 | 14902.0471 | 0.40207 | 19178.9538 | 0.091896 | 0.043425 | 0.54006 | 0.01858 | 0.55864 | 458.9655 | 14902.0471 | 0.40207 | 19253.2909 | 0.0042 | 0.37375 | 0.00057666 | 0.37433 | 307.496 | 14902.0471 | 0.40207 | 17804.1184 | 0.0042 | 0.57042 | 0.00057666 | 0.571 | 469.0755 | 14902.0471 | 0.40207 | 18768.3213 | 0.0042 | 0.043425 | 0.52849 | 0.006539 | 0.53503 | 439.5285
02/01 01:00:00 | 56.3 | 13.5 | 35.2% | 1.1731 | 43478.3698 | 1.1216 | 4.0377 | 4.1414 | 3.7272 | 0.3001 | 1.026 | 0.14087 | 158.3505 | 1.1731 | 43478.3698 | 1.1216 | 4.3742 | 4.4865 | 3.8135 | 0.3001 | 1.0028 | 0.13768 | 154.6566 | 13047.7299 | 0.35204 | 16108.3085 | 0.080461 | 0.3127 | 0.011047 | 0.32375 | 304.1095 | 13047.7299 | 0.35204 | 16108.3085 | 0.080461 | 0.51609 | 0.011047 | 0.52714 | 495.1613 | 13047.7299 | 0.35204 | 16792.4452 | 0.080461 | 0.038022 | 0.47286 | 0.016268 | 0.48912 | 459.4546 | 13047.7299 | 0.35204 | 16857.5322 | 0.0042 | 0.32724 | 0.00057666 | 0.32782 | 307.8238 | 13047.7299 | 0.35204 | 15588.6857 | 0.0042 | 0.49944 | 0.00057666 | 0.50002 | 469.5755 | 13047.7299 | 0.35204 | 16432.9092 | 0.0042 | 0.038022 | 0.46273 | 0.0057971 | 0.46853 | 439.997
02/01 02:00:00 | 56.48 | 13.6 | 30.3% | 1.1761 | 43591.4525 | 1.122 | 4.0392 | 4.1466 | 3.7319 | 0.2576 | 0.88188 | 0.12108 | 158.4716 | 1.1761 | 43591.4525 | 1.122 | 4.3758 | 4.4922 | 3.8183 | 0.29932 | 1.0015 | 0.13751 | 154.7941 | 11229.3495 | 0.30298 | 13863.3944 | 0.069248 | 0.26912 | 0.0095077 | 0.27863 | 304.3881 | 11229.3495 | 0.30298 | 13863.3944 | 0.069248 | 0.44416 | 0.0095077 | 0.45367 | 495.615 | 11229.3495 | 0.30298 | 14452.1872 | 0.069248 | 0.032723 | 0.40696 | 0.014001 | 0.42096 | 459.8756 | 11229.3495 | 0.30298 | 14508.2035 | 0.0042 | 0.28164 | 0.00057666 | 0.28221 | 308.1061 | 11229.3495 | 0.30298 | 13416.1881 | 0.0042 | 0.42984 | 0.00057666 | 0.43041 | 470.0059 | 11229.3495 | 0.30298 | 14142.7575 | 0.0042 | 0.032723 | 0.39824 | 0.0050695 | 0.40331 | 440.4003
02/01 03:00:00 | 56.48 | 13.6 | 27.53% | 1.1761 | 43591.4525 | 1.122 | 4.0392 | 4.1466 | 3.7319 | 0.23409 | 0.80139 | 0.11003 | 158.5816 | 1.1761 | 43591.4525 | 1.122 | 4.3758 | 4.4922 | 3.8183 | 0.23409 | 0.78325 | 0.10754 | 154.9016 | 10204.3524 | 0.27532 | 12597.9659 | 0.062927 | 0.24456 | 0.0086399 | 0.2532 | 304.6413 | 10204.3524 | 0.27532 | 12597.9659 | 0.062927 | 0.40362 | 0.0086399 | 0.41226 | 496.0272 | 10204.3524 | 0.27532 | 13133.0147 | 0.062927 | 0.029736 | 0.36981 | 0.012723 | 0.38253 | 460.2581 | 10204.3524 | 0.27532 | 13183.9178 | 0.0042 | 0.25593 | 0.00057666 | 0.25651 | 308.3626 | 10204.3524 | 0.27532 | 12191.5799 | 0.0042 | 0.3906 | 0.00057666 | 0.39118 | 470.3971 | 10204.3524 | 0.27532 | 12851.8292 | 0.0042 | 0.029736 | 0.36189 | 0.0046594 | 0.36655 | 440.7669
02/01 04:00:00 | 56.12 | 13.4 | 24.86% | 1.17 | 43365.429 | 1.1212 | 4.0362 | 4.1361 | 3.7225 | 0.2125 | 0.72552 | 0.099614 | 158.6812 | 1.17 | 43365.429 | 1.1212 | 4.3725 | 4.4808 | 3.8087 | 0.23531 | 0.78524 | 0.10781 | 155.0095 | 9215.0471 | 0.24863 | 11376.6014 | 0.056826 | 0.22085 | 0.0078022 | 0.22865 | 304.8699 | 9215.0471 | 0.24863 | 11376.6014 | 0.056826 | 0.36449 | 0.0078022 | 0.37229 | 496.3995 | 9215.0471 | 0.24863 | 11859.7775 | 0.056826 | 0.026853 | 0.33396 | 0.011489 | 0.34545 | 460.6035 | 9215.0471 | 0.24863 | 11905.7457 | 0.0042 | 0.23112 | 0.00057666 | 0.23169 | 308.5943 | 9215.0471 | 0.24863 | 11009.6143 | 0.0042 | 0.35273 | 0.00057666 | 0.35331 | 470.7504 | 9215.0471 | 0.24863 | 11605.8528 | 0.0042 | 0.026853 | 0.32681 | 0.0042636 | 0.33107 | 441.0979
02/01 05:00:00 | 56.66 | 13.7 | 21.16% | 1.1792 | 43704.6771 | 1.1224 | 4.0407 | 4.1518 | 3.7366 | 0.17944 | 0.6151 | 0.084454 | 158.7657 | 1.1792 | 43704.6771 | 1.1224 | 4.3774 | 4.4978 | 3.8231 | 0.17944 | 0.60119 | 0.082543 | 155.092 | 7842.1891 | 0.21159 | 9681.715 | 0.04836 | 0.18794 | 0.0066399 | 0.19458 | 305.0645 | 7842.1891 | 0.21159 | 9681.715 | 0.04836 | 0.31019 | 0.0066399 | 0.31683 | 496.7164 | 7842.1891 | 0.21159 | 10092.9075 | 0.04836 | 0.022853 | 0.2842 | 0.0097775 | 0.29398 | 460.8975 | 7842.1891 | 0.21159 | 10132.0273 | 0.0042 | 0.19669 | 0.00057666 | 0.19726 | 308.7915 | 7842.1891 | 0.21159 | 9369.4016 | 0.0042 | 0.30018 | 0.00057666 | 0.30076 | 471.0512 | 7842.1891 | 0.21159 | 9876.8125 | 0.0042 | 0.022853 | 0.27812 | 0.0037143 | 0.28183 | 441.3798
02/01 06:00:00 | 57.74 | 14.3 | 16.15% | 1.1976 | 44387.0057 | 1.1244 | 4.0478 | 4.1829 | 3.7646 | 0.13489 | 0.46612 | 0.063999 | 158.8297 | 1.1976 | 44387.0057 | 1.1244 | 4.3851 | 4.5314 | 3.8517 | 0.17668 | 0.59672 | 0.08193 | 155.1739 | 5987.269 | 0.16154 | 7391.6901 | 0.036921 | 0.14349 | 0.0050693 | 0.14856 | 305.2131 | 5987.269 | 0.16154 | 7391.6901 | 0.036921 | 0.23682 | 0.0050693 | 0.24189 | 496.9582 | 5987.269 | 0.16154 | 7705.6229 | 0.036921 | 0.017447 | 0.21698 | 0.0074648 | 0.22445 | 461.122 | 5987.269 | 0.16154 | 7735.4897 | 0.0042 | 0.15016 | 0.00057666 | 0.15074 | 308.9423 | 5987.269 | 0.16154 | 7153.2485 | 0.0042 | 0.22918 | 0.00057666 | 0.22976 | 471.2809 | 5987.269 | 0.16154 | 7540.6411 | 0.0042 | 0.017447 | 0.21234 | 0.0029722 | 0.21531 | 441.5951
02/01 07:00:00 | 55.94 | 13.3 | 15.97% | 1.167 | 43252.6302 | 1.1207 | 4.0346 | 4.1309 | 3.7178 | 0.13686 | 0.46664 | 0.064069 | 158.8938 | 1.167 | 43252.6302 | 1.1207 | 4.3708 | 4.4751 | 3.8039 | 0.13686 | 0.45608 | 0.06262 | 155.2365 | 5919.379 | 0.15971 | 7307.8753 | 0.036503 | 0.14186 | 0.0050118 | 0.14687 | 305.36 | 5919.379 | 0.15971 | 7307.8753 | 0.036503 | 0.23413 | 0.0050118 | 0.23915 | 497.1974 | 5919.379 | 0.15971 | 7618.2484 | 0.036503 | 0.017249 | 0.21452 | 0.0073802 | 0.2219 | 461.3439 | 5919.379 | 0.15971 | 7647.7765 | 0.0042 | 0.14846 | 0.00057666 | 0.14904 | 309.0913 | 5919.379 | 0.15971 | 7072.1374 | 0.0042 | 0.22658 | 0.00057666 | 0.22716 | 471.5081 | 5919.379 | 0.15971 | 7455.1373 | 0.0042 | 0.017249 | 0.20993 | 0.002945 | 0.21287 | 441.808
02/01 08:00:00 | 59 | 15 | 15.32% | 1.2192 | 45189.514 | 1.1258 | 4.053 | 4.2187 | 3.7968 | 0.12562 | 0.43821 | 0.060167 | 158.9539 | 1.2192 | 45189.514 | 1.1258 | 4.3908 | 4.5702 | 3.8847 | 0.13099 | 0.44659 | 0.061317 | 155.2979 | 5676.8771 | 0.15317 | 7008.4902 | 0.035007 | 0.13605 | 0.0048065 | 0.14086 | 305.5008 | 5676.8771 | 0.15317 | 7008.4902 | 0.035007 | 0.22454 | 0.0048065 | 0.22935 | 497.4267 | 5676.8771 | 0.15317 | 7306.1481 | 0.035007 | 0.016543 | 0.20573 | 0.0070778 | 0.21281 | 461.5567 | 5676.8771 | 0.15317 | 7334.4665 | 0.0042 | 0.14238 | 0.00057666 | 0.14296 | 309.2343 | 5676.8771 | 0.15317 | 6782.4099 | 0.0042 | 0.2173 | 0.00057666 | 0.21788 | 471.726 | 5676.8771 | 0.15317 | 7149.7192 | 0.0042 | 0.016543 | 0.20133 | 0.002848 | 0.20418 | 442.0121
02/01 09:00:00 | 60.08 | 15.6 | 12.86% | 1.238 | 45882.914 | 1.1264 | 4.0549 | 4.249 | 3.8241 | 0.10387 | 0.36526 | 0.05015 | 159.0041 | 1.238 | 45882.914 | 1.1264 | 4.3928 | 4.603 | 3.9126 | 0.10387 | 0.35699 | 0.049015 | 155.3469 | 4765.748 | 0.12858 | 5883.6395 | 0.029389 | 0.11422 | 0.0040351 | 0.11825 | 305.6191 | 4765.748 | 0.12858 | 5883.6395 | 0.029389 | 0.1885 | 0.0040351 | 0.19254 | 497.6193 | 4765.748 | 0.12858 | 6133.5238 | 0.029389 | 0.013888 | 0.17271 | 0.0059419 | 0.17865 | 461.7353 | 4765.748 | 0.12858 | 6157.2972 | 0.0042 | 0.11953 | 0.00057666 | 0.1201 | 309.3544 | 4765.748 | 0.12858 | 5693.8447 | 0.0042 | 0.18242 | 0.00057666 | 0.183 | 471.909 | 4765.748 | 0.12858 | 6002.2015 | 0.0042 | 0.013888 | 0.16902 | 0.0024834 | 0.1715 | 442.1836
02/01 10:00:00 | 62.06 | 16.7 | 8.303% | 1.2726 | 47167.4189 | 1.1255 | 4.0519 | 4.3037 | 3.8734 | 0.065242 | 0.23285 | 0.03197 | 159.0361 | 1.2726 | 47167.4189 | 1.1255 | 4.3895 | 4.6624 | 3.963 | 0.10104 | 0.35245 | 0.048391 | 155.3953 | 3077.2915 | 0.083028 | 3799.1253 | 0.018977 | 0.07375 | 0.0026055 | 0.076355 | 305.6954 | 3077.2915 | 0.083028 | 3799.1253 | 0.018977 | 0.12172 | 0.0026055 | 0.12432 | 497.7436 | 3077.2915 | 0.083028 | 3960.4781 | 0.018977 | 0.0089674 | 0.11152 | 0.0038367 | 0.11536 | 461.8507 | 3077.2915 | 0.083028 | 3975.8288 | 0.0042 | 0.07718 | 0.00057666 | 0.077757 | 309.4321 | 3077.2915 | 0.083028 | 3676.5729 | 0.0042 | 0.11779 | 0.00057666 | 0.11837 | 472.0273 | 3077.2915 | 0.083028 | 3875.682 | 0.0042 | 0.0089674 | 0.10913 | 0.0018079 | 0.11094 | 442.2946
02/01 11:00:00 | 64.04 | 17.8 | 4.574% | 1.3077 | 48469.0987 | 1.1224 | 4.0406 | 4.3577 | 3.9219 | 0.034979 | 0.1267 | 0.017395 | 159.0535 | 1.3077 | 48469.0987 | 1.1224 | 4.3774 | 4.7208 | 4.0127 | 0.034979 | 0.12383 | 0.017002 | 155.4123 | 1695.378 | 0.045743 | 2093.0593 | 0.010455 | 0.040631 | 0.0014354 | 0.042067 | 305.7375 | 1695.378 | 0.045743 | 2093.0593 | 0.010455 | 0.067059 | 0.0014354 | 0.068494 | 497.8121 | 1695.378 | 0.045743 | 2181.9537 | 0.010455 | 0.0049404 | 0.061441 | 0.0021138 | 0.063555 | 461.9142 | 1695.378 | 0.045743 | 2190.4109 | 0.0042 | 0.042521 | 0.00057666 | 0.043098 | 309.4752 | 1695.378 | 0.045743 | 2025.5412 | 0.0042 | 0.064896 | 0.00057666 | 0.065472 | 472.0928 | 1695.378 | 0.045743 | 2135.2368 | 0.0042 | 0.0049404 | 0.060126 | 0.001255 | 0.061381 | 442.3559
02/01 12:00:00 | 64.94 | 18.3 | 1.073% | 1.3238 | 49066.449 | 1.1202 | 4.0329 | 4.3819 | 3.9437 | 0.0081073 | 0.029563 | 0.004059 | 159.0575 | 1.3238 | 49066.449 | 1.1202 | 4.3689 | 4.7471 | 4.035 | 0.034553 | 0.12314 | 0.016908 | 155.4292 | 397.7971 | 0.010733 | 491.1075 | 0.0024531 | 0.0095335 | 0.00033681 | 0.0098704 | 305.7474 | 397.7971 | 0.010733 | 491.1075 | 0.0024531 | 0.015734 | 0.00033681 | 0.016071 | 497.8282 | 397.7971 | 0.010733 | 511.9654 | 0.0024531 | 0.0011592 | 0.014416 | 0.00049597 | 0.014912 | 461.9292 | 397.7971 | 0.010733 | 513.9497 | 0.0042 | 0.009977 | 0.00057666 | 0.010554 | 309.4858 | 397.7971 | 0.010733 | 475.2653 | 0.0042 | 0.015227 | 0.00057666 | 0.015804 | 472.1086 | 397.7971 | 0.010733 | 501.0039 | 0.0042 | 0.0011592 | 0.014108 | 0.00073582 | 0.014844 | 442.3708
02/01 13:00:00 | 64.94 | 18.3 | 0% | 1.3238 | 49066.449 | 1.1202 | 4.0329 | 4.3819 | 3.9437 | 0 | 0 | 0 | 159.0575 | 1.3238 | 49066.449 | 1.1202 | 4.3689 | 4.7471 | 4.035 | 0 | 0 | 0 | 155.4292 | 0 | 0 | 0 | 0 | 0 | 0 | 0 | 305.7474 | 0 | 0 | 0 | 0 | 0 | 0 | 0 | 497.8282 | 0 | 0 | 0 | 0 | 0 | 0 | 0 | 0 | 461.9292 | 0 | 0 | 0 | 0.0042 | 0 | 0.00057666 | 0.00057666 | 309.4863 | 0 | 0 | 0 | 0.0042 | 0 | 0.00057666 | 0.00057666 | 472.1092 | 0 | 0 | 0 | 0.0042 | 0 | 0 | 0.00057666 | 0.00057666 | 442.3714
02/01 14:00:00 | 71.06 | 21.7 | 0% | 1.436 | 53222.538 | 1.0938 | 3.9376 | 4.545 | 4.0905 | 0 | 0 | 0 | 159.0575 | 1.436 | 53222.538 | 1.0938 | 4.2657 | 4.9237 | 4.1852 | 0 | 0 | 0 | 155.4292 | 0 | 0 | 0 | 0 | 0 | 0 | 0 | 305.7474 | 0 | 0 | 0 | 0 | 0 | 0 | 0 | 497.8282 | 0 | 0 | 0 | 0 | 0 | 0 | 0 | 0 | 461.9292 | 0 | 0 | 0 | 0.0042 | 0 | 0.00057666 | 0.00057666 | 309.4869 | 0 | 0 | 0 | 0.0042 | 0 | 0.00057666 | 0.00057666 | 472.1098 | 0 | 0 | 0 | 0.0042 | 0 | 0 | 0.00057666 | 0.00057666 | 442.3719
02/01 15:00:00 | 71.06 | 21.7 | 0% | 1.436 | 53222.538 | 1.0938 | 3.9376 | 4.545 | 4.0905 | 0 | 0 | 0 | 159.0575 | 1.436 | 53222.538 | 1.0938 | 4.2657 | 4.9237 | 4.1852 | 0 | 0 | 0 | 155.4292 | 0 | 0 | 0 | 0 | 0 | 0 | 0 | 305.7474 | 0 | 0 | 0 | 0 | 0 | 0 | 0 | 497.8282 | 0 | 0 | 0 | 0 | 0 | 0 | 0 | 0 | 461.9292 | 0 | 0 | 0 | 0.0042 | 0 | 0.00057666 | 0.00057666 | 309.4875 | 0 | 0 | 0 | 0.0042 | 0 | 0.00057666 | 0.00057666 | 472.1103 | 0 | 0 | 0 | 0.0042 | 0 | 0 | 0.00057666 | 0.00057666 | 442.3725
02/01 16:00:00 | 71.06 | 21.7 | 0% | 1.436 | 53222.538 | 1.0938 | 3.9376 | 4.545 | 4.0905 | 0 | 0 | 0 | 159.0575 | 1.436 | 53222.538 | 1.0938 | 4.2657 | 4.9237 | 4.1852 | 0 | 0 | 0 | 155.4292 | 0 | 0 | 0 | 0 | 0 | 0 | 0 | 305.7474 | 0 | 0 | 0 | 0 | 0 | 0 | 0 | 497.8282 | 0 | 0 | 0 | 0 | 0 | 0 | 0 | 0 | 461.9292 | 0 | 0 | 0 | 0.0042 | 0 | 0.00057666 | 0.00057666 | 309.4881 | 0 | 0 | 0 | 0.0042 | 0 | 0.00057666 | 0.00057666 | 472.1109 | 0 | 0 | 0 | 0.0042 | 0 | 0 | 0.00057666 | 0.00057666 | 442.3731
02/01 17:00:00 | 68 | 20 | 0% | 1.3794 | 51123.983 | 1.1095 | 3.9942 | 4.4638 | 4.0174 | 0 | 0 | 0 | 159.0575 | 1.3794 | 51123.983 | 1.1095 | 4.327 | 4.8357 | 4.1104 | 0 | 0 | 0 | 155.4292 | 0 | 0 | 0 | 0 | 0 | 0 | 0 | 305.7474 | 0 | 0 | 0 | 0 | 0 | 0 | 0 | 497.8282 | 0 | 0 | 0 | 0 | 0 | 0 | 0 | 0 | 461.9292 | 0 | 0 | 0 | 0.0042 | 0 | 0.00057666 | 0.00057666 | 309.4887 | 0 | 0 | 0 | 0.0042 | 0 | 0.00057666 | 0.00057666 | 472.1115 | 0 | 0 | 0 | 0.0042 | 0 | 0 | 0.00057666 | 0.00057666 | 442.3737
02/01 18:00:00 | 60.08 | 15.6 | 0% | 1.238 | 45882.914 | 1.1264 | 4.0549 | 4.249 | 3.8241 | 0 | 0 | 0 | 159.0575 | 1.238 | 45882.914 | 1.1264 | 4.3928 | 4.603 | 3.9126 | 0 | 0 | 0 | 155.4292 | 0 | 0 | 0 | 0 | 0 | 0 | 0 | 305.7474 | 0 | 0 | 0 | 0 | 0 | 0 | 0 | 497.8282 | 0 | 0 | 0 | 0 | 0 | 0 | 0 | 0 | 461.9292 | 0 | 0 | 0 | 0.0042 | 0 | 0.00057666 | 0.00057666 | 309.4892 | 0 | 0 | 0 | 0.0042 | 0 | 0.00057666 | 0.00057666 | 472.1121 | 0 | 0 | 0 | 0.0042 | 0 | 0 | 0.00057666 | 0.00057666 | 442.3743
02/01 19:00:00 | 60.08 | 15.6 | 0% | 1.238 | 45882.914 | 1.1264 | 4.0549 | 4.249 | 3.8241 | 0 | 0 | 0 | 159.0575 | 1.238 | 45882.914 | 1.1264 | 4.3928 | 4.603 | 3.9126 | 0 | 0 | 0 | 155.4292 | 0 | 0 | 0 | 0 | 0 | 0 | 0 | 305.7474 | 0 | 0 | 0 | 0 | 0 | 0 | 0 | 497.8282 | 0 | 0 | 0 | 0 | 0 | 0 | 0 | 0 | 461.9292 | 0 | 0 | 0 | 0.0042 | 0 | 0.00057666 | 0.00057666 | 309.4898 | 0 | 0 | 0 | 0.0042 | 0 | 0.00057666 | 0.00057666 | 472.1127 | 0 | 0 | 0 | 0.0042 | 0 | 0 | 0.00057666 | 0.00057666 | 442.3748
02/01 20:00:00 | 55.94 | 13.3 | 0% | 1.167 | 43252.6302 | 1.1207 | 4.0346 | 4.1309 | 3.7178 | 0 | 0 | 0 | 159.0575 | 1.167 | 43252.6302 | 1.1207 | 4.3708 | 4.4751 | 3.8039 | 0 | 0 | 0 | 155.4292 | 0 | 0 | 0 | 0 | 0 | 0 | 0 | 305.7474 | 0 | 0 | 0 | 0 | 0 | 0 | 0 | 497.8282 | 0 | 0 | 0 | 0 | 0 | 0 | 0 | 0 | 461.9292 | 0 | 0 | 0 | 0.0042 | 0 | 0.00057666 | 0.00057666 | 309.4904 | 0 | 0 | 0 | 0.0042 | 0 | 0.00057666 | 0.00057666 | 472.1132 | 0 | 0 | 0 | 0.0042 | 0 | 0 | 0.00057666 | 0.00057666 | 442.3754
02/01 21:00:00 | 61.88 | 16.6 | 0% | 1.2694 | 47049.936 | 1.1257 | 4.0525 | 4.2988 | 3.8689 | 0 | 0 | 0 | 159.0575 | 1.2694 | 47049.936 | 1.1257 | 4.3902 | 4.657 | 3.9585 | 0 | 0 | 0 | 155.4292 | 0 | 0 | 0 | 0 | 0 | 0 | 0 | 305.7474 | 0 | 0 | 0 | 0 | 0 | 0 | 0 | 497.8282 | 0 | 0 | 0 | 0 | 0 | 0 | 0 | 0 | 461.9292 | 0 | 0 | 0 | 0.0042 | 0 | 0.00057666 | 0.00057666 | 309.491 | 0 | 0 | 0 | 0.0042 | 0 | 0.00057666 | 0.00057666 | 472.1138 | 0 | 0 | 0 | 0.0042 | 0 | 0 | 0.00057666 | 0.00057666 | 442.376
02/01 22:00:00 | 51.98 | 11.1 | 1.377% | 1.101 | 40806.9675 | 1.1062 | 3.9825 | 4.0124 | 3.6112 | 0.012507 | 0.041423 | 0.0056874 | 159.0632 | 1.101 | 40806.9675 | 1.1062 | 4.3143 | 4.3468 | 3.6948 | 0 | 0 | 0 | 155.4292 | 510.3863 | 0.013771 | 630.1065 | 0.0031474 | 0.012232 | 0.00043214 | 0.012664 | 305.76 | 510.3863 | 0.013771 | 630.1065 | 0.0031474 | 0.020188 | 0.00043214 | 0.02062 | 497.8488 | 510.3863 | 0.013771 | 656.8678 | 0.0031474 | 0.0014873 | 0.018497 | 0.00063634 | 0.019133 | 461.9483 | 510.3863 | 0.013771 | 659.4138 | 0.0042 | 0.012801 | 0.00057666 | 0.013377 | 309.5043 | 510.3863 | 0.013771 | 609.7805 | 0.0042 | 0.019537 | 0.00057666 | 0.020113 | 472.1339 | 510.3863 | 0.013771 | 642.8039 | 0.0042 | 0.0014873 | 0.018101 | 0.00078087 | 0.018881 | 442.3949
02/01 23:00:00 | 53.06 | 11.7 | 8.934% | 1.1188 | 41467.1533 | 1.111 | 3.9997 | 4.0453 | 3.6408 | 0.079854 | 0.26656 | 0.036599 | 159.0998 | 1.1188 | 41467.1533 | 1.111 | 4.333 | 4.3824 | 3.7251 | 0.079854 | 0.26053 | 0.035771 | 155.465 | 3311.313 | 0.089342 | 4088.0408 | 0.02042 | 0.079358 | 0.0028036 | 0.082162 | 305.8422 | 3311.313 | 0.089342 | 4088.0408 | 0.02042 | 0.13098 | 0.0028036 | 0.13378 | 497.9826 | 3311.313 | 0.089342 | 4261.6641 | 0.02042 | 0.0096494 | 0.12 | 0.0041285 | 0.12413 | 462.0724 | 3311.313 | 0.089342 | 4278.1822 | 0.0042 | 0.083049 | 0.00057666 | 0.083626 | 309.588 | 3311.313 | 0.089342 | 3956.1685 | 0.0042 | 0.12675 | 0.00057666 | 0.12733 | 472.2612 | 3311.313 | 0.089342 | 4170.4194 | 0.0042 | 0.0096494 | 0.11743 | 0.0019015 | 0.11934 | 442.5142
02/01 24:00:00 | 53.96 | 12.2 | 12.48% | 1.1338 | 42021.2114 | 1.1146 | 4.0124 | 4.0724 | 3.6652 | 0.11003 | 0.36974 | 0.050765 | 159.1506 | 1.1338 | 42021.2114 | 1.1146 | 4.3467 | 4.4118 | 3.75 | 0.078801 | 0.2588 | 0.035533 | 155.5005 | 4623.7405 | 0.12475 | 5708.3216 | 0.028513 | 0.11081 | 0.0039148 | 0.11473 | 305.9569 | 4623.7405 | 0.12475 | 5708.3216 | 0.028513 | 0.18289 | 0.0039148 | 0.1868 | 498.1694 | 4623.7405 | 0.12475 | 5950.76 | 0.028513 | 0.013474 | 0.16757 | 0.0057648 | 0.17333 | 462.2458 | 4623.7405 | 0.12475 | 5973.8249 | 0.0042 | 0.11597 | 0.00057666 | 0.11654 | 309.7045 | 4623.7405 | 0.12475 | 5524.1822 | 0.0042 | 0.17699 | 0.00057666 | 0.17756 | 472.4388 | 4623.7405 | 0.12475 | 5823.3508 | 0.0042 | 0.013474 | 0.16398 | 0.0024266 | 0.16641 | 442.6806
02/02 01:00:00 | 53.96 | 12.2 | 16.13% | 1.1338 | 42021.2114 | 1.1146 | 4.0124 | 4.0724 | 3.6652 | 0.14226 | 0.47801 | 0.065631 | 159.2162 | 1.1338 | 42021.2114 | 1.1146 | 4.3467 | 4.4118 | 3.75 | 0.14226 | 0.4672 | 0.064146 | 155.5646 | 5977.8095 | 0.16129 | 7380.0117 | 0.036863 | 0.14326 | 0.0050613 | 0.14832 | 306.1052 | 5977.8095 | 0.16129 | 7380.0117 | 0.036863 | 0.23645 | 0.0050613 | 0.24151 | 498.4109 | 5977.8095 | 0.16129 | 7693.4485 | 0.036863 | 0.01742 | 0.21664 | 0.007453 | 0.22409 | 462.4698 | 5977.8095 | 0.16129 | 7723.2681 | 0.0042 | 0.14993 | 0.00057666 | 0.1505 | 309.855 | 5977.8095 | 0.16129 | 7141.9468 | 0.0042 | 0.22882 | 0.00057666 | 0.2294 | 472.6682 | 5977.8095 | 0.16129 | 7528.7273 | 0.0042 | 0.01742 | 0.212 | 0.0029684 | 0.21497 | 442.8956
02/02 02:00:00 | 53.06 | 11.7 | 19.46% | 1.1188 | 41467.1533 | 1.111 | 3.9997 | 4.0453 | 3.6408 | 0.17393 | 0.5806 | 0.079716 | 159.2959 | 1.1188 | 41467.1533 | 1.111 | 4.333 | 4.3824 | 3.7251 | 0.14416 | 0.47033 | 0.064576 | 155.6292 | 7212.3994 | 0.1946 | 8904.1968 | 0.044476 | 0.17285 | 0.0061066 | 0.17896 | 306.2842 | 7212.3994 | 0.1946 | 8904.1968 | 0.044476 | 0.28528 | 0.0061066 | 0.29139 | 498.7023 | 7212.3994 | 0.1946 | 9282.3674 | 0.044476 | 0.021017 | 0.26138 | 0.0089923 | 0.27037 | 462.7402 | 7212.3994 | 0.1946 | 9318.3455 | 0.0042 | 0.18089 | 0.00057666 | 0.18147 | 310.0365 | 7212.3994 | 0.1946 | 8616.9647 | 0.0042 | 0.27608 | 0.00057666 | 0.27665 | 472.9449 | 7212.3994 | 0.1946 | 9083.6265 | 0.0042 | 0.021017 | 0.25578 | 0.0034623 | 0.25925 | 443.1548
02/02 03:00:00 | 53.96 | 12.2 | 20.89% | 1.1338 | 42021.2114 | 1.1146 | 4.0124 | 4.0724 | 3.6652 | 0.18428 | 0.61922 | 0.085019 | 159.3809 | 1.1338 | 42021.2114 | 1.1146 | 4.3467 | 4.4118 | 3.75 | 0.18428 | 0.60521 | 0.083096 | 155.7123 | 7743.7258 | 0.20893 | 9560.1553 | 0.047753 | 0.18558 | 0.0065565 | 0.19214 | 306.4763 | 7743.7258 | 0.20893 | 9560.1553 | 0.047753 | 0.30629 | 0.0065565 | 0.31285 | 499.0151 | 7743.7258 | 0.20893 | 9966.1851 | 0.047753 | 0.022566 | 0.28064 | 0.0096548 | 0.29029 | 463.0305 | 7743.7258 | 0.20893 | 10004.8137 | 0.0042 | 0.19422 | 0.00057666 | 0.19479 | 310.2313 | 7743.7258 | 0.20893 | 9251.7632 | 0.0042 | 0.29641 | 0.00057666 | 0.29699 | 473.2419 | 7743.7258 | 0.20893 | 9752.8033 | 0.0042 | 0.022566 | 0.27463 | 0.0036749 | 0.2783 | 443.4331
02/02 04:00:00 | 55.04 | 12.8 | 20.17% | 1.1518 | 42690.7653 | 1.1182 | 4.0255 | 4.1045 | 3.694 | 0.17511 | 0.5931 | 0.081432 | 159.4624 | 1.1518 | 42690.7653 | 1.1182 | 4.3609 | 4.4465 | 3.7795 | 0.18139 | 0.60048 | 0.082446 | 155.7947 | 7475.4194 | 0.20169 | 9228.9128 | 0.046098 | 0.17915 | 0.0063293 | 0.18548 | 306.6618 | 7475.4194 | 0.20169 | 9228.9128 | 0.046098 | 0.29568 | 0.0063293 | 0.30201 | 499.3171 | 7475.4194 | 0.20169 | 9620.8744 | 0.046098 | 0.021784 | 0.27091 | 0.0093202 | 0.28023 | 463.3107 | 7475.4194 | 0.20169 | 9658.1646 | 0.0042 | 0.18749 | 0.00057666 | 0.18806 | 310.4193 | 7475.4194 | 0.20169 | 8931.206 | 0.0042 | 0.28614 | 0.00057666 | 0.28672 | 473.5286 | 7475.4194 | 0.20169 | 9414.8859 | 0.0042 | 0.021784 | 0.26511 | 0.0035676 | 0.26868 | 443.7018
02/02 05:00:00 | 55.94 | 13.3 | 18.7% | 1.167 | 43252.6302 | 1.1207 | 4.0346 | 4.1309 | 3.7178 | 0.16027 | 0.54647 | 0.07503 | 159.5374 | 1.167 | 43252.6302 | 1.1207 | 4.3708 | 4.4751 | 3.8039 | 0.16027 | 0.53411 | 0.073333 | 155.8681 | 6932.0539 | 0.18703 | 8558.0912 | 0.042748 | 0.16613 | 0.0058693 | 0.172 | 306.8338 | 6932.0539 | 0.18703 | 8558.0912 | 0.042748 | 0.27419 | 0.0058693 | 0.28006 | 499.5972 | 6932.0539 | 0.18703 | 8921.5623 | 0.042748 | 0.0202 | 0.25122 | 0.0086428 | 0.25986 | 463.5706 | 6932.0539 | 0.18703 | 8956.142 | 0.0042 | 0.17386 | 0.00057666 | 0.17444 | 310.5938 | 6932.0539 | 0.18703 | 8282.0238 | 0.0042 | 0.26534 | 0.00057666 | 0.26592 | 473.7945 | 6932.0539 | 0.18703 | 8730.5465 | 0.0042 | 0.0202 | 0.24584 | 0.0033502 | 0.24919 | 443.951
02/02 06:00:00 | 55.94 | 13.3 | 16.66% | 1.167 | 43252.6302 | 1.1207 | 4.0346 | 4.1309 | 3.7178 | 0.14272 | 0.48663 | 0.066815 | 159.6042 | 1.167 | 43252.6302 | 1.1207 | 4.3708 | 4.4751 | 3.8039 | 0.16027 | 0.53411 | 0.073333 | 155.9414 | 6173.0332 | 0.16655 | 7621.0287 | 0.038067 | 0.14794 | 0.0052266 | 0.15317 | 306.987 | 6173.0332 | 0.16655 | 7621.0287 | 0.038067 | 0.24417 | 0.0052266 | 0.24939 | 499.8466 | 6173.0332 | 0.16655 | 7944.7017 | 0.038067 | 0.017989 | 0.22371 | 0.0076964 | 0.23141 | 463.802 | 6173.0332 | 0.16655 | 7975.4951 | 0.0042 | 0.15482 | 0.00057666 | 0.1554 | 310.7492 | 6173.0332 | 0.16655 | 7375.189 | 0.0042 | 0.23629 | 0.00057666 | 0.23687 | 474.0314 | 6173.0332 | 0.16655 | 7774.601 | 0.0042 | 0.017989 | 0.21892 | 0.0030465 | 0.22197 | 444.173
02/02 07:00:00 | 55.94 | 13.3 | 15.05% | 1.167 | 43252.6302 | 1.1207 | 4.0346 | 4.1309 | 3.7178 | 0.12897 | 0.43974 | 0.060376 | 159.6646 | 1.167 | 43252.6302 | 1.1207 | 4.3708 | 4.4751 | 3.8039 | 0.12897 | 0.42979 | 0.05901 | 156.0004 | 5578.1262 | 0.1505 | 6886.5756 | 0.034398 | 0.13368 | 0.0047229 | 0.13841 | 307.1254 | 5578.1262 | 0.1505 | 6886.5756 | 0.034398 | 0.22064 | 0.0047229 | 0.22536 | 500.0719 | 5578.1262 | 0.1505 | 7179.0556 | 0.034398 | 0.016255 | 0.20215 | 0.0069547 | 0.20911 | 464.0111 | 5578.1262 | 0.1505 | 7206.8814 | 0.0042 | 0.1399 | 0.00057666 | 0.14048 | 310.8896 | 5578.1262 | 0.1505 | 6664.428 | 0.0042 | 0.21352 | 0.00057666 | 0.2141 | 474.2455 | 5578.1262 | 0.1505 | 7025.3479 | 0.0042 | 0.016255 | 0.19783 | 0.0028085 | 0.20063 | 444.3736
02/02 08:00:00 | 57.92 | 14.4 | 13.42% | 1.2007 | 44501.2239 | 1.1247 | 4.0487 | 4.188 | 3.7692 | 0.11176 | 0.38671 | 0.053095 | 159.7177 | 1.2007 | 44501.2239 | 1.1247 | 4.3861 | 4.537 | 3.8565 | 0.12535 | 0.42393 | 0.058205 | 156.0586 | 4973.2467 | 0.13418 | 6139.8107 | 0.030668 | 0.11919 | 0.0042108 | 0.1234 | 307.2488 | 4973.2467 | 0.13418 | 6139.8107 | 0.030668 | 0.19671 | 0.0042108 | 0.20092 | 500.2729 | 4973.2467 | 0.13418 | 6400.5749 | 0.030668 | 0.014492 | 0.18023 | 0.0062006 | 0.18643 | 464.1976 | 4973.2467 | 0.13418 | 6425.3833 | 0.0042 | 0.12473 | 0.00057666 | 0.12531 | 311.015 | 4973.2467 | 0.13418 | 5941.7523 | 0.0042 | 0.19037 | 0.00057666 | 0.19094 | 474.4364 | 4973.2467 | 0.13418 | 6263.5348 | 0.0042 | 0.014492 | 0.17637 | 0.0025665 | 0.17894 | 444.5525
02/02 09:00:00 | 59 | 15 | 10.05% | 1.2192 | 45189.514 | 1.1258 | 4.053 | 4.2187 | 3.7968 | 0.082402 | 0.28744 | 0.039466 | 159.7571 | 1.2192 | 45189.514 | 1.1258 | 4.3908 | 4.5702 | 3.8847 | 0.082402 | 0.28094 | 0.038573 | 156.0972 | 3723.7283 | 0.10047 | 4597.1955 | 0.022963 | 0.089242 | 0.0031528 | 0.092395 | 307.3412 | 3723.7283 | 0.10047 | 4597.1955 | 0.022963 | 0.14729 | 0.0031528 | 0.15044 | 500.4233 | 3723.7283 | 0.10047 | 4792.4431 | 0.022963 | 0.010851 | 0.13495 | 0.0046427 | 0.13959 | 464.3372 | 3723.7283 | 0.10047 | 4811.0185 | 0.0042 | 0.093393 | 0.00057666 | 0.09397 | 311.1089 | 3723.7283 | 0.10047 | 4448.8988 | 0.0042 | 0.14254 | 0.00057666 | 0.14311 | 474.5795 | 3723.7283 | 0.10047 | 4689.8342 | 0.0042 | 0.010851 | 0.13206 | 0.0020665 | 0.13413 | 444.6867
02/02 10:00:00 | 60.08 | 15.6 | 4.173% | 1.238 | 45882.914 | 1.1264 | 4.0549 | 4.249 | 3.8241 | 0.033709 | 0.11854 | 0.016275 | 159.7734 | 1.238 | 45882.914 | 1.1264 | 4.3928 | 4.603 | 3.9126 | 0.081157 | 0.27894 | 0.038298 | 156.1355 | 1546.6637 | 0.04173 | 1909.4614 | 0.0095378 | 0.037067 | 0.0013095 | 0.038377 | 307.3796 | 1546.6637 | 0.04173 | 1909.4614 | 0.0095378 | 0.061177 | 0.0013095 | 0.062486 | 500.4858 | 1546.6637 | 0.04173 | 1990.5582 | 0.0095378 | 0.0045071 | 0.056052 | 0.0019284 | 0.05798 | 464.3951 | 1546.6637 | 0.04173 | 1998.2735 | 0.0042 | 0.038791 | 0.00057666 | 0.039368 | 311.1483 | 1546.6637 | 0.04173 | 1847.8658 | 0.0042 | 0.059203 | 0.00057666 | 0.05978 | 474.6393 | 1546.6637 | 0.04173 | 1947.9392 | 0.0042 | 0.0045071 | 0.054852 | 0.0011955 | 0.056047 | 444.7427
02/02 11:00:00 | 66.02 | 18.9 | 0% | 1.3433 | 49787.9534 | 1.117 | 4.0213 | 4.4109 | 3.9698 | 0 | 0 | 0 | 159.7734 | 1.3433 | 49787.9534 | 1.117 | 4.3565 | 4.7785 | 4.0617 | 0 | 0 | 0 | 156.1355 | 0 | 0 | 0 | 0 | 0 | 0 | 0 | 307.3796 | 0 | 0 | 0 | 0 | 0 | 0 | 0 | 500.4858 | 0 | 0 | 0 | 0 | 0 | 0 | 0 | 0 | 464.3951 | 0 | 0 | 0 | 0.0042 | 0 | 0.00057666 | 0.00057666 | 311.1489 | 0 | 0 | 0 | 0.0042 | 0 | 0.00057666 | 0.00057666 | 474.6399 | 0 | 0 | 0 | 0.0042 | 0 | 0 | 0.00057666 | 0.00057666 | 444.7433
02/02 12:00:00 | 71.06 | 21.7 | 0% | 1.436 | 53222.538 | 1.0938 | 3.9376 | 4.545 | 4.0905 | 0 | 0 | 0 | 159.7734 | 1.436 | 53222.538 | 1.0938 | 4.2657 | 4.9237 | 4.1852 | 0 | 0 | 0 | 156.1355 | 0 | 0 | 0 | 0 | 0 | 0 | 0 | 307.3796 | 0 | 0 | 0 | 0 | 0 | 0 | 0 | 500.4858 | 0 | 0 | 0 | 0 | 0 | 0 | 0 | 0 | 464.3951 | 0 | 0 | 0 | 0.0042 | 0 | 0.00057666 | 0.00057666 | 311.1494 | 0 | 0 | 0 | 0.0042 | 0 | 0.00057666 | 0.00057666 | 474.6404 | 0 | 0 | 0 | 0.0042 | 0 | 0 | 0.00057666 | 0.00057666 | 444.7439
02/02 13:00:00 | 71.06 | 21.7 | 0% | 1.436 | 53222.538 | 1.0938 | 3.9376 | 4.545 | 4.0905 | 0 | 0 | 0 | 159.7734 | 1.436 | 53222.538 | 1.0938 | 4.2657 | 4.9237 | 4.1852 | 0 | 0 | 0 | 156.1355 | 0 | 0 | 0 | 0 | 0 | 0 | 0 | 307.3796 | 0 | 0 | 0 | 0 | 0 | 0 | 0 | 500.4858 | 0 | 0 | 0 | 0 | 0 | 0 | 0 | 0 | 464.3951 | 0 | 0 | 0 | 0.0042 | 0 | 0.00057666 | 0.00057666 | 311.15 | 0 | 0 | 0 | 0.0042 | 0 | 0.00057666 | 0.00057666 | 474.641 | 0 | 0 | 0 | 0.0042 | 0 | 0 | 0.00057666 | 0.00057666 | 444.7444
02/02 14:00:00 | 75.02 | 23.9 | 0% | 1.5109 | 55999.208 | 1.0667 | 3.8401 | 4.6504 | 4.1853 | 0 | 0 | 0 | 159.7734 | 1.5109 | 55999.208 | 1.0667 | 4.1602 | 5.0379 | 4.2822 | 0 | 0 | 0 | 156.1355 | 0 | 0 | 0 | 0 | 0 | 0 | 0 | 307.3796 | 0 | 0 | 0 | 0 | 0 | 0 | 0 | 500.4858 | 0 | 0 | 0 | 0 | 0 | 0 | 0 | 0 | 464.3951 | 0 | 0 | 0 | 0.0042 | 0 | 0.00057666 | 0.00057666 | 311.1506 | 0 | 0 | 0 | 0.0042 | 0 | 0.00057666 | 0.00057666 | 474.6416 | 0 | 0 | 0 | 0.0042 | 0 | 0 | 0.00057666 | 0.00057666 | 444.745
02/02 15:00:00 | 75.02 | 23.9 | 0% | 1.5109 | 55999.208 | 1.0667 | 3.8401 | 4.6504 | 4.1853 | 0 | 0 | 0 | 159.7734 | 1.5109 | 55999.208 | 1.0667 | 4.1602 | 5.0379 | 4.2822 | 0 | 0 | 0 | 156.1355 | 0 | 0 | 0 | 0 | 0 | 0 | 0 | 307.3796 | 0 | 0 | 0 | 0 | 0 | 0 | 0 | 500.4858 | 0 | 0 | 0 | 0 | 0 | 0 | 0 | 0 | 464.3951 | 0 | 0 | 0 | 0.0042 | 0 | 0.00057666 | 0.00057666 | 311.1512 | 0 | 0 | 0 | 0.0042 | 0 | 0.00057666 | 0.00057666 | 474.6422 | 0 | 0 | 0 | 0.0042 | 0 | 0 | 0.00057666 | 0.00057666 | 444.7456
02/02 16:00:00 | 73.94 | 23.3 | 0% | 1.4903 | 55235.1212 | 1.0748 | 3.8692 | 4.6215 | 4.1594 | 0 | 0 | 0 | 159.7734 | 1.4903 | 55235.1212 | 1.0748 | 4.1916 | 5.0067 | 4.2557 | 0 | 0 | 0 | 156.1355 | 0 | 0 | 0 | 0 | 0 | 0 | 0 | 307.3796 | 0 | 0 | 0 | 0 | 0 | 0 | 0 | 500.4858 | 0 | 0 | 0 | 0 | 0 | 0 | 0 | 0 | 464.3951 | 0 | 0 | 0 | 0.0042 | 0 | 0.00057666 | 0.00057666 | 311.1518 | 0 | 0 | 0 | 0.0042 | 0 | 0.00057666 | 0.00057666 | 474.6428 | 0 | 0 | 0 | 0.0042 | 0 | 0 | 0.00057666 | 0.00057666 | 444.7462
02/02 17:00:00 | 73.04 | 22.8 | 0% | 1.4732 | 54602.2855 | 1.0811 | 3.892 | 4.5976 | 4.1378 | 0 | 0 | 0 | 159.7734 | 1.4732 | 54602.2855 | 1.0811 | 4.2164 | 4.9807 | 4.2336 | 0 | 0 | 0 | 156.1355 | 0 | 0 | 0 | 0 | 0 | 0 | 0 | 307.3796 | 0 | 0 | 0 | 0 | 0 | 0 | 0 | 500.4858 | 0 | 0 | 0 | 0 | 0 | 0 | 0 | 0 | 464.3951 | 0 | 0 | 0 | 0.0042 | 0 | 0.00057666 | 0.00057666 | 311.1523 | 0 | 0 | 0 | 0.0042 | 0 | 0.00057666 | 0.00057666 | 474.6433 | 0 | 0 | 0 | 0.0042 | 0 | 0 | 0.00057666 | 0.00057666 | 444.7468
02/02 18:00:00 | 71.96 | 22.2 | 0% | 1.4528 | 53847.5669 | 1.0882 | 3.9177 | 4.5689 | 4.112 | 0 | 0 | 0 | 159.7734 | 1.4528 | 53847.5669 | 1.0882 | 4.2442 | 4.9496 | 4.2072 | 0 | 0 | 0 | 156.1355 | 0 | 0 | 0 | 0 | 0 | 0 | 0 | 307.3796 | 0 | 0 | 0 | 0 | 0 | 0 | 0 | 500.4858 | 0 | 0 | 0 | 0 | 0 | 0 | 0 | 0 | 464.3951 | 0 | 0 | 0 | 0.0042 | 0 | 0.00057666 | 0.00057666 | 311.1529 | 0 | 0 | 0 | 0.0042 | 0 | 0.00057666 | 0.00057666 | 474.6439 | 0 | 0 | 0 | 0.0042 | 0 | 0 | 0.00057666 | 0.00057666 | 444.7473
02/02 19:00:00 | 71.96 | 22.2 | 0% | 1.4528 | 53847.5669 | 1.0882 | 3.9177 | 4.5689 | 4.112 | 0 | 0 | 0 | 159.7734 | 1.4528 | 53847.5669 | 1.0882 | 4.2442 | 4.9496 | 4.2072 | 0 | 0 | 0 | 156.1355 | 0 | 0 | 0 | 0 | 0 | 0 | 0 | 307.3796 | 0 | 0 | 0 | 0 | 0 | 0 | 0 | 500.4858 | 0 | 0 | 0 | 0 | 0 | 0 | 0 | 0 | 464.3951 | 0 | 0 | 0 | 0.0042 | 0 | 0.00057666 | 0.00057666 | 311.1535 | 0 | 0 | 0 | 0.0042 | 0 | 0.00057666 | 0.00057666 | 474.6445 | 0 | 0 | 0 | 0.0042 | 0 | 0 | 0.00057666 | 0.00057666 | 444.7479
02/02 20:00:00 | 64.94 | 18.3 | 0% | 1.3238 | 49066.449 | 1.1202 | 4.0329 | 4.3819 | 3.9437 | 0 | 0 | 0 | 159.7734 | 1.3238 | 49066.449 | 1.1202 | 4.3689 | 4.7471 | 4.035 | 0 | 0 | 0 | 156.1355 | 0 | 0 | 0 | 0 | 0 | 0 | 0 | 307.3796 | 0 | 0 | 0 | 0 | 0 | 0 | 0 | 500.4858 | 0 | 0 | 0 | 0 | 0 | 0 | 0 | 0 | 464.3951 | 0 | 0 | 0 | 0.0042 | 0 | 0.00057666 | 0.00057666 | 311.1541 | 0 | 0 | 0 | 0.0042 | 0 | 0.00057666 | 0.00057666 | 474.6451 | 0 | 0 | 0 | 0.0042 | 0 | 0 | 0.00057666 | 0.00057666 | 444.7485
02/02 21:00:00 | 66.02 | 18.9 | 0% | 1.3433 | 49787.9534 | 1.117 | 4.0213 | 4.4109 | 3.9698 | 0 | 0 | 0 | 159.7734 | 1.3433 | 49787.9534 | 1.117 | 4.3565 | 4.7785 | 4.0617 | 0 | 0 | 0 | 156.1355 | 0 | 0 | 0 | 0 | 0 | 0 | 0 | 307.3796 | 0 | 0 | 0 | 0 | 0 | 0 | 0 | 500.4858 | 0 | 0 | 0 | 0 | 0 | 0 | 0 | 0 | 464.3951 | 0 | 0 | 0 | 0.0042 | 0 | 0.00057666 | 0.00057666 | 311.1546 | 0 | 0 | 0 | 0.0042 | 0 | 0.00057666 | 0.00057666 | 474.6456 | 0 | 0 | 0 | 0.0042 | 0 | 0 | 0.00057666 | 0.00057666 | 444.7491
02/02 22:00:00 | 64.94 | 18.3 | 0% | 1.3238 | 49066.449 | 1.1202 | 4.0329 | 4.3819 | 3.9437 | 0 | 0 | 0 | 159.7734 | 1.3238 | 49066.449 | 1.1202 | 4.3689 | 4.7471 | 4.035 | 0 | 0 | 0 | 156.1355 | 0 | 0 | 0 | 0 | 0 | 0 | 0 | 307.3796 | 0 | 0 | 0 | 0 | 0 | 0 | 0 | 500.4858 | 0 | 0 | 0 | 0 | 0 | 0 | 0 | 0 | 464.3951 | 0 | 0 | 0 | 0.0042 | 0 | 0.00057666 | 0.00057666 | 311.1552 | 0 | 0 | 0 | 0.0042 | 0 | 0.00057666 | 0.00057666 | 474.6462 | 0 | 0 | 0 | 0.0042 | 0 | 0 | 0.00057666 | 0.00057666 | 444.7496
02/02 23:00:00 | 64.04 | 17.8 | 0% | 1.3077 | 48469.0987 | 1.1224 | 4.0406 | 4.3577 | 3.9219 | 0 | 0 | 0 | 159.7734 | 1.3077 | 48469.0987 | 1.1224 | 4.3774 | 4.7208 | 4.0127 | 0 | 0 | 0 | 156.1355 | 0 | 0 | 0 | 0 | 0 | 0 | 0 | 307.3796 | 0 | 0 | 0 | 0 | 0 | 0 | 0 | 500.4858 | 0 | 0 | 0 | 0 | 0 | 0 | 0 | 0 | 464.3951 | 0 | 0 | 0 | 0.0042 | 0 | 0.00057666 | 0.00057666 | 311.1558 | 0 | 0 | 0 | 0.0042 | 0 | 0.00057666 | 0.00057666 | 474.6468 | 0 | 0 | 0 | 0.0042 | 0 | 0 | 0.00057666 | 0.00057666 | 444.7502
02/02 24:00:00 | 64.04 | 17.8 | 3.779% | 1.3077 | 48469.0987 | 1.1224 | 4.0406 | 4.3577 | 3.9219 | 0.028895 | 0.10466 | 0.01437 | 159.7878 | 1.3077 | 48469.0987 | 1.1224 | 4.3774 | 4.7208 | 4.0127 | 0 | 0 | 0 | 156.1355 | 1400.4921 | 0.037786 | 1729.0026 | 0.0086364 | 0.033564 | 0.0011858 | 0.03475 | 307.4143 | 1400.4921 | 0.037786 | 1729.0026 | 0.0086364 | 0.055395 | 0.0011858 | 0.056581 | 500.5424 | 1400.4921 | 0.037786 | 1802.4351 | 0.0086364 | 0.0040811 | 0.050754 | 0.0017461 | 0.052501 | 464.4476 | 1400.4921 | 0.037786 | 1809.4213 | 0.0042 | 0.035125 | 0.00057666 | 0.035702 | 311.1915 | 1400.4921 | 0.037786 | 1673.2283 | 0.0042 | 0.053608 | 0.00057666 | 0.054185 | 474.701 | 1400.4921 | 0.037786 | 1763.8439 | 0.0042 | 0.0040811 | 0.049668 | 0.001137 | 0.050805 | 444.801
02/03 01:00:00 | 64.04 | 17.8 | 6.749% | 1.3077 | 48469.0987 | 1.1224 | 4.0406 | 4.3577 | 3.9219 | 0.051609 | 0.18693 | 0.025666 | 159.8135 | 1.3077 | 48469.0987 | 1.1224 | 4.3774 | 4.7208 | 4.0127 | 0.051609 | 0.18271 | 0.025085 | 156.1606 | 2501.4619 | 0.067491 | 3088.2245 | 0.015426 | 0.05995 | 0.0021179 | 0.062068 | 307.4764 | 2501.4619 | 0.067491 | 3088.2245 | 0.015426 | 0.098943 | 0.0021179 | 0.10106 | 500.6434 | 2501.4619 | 0.067491 | 3219.3846 | 0.015426 | 0.0072894 | 0.090654 | 0.0031188 | 0.093773 | 464.5414 | 2501.4619 | 0.067491 | 3231.8629 | 0.0042 | 0.062738 | 0.00057666 | 0.063315 | 311.2548 | 2501.4619 | 0.067491 | 2988.6044 | 0.0042 | 0.095751 | 0.00057666 | 0.096328 | 474.7973 | 2501.4619 | 0.067491 | 3150.4557 | 0.0042 | 0.0072894 | 0.088713 | 0.0015775 | 0.090291 | 444.8913
02/03 02:00:00 | 64.94 | 18.3 | 8.565% | 1.3238 | 49066.449 | 1.1202 | 4.0329 | 4.3819 | 3.9437 | 0.064698 | 0.23592 | 0.032391 | 159.8458 | 1.3238 | 49066.449 | 1.1202 | 4.3689 | 4.7471 | 4.035 | 0.050981 | 0.18169 | 0.024946 | 156.1855 | 3174.4954 | 0.08565 | 3919.1301 | 0.019576 | 0.076079 | 0.0026878 | 0.078767 | 307.5551 | 3174.4954 | 0.08565 | 3919.1301 | 0.019576 | 0.12556 | 0.0026878 | 0.12825 | 500.7717 | 3174.4954 | 0.08565 | 4085.5796 | 0.019576 | 0.0092507 | 0.11505 | 0.0039579 | 0.119 | 464.6604 | 3174.4954 | 0.08565 | 4101.4152 | 0.0042 | 0.079618 | 0.00057666 | 0.080195 | 311.335 | 3174.4954 | 0.08565 | 3792.7065 | 0.0042 | 0.12151 | 0.00057666 | 0.12209 | 474.9194 | 3174.4954 | 0.08565 | 3998.105 | 0.0042 | 0.0092507 | 0.11258 | 0.0018468 | 0.11443 | 445.0057
02/03 03:00:00 | 66.92 | 19.4 | 8.676% | 1.3596 | 50393.1104 | 1.1139 | 4.01 | 4.435 | 3.9915 | 0.06381 | 0.23611 | 0.032418 | 159.8783 | 1.3596 | 50393.1104 | 1.1139 | 4.3441 | 4.8046 | 4.0839 | 0.06381 | 0.23077 | 0.031685 | 156.2172 | 3215.6051 | 0.086759 | 3969.8828 | 0.01983 | 0.077065 | 0.0027226 | 0.079787 | 307.6349 | 3215.6051 | 0.086759 | 3969.8828 | 0.01983 | 0.12719 | 0.0027226 | 0.12991 | 500.9016 | 3215.6051 | 0.086759 | 4138.4879 | 0.01983 | 0.0093705 | 0.11654 | 0.0040092 | 0.12054 | 464.781 | 3215.6051 | 0.086759 | 4154.5286 | 0.0042 | 0.080649 | 0.00057666 | 0.081226 | 311.4162 | 3215.6051 | 0.086759 | 3841.8221 | 0.0042 | 0.12309 | 0.00057666 | 0.12366 | 475.0431 | 3215.6051 | 0.086759 | 4049.8805 | 0.0042 | 0.0093705 | 0.11404 | 0.0018632 | 0.1159 | 445.1216
02/03 04:00:00 | 66.02 | 18.9 | 9.128% | 1.3433 | 49787.9534 | 1.117 | 4.0213 | 4.4109 | 3.9698 | 0.067948 | 0.24976 | 0.034292 | 159.9126 | 1.3433 | 49787.9534 | 1.117 | 4.3565 | 4.7785 | 4.0617 | 0.064586 | 0.23203 | 0.031858 | 156.2491 | 3383.0067 | 0.091276 | 4176.5515 | 0.020862 | 0.081077 | 0.0028643 | 0.083941 | 307.7189 | 3383.0067 | 0.091276 | 4176.5515 | 0.020862 | 0.13381 | 0.0028643 | 0.13668 | 501.0383 | 3383.0067 | 0.091276 | 4353.934 | 0.020862 | 0.0098583 | 0.1226 | 0.0042179 | 0.12682 | 464.9078 | 3383.0067 | 0.091276 | 4370.8097 | 0.0042 | 0.084848 | 0.00057666 | 0.085424 | 311.5017 | 3383.0067 | 0.091276 | 4041.8241 | 0.0042 | 0.12949 | 0.00057666 | 0.13007 | 475.1731 | 3383.0067 | 0.091276 | 4260.7138 | 0.0042 | 0.0098583 | 0.11998 | 0.0019302 | 0.12191 | 445.2435
02/03 05:00:00 | 64.04 | 17.8 | 9.778% | 1.3077 | 48469.0987 | 1.1224 | 4.0406 | 4.3577 | 3.9219 | 0.074773 | 0.27084 | 0.037186 | 159.9497 | 1.3077 | 48469.0987 | 1.1224 | 4.3774 | 4.7208 | 4.0127 | 0.074773 | 0.26471 | 0.036345 | 156.2854 | 3624.2 | 0.097784 | 4474.321 | 0.022349 | 0.086857 | 0.0030685 | 0.089926 | 307.8088 | 3624.2 | 0.097784 | 4474.321 | 0.022349 | 0.14335 | 0.0030685 | 0.14642 | 501.1847 | 3624.2 | 0.097784 | 4664.3501 | 0.022349 | 0.010561 | 0.13134 | 0.0045186 | 0.13586 | 465.0436 | 3624.2 | 0.097784 | 4682.429 | 0.0042 | 0.090897 | 0.00057666 | 0.091474 | 311.5931 | 3624.2 | 0.097784 | 4329.9881 | 0.0042 | 0.13873 | 0.00057666 | 0.1393 | 475.3124 | 3624.2 | 0.097784 | 4564.4837 | 0.0042 | 0.010561 | 0.12853 | 0.0020267 | 0.13056 | 445.3741
02/03 06:00:00 | 63.5 | 17.5 | 6.772% | 1.2981 | 48112.3918 | 1.1235 | 4.0445 | 4.343 | 3.9087 | 0.052169 | 0.1882 | 0.02584 | 159.9756 | 1.2981 | 48112.3918 | 1.1235 | 4.3816 | 4.7049 | 3.9992 | 0.075328 | 0.2656 | 0.036467 | 156.3219 | 2509.9859 | 0.067721 | 3098.7481 | 0.015478 | 0.060154 | 0.0021252 | 0.062279 | 307.8711 | 2509.9859 | 0.067721 | 3098.7481 | 0.015478 | 0.09928 | 0.0021252 | 0.1014 | 501.2861 | 2509.9859 | 0.067721 | 3230.3551 | 0.015478 | 0.0073143 | 0.090963 | 0.0031294 | 0.094092 | 465.1377 | 2509.9859 | 0.067721 | 3242.8759 | 0.0042 | 0.062952 | 0.00057666 | 0.063528 | 311.6567 | 2509.9859 | 0.067721 | 2998.7885 | 0.0042 | 0.096077 | 0.00057666 | 0.096654 | 475.4091 | 2509.9859 | 0.067721 | 3161.1914 | 0.0042 | 0.0073143 | 0.089015 | 0.0015809 | 0.090596 | 445.4647
02/03 07:00:00 | 55.04 | 12.8 | 11.1% | 1.1518 | 42690.7653 | 1.1182 | 4.0255 | 4.1045 | 3.694 | 0.096376 | 0.32643 | 0.044819 | 160.0204 | 1.1518 | 42690.7653 | 1.1182 | 4.3609 | 4.4465 | 3.7795 | 0.096376 | 0.31905 | 0.043805 | 156.3657 | 4114.3545 | 0.11101 | 5079.45 | 0.025372 | 0.098604 | 0.0034836 | 0.10209 | 307.9732 | 4114.3545 | 0.11101 | 5079.45 | 0.025372 | 0.16274 | 0.0034836 | 0.16622 | 501.4523 | 4114.3545 | 0.11101 | 5295.1795 | 0.025372 | 0.011989 | 0.14911 | 0.0051297 | 0.15424 | 465.292 | 4114.3545 | 0.11101 | 5315.7035 | 0.0042 | 0.10319 | 0.00057666 | 0.10377 | 311.7604 | 4114.3545 | 0.11101 | 4915.5968 | 0.0042 | 0.15749 | 0.00057666 | 0.15807 | 475.5672 | 4114.3545 | 0.11101 | 5181.8067 | 0.0042 | 0.011989 | 0.14591 | 0.0022228 | 0.14814 | 445.6128
02/03 08:00:00 | 53.06 | 11.7 | 18.79% | 1.1188 | 41467.1533 | 1.111 | 3.9997 | 4.0453 | 3.6408 | 0.16791 | 0.5605 | 0.076957 | 160.0974 | 1.1188 | 41467.1533 | 1.111 | 4.333 | 4.3824 | 3.7251 | 0.09922 | 0.32371 | 0.044446 | 156.4101 | 6962.7842 | 0.18786 | 8596.0299 | 0.042937 | 0.16687 | 0.0058953 | 0.17276 | 308.1459 | 6962.7842 | 0.18786 | 8596.0299 | 0.042937 | 0.27541 | 0.0058953 | 0.2813 | 501.7336 | 6962.7842 | 0.18786 | 8961.1122 | 0.042937 | 0.02029 | 0.25233 | 0.0086811 | 0.26102 | 465.553 | 6962.7842 | 0.18786 | 8995.8452 | 0.0042 | 0.17463 | 0.00057666 | 0.17521 | 311.9356 | 6962.7842 | 0.18786 | 8318.7386 | 0.0042 | 0.26652 | 0.00057666 | 0.2671 | 475.8342 | 6962.7842 | 0.18786 | 8769.2496 | 0.0042 | 0.02029 | 0.24693 | 0.0033625 | 0.25029 | 445.8631
02/03 09:00:00 | 53.96 | 12.2 | 22.53% | 1.1338 | 42021.2114 | 1.1146 | 4.0124 | 4.0724 | 3.6652 | 0.19869 | 0.66764 | 0.091668 | 160.189 | 1.1338 | 42021.2114 | 1.1146 | 4.3467 | 4.4118 | 3.75 | 0.19869 | 0.65254 | 0.089594 | 156.4997 | 8349.2431 | 0.22527 | 10307.7075 | 0.051487 | 0.2001 | 0.0070692 | 0.20717 | 308.3531 | 8349.2431 | 0.22527 | 10307.7075 | 0.051487 | 0.33025 | 0.0070692 | 0.33731 | 502.0709 | 8349.2431 | 0.22527 | 10745.4866 | 0.051487 | 0.02433 | 0.30258 | 0.01041 | 0.31299 | 465.866 | 8349.2431 | 0.22527 | 10787.1357 | 0.0042 | 0.2094 | 0.00057666 | 0.20998 | 312.1456 | 8349.2431 | 0.22527 | 9975.2008 | 0.0042 | 0.31959 | 0.00057666 | 0.32017 | 476.1544 | 8349.2431 | 0.22527 | 10515.4195 | 0.0042 | 0.02433 | 0.2961 | 0.0039172 | 0.30002 | 446.1631
02/03 10:00:00 | 53.96 | 12.2 | 22.4% | 1.1338 | 42021.2114 | 1.1146 | 4.0124 | 4.0724 | 3.6652 | 0.19757 | 0.66386 | 0.091149 | 160.2802 | 1.1338 | 42021.2114 | 1.1146 | 4.3467 | 4.4118 | 3.75 | 0.19869 | 0.65254 | 0.089594 | 156.5893 | 8301.9784 | 0.22399 | 10249.3561 | 0.051196 | 0.19896 | 0.0070291 | 0.20599 | 308.5591 | 8301.9784 | 0.22399 | 10249.3561 | 0.051196 | 0.32838 | 0.0070291 | 0.3354 | 502.4063 | 8301.9784 | 0.22399 | 10684.6569 | 0.051196 | 0.024192 | 0.30087 | 0.010351 | 0.31122 | 466.1772 | 8301.9784 | 0.22399 | 10726.0703 | 0.0042 | 0.20822 | 0.00057666 | 0.20879 | 312.3544 | 8301.9784 | 0.22399 | 9918.7317 | 0.0042 | 0.31778 | 0.00057666 | 0.31836 | 476.4728 | 8301.9784 | 0.22399 | 10455.8922 | 0.0042 | 0.024192 | 0.29443 | 0.0038983 | 0.29832 | 446.4615
02/03 11:00:00 | 57.02 | 13.9 | 17.77% | 1.1853 | 43931.5522 | 1.1231 | 4.0433 | 4.1622 | 3.746 | 0.14989 | 0.51521 | 0.070738 | 160.3509 | 1.1853 | 43931.5522 | 1.1231 | 4.3802 | 4.5091 | 3.8327 | 0.14989 | 0.50355 | 0.069138 | 156.6585 | 6585.0713 | 0.17767 | 8129.7176 | 0.040608 | 0.15782 | 0.0055755 | 0.16339 | 308.7225 | 6585.0713 | 0.17767 | 8129.7176 | 0.040608 | 0.26047 | 0.0055755 | 0.26604 | 502.6724 | 6585.0713 | 0.17767 | 8474.9952 | 0.040608 | 0.019189 | 0.23865 | 0.0082102 | 0.24686 | 466.424 | 6585.0713 | 0.17767 | 8507.844 | 0.0042 | 0.16516 | 0.00057666 | 0.16573 | 312.5201 | 6585.0713 | 0.17767 | 7867.4687 | 0.0042 | 0.25206 | 0.00057666 | 0.25264 | 476.7254 | 6585.0713 | 0.17767 | 8293.5406 | 0.0042 | 0.019189 | 0.23354 | 0.0032114 | 0.23675 | 446.6982
02/03 12:00:00 | 59 | 15 | 8.433% | 1.2192 | 45189.514 | 1.1258 | 4.053 | 4.2187 | 3.7968 | 0.069166 | 0.24127 | 0.033126 | 160.384 | 1.2192 | 45189.514 | 1.1258 | 4.3908 | 4.5702 | 3.8847 | 0.14572 | 0.49682 | 0.068213 | 156.7267 | 3125.5734 | 0.08433 | 3858.7325 | 0.019274 | 0.074907 | 0.0026464 | 0.077553 | 308.8 | 3125.5734 | 0.08433 | 3858.7325 | 0.019274 | 0.12363 | 0.0026464 | 0.12628 | 502.7987 | 3125.5734 | 0.08433 | 4022.6169 | 0.019274 | 0.0091081 | 0.11327 | 0.0038969 | 0.11717 | 466.5412 | 3125.5734 | 0.08433 | 4038.2085 | 0.0042 | 0.078391 | 0.00057666 | 0.078968 | 312.5991 | 3125.5734 | 0.08433 | 3734.2573 | 0.0042 | 0.11964 | 0.00057666 | 0.12022 | 476.8456 | 3125.5734 | 0.08433 | 3936.4904 | 0.0042 | 0.0091081 | 0.11085 | 0.0018272 | 0.11267 | 446.8109
02/03 13:00:00 | 60.98 | 16.1 | 0.7003% | 1.2536 | 46464.6508 | 1.1263 | 4.0545 | 4.274 | 3.8466 | 0.0055857 | 0.019775 | 0.0027151 | 160.3868 | 1.2536 | 46464.6508 | 1.1263 | 4.3924 | 4.6301 | 3.9356 | 0.0055857 | 0.019328 | 0.0026537 | 156.7293 | 259.5379 | 0.0070025 | 320.4171 | 0.0016005 | 0.00622 | 0.00021975 | 0.0064398 | 308.8065 | 259.5379 | 0.0070025 | 320.4171 | 0.0016005 | 0.010266 | 0.00021975 | 0.010485 | 502.8091 | 259.5379 | 0.0070025 | 334.0256 | 0.0016005 | 0.00075631 | 0.0094058 | 0.00032359 | 0.0097294 | 466.5509 | 259.5379 | 0.0070025 | 335.3203 | 0.0042 | 0.0065093 | 0.00057666 | 0.007086 | 312.6062 | 259.5379 | 0.0070025 | 310.0811 | 0.0042 | 0.0099346 | 0.00057666 | 0.010511 | 476.8561 | 259.5379 | 0.0070025 | 326.8739 | 0.0042 | 0.00075631 | 0.0092044 | 0.0006805 | 0.0098849 | 446.8208
02/03 14:00:00 | 60.98 | 16.1 | 0% | 1.2536 | 46464.6508 | 1.1263 | 4.0545 | 4.274 | 3.8466 | 0 | 0 | 0 | 160.3868 | 1.2536 | 46464.6508 | 1.1263 | 4.3924 | 4.6301 | 3.9356 | 0.0055857 | 0.019328 | 0.0026537 | 156.732 | 0 | 0 | 0 | 0 | 0 | 0 | 0 | 308.8065 | 0 | 0 | 0 | 0 | 0 | 0 | 0 | 502.8091 | 0 | 0 | 0 | 0 | 0 | 0 | 0 | 0 | 466.5509 | 0 | 0 | 0 | 0.0042 | 0 | 0.00057666 | 0.00057666 | 312.6068 | 0 | 0 | 0 | 0.0042 | 0 | 0.00057666 | 0.00057666 | 476.8567 | 0 | 0 | 0 | 0.0042 | 0 | 0 | 0.00057666 | 0.00057666 | 446.8214
02/03 15:00:00 | 62.96 | 17.2 | 0% | 1.2885 | 47756.9624 | 1.1244 | 4.0478 | 4.3283 | 3.8955 | 0 | 0 | 0 | 160.3868 | 1.2885 | 47756.9624 | 1.1244 | 4.3851 | 4.689 | 3.9857 | 0 | 0 | 0 | 156.732 | 0 | 0 | 0 | 0 | 0 | 0 | 0 | 308.8065 | 0 | 0 | 0 | 0 | 0 | 0 | 0 | 502.8091 | 0 | 0 | 0 | 0 | 0 | 0 | 0 | 0 | 466.5509 | 0 | 0 | 0 | 0.0042 | 0 | 0.00057666 | 0.00057666 | 312.6073 | 0 | 0 | 0 | 0.0042 | 0 | 0.00057666 | 0.00057666 | 476.8573 | 0 | 0 | 0 | 0.0042 | 0 | 0 | 0.00057666 | 0.00057666 | 446.8219
02/03 16:00:00 | 60.98 | 16.1 | 4.471% | 1.2536 | 46464.6508 | 1.1263 | 4.0545 | 4.274 | 3.8466 | 0.035663 | 0.12626 | 0.017335 | 160.4041 | 1.2536 | 46464.6508 | 1.1263 | 4.3924 | 4.6301 | 3.9356 | 0 | 0 | 0 | 156.732 | 1657.0823 | 0.044709 | 2045.7806 | 0.010219 | 0.039713 | 0.001403 | 0.041116 | 308.8476 | 1657.0823 | 0.044709 | 2045.7806 | 0.010219 | 0.065544 | 0.001403 | 0.066947 | 502.8761 | 1657.0823 | 0.044709 | 2132.667 | 0.010219 | 0.0048288 | 0.060053 | 0.002066 | 0.062119 | 466.6131 | 1657.0823 | 0.044709 | 2140.9332 | 0.0042 | 0.041561 | 0.00057666 | 0.042137 | 312.6495 | 1657.0823 | 0.044709 | 1979.7877 | 0.0042 | 0.06343 | 0.00057666 | 0.064006 | 476.9213 | 1657.0823 | 0.044709 | 2087.0054 | 0.0042 | 0.0048288 | 0.058768 | 0.0012397 | 0.060007 | 446.8819
02/03 17:00:00 | 60.08 | 15.6 | 7.454% | 1.238 | 45882.914 | 1.1264 | 4.0549 | 4.249 | 3.8241 | 0.060212 | 0.21174 | 0.029072 | 160.4332 | 1.238 | 45882.914 | 1.1264 | 4.3928 | 4.603 | 3.9126 | 0.060212 | 0.20695 | 0.028414 | 156.7604 | 2762.7215 | 0.07454 | 3410.7673 | 0.017037 | 0.066211 | 0.0023392 | 0.06855 | 308.9161 | 2762.7215 | 0.07454 | 3410.7673 | 0.017037 | 0.10928 | 0.0023392 | 0.11162 | 502.9877 | 2762.7215 | 0.07454 | 3555.6261 | 0.017037 | 0.0080507 | 0.10012 | 0.0034445 | 0.10357 | 466.7166 | 2762.7215 | 0.07454 | 3569.4076 | 0.0042 | 0.069291 | 0.00057666 | 0.069867 | 312.7193 | 2762.7215 | 0.07454 | 3300.7425 | 0.0042 | 0.10575 | 0.00057666 | 0.10633 | 477.0276 | 2762.7215 | 0.07454 | 3479.4981 | 0.0042 | 0.0080507 | 0.097979 | 0.001682 | 0.099661 | 446.9816
02/03 18:00:00 | 57.02 | 13.9 | 9.43% | 1.1853 | 43931.5522 | 1.1231 | 4.0433 | 4.1622 | 3.746 | 0.079557 | 0.27345 | 0.037545 | 160.4707 | 1.1853 | 43931.5522 | 1.1231 | 4.3802 | 4.5091 | 3.8327 | 0.062887 | 0.21126 | 0.029006 | 156.7894 | 3495.0522 | 0.094299 | 4314.8793 | 0.021553 | 0.083762 | 0.0029592 | 0.086721 | 309.0029 | 3495.0522 | 0.094299 | 4314.8793 | 0.021553 | 0.13824 | 0.0029592 | 0.1412 | 503.1289 | 3495.0522 | 0.094299 | 4498.1367 | 0.021553 | 0.010185 | 0.12666 | 0.0043576 | 0.13102 | 466.8476 | 3495.0522 | 0.094299 | 4515.5713 | 0.0042 | 0.087658 | 0.00057666 | 0.088234 | 312.8076 | 3495.0522 | 0.094299 | 4175.6896 | 0.0042 | 0.13378 | 0.00057666 | 0.13436 | 477.162 | 3495.0522 | 0.094299 | 4401.829 | 0.0042 | 0.010185 | 0.12395 | 0.001975 | 0.12593 | 447.1075
02/03 19:00:00 | 57.02 | 13.9 | 10.27% | 1.1853 | 43931.5522 | 1.1231 | 4.0433 | 4.1622 | 3.746 | 0.086653 | 0.29784 | 0.040894 | 160.5116 | 1.1853 | 43931.5522 | 1.1231 | 4.3802 | 4.5091 | 3.8327 | 0.086653 | 0.2911 | 0.039968 | 156.8294 | 3806.8066 | 0.10271 | 4699.7613 | 0.023475 | 0.091233 | 0.0032232 | 0.094456 | 309.0973 | 3806.8066 | 0.10271 | 4699.7613 | 0.023475 | 0.15057 | 0.0032232 | 0.1538 | 503.2827 | 3806.8066 | 0.10271 | 4899.365 | 0.023475 | 0.011093 | 0.13796 | 0.0047463 | 0.14271 | 466.9904 | 3806.8066 | 0.10271 | 4918.3548 | 0.0042 | 0.095477 | 0.00057666 | 0.096053 | 312.9036 | 3806.8066 | 0.10271 | 4548.1561 | 0.0042 | 0.14572 | 0.00057666 | 0.14629 | 477.3083 | 3806.8066 | 0.10271 | 4794.4668 | 0.0042 | 0.011093 | 0.13501 | 0.0020998 | 0.13711 | 447.2446
02/03 20:00:00 | 55.94 | 13.3 | 10.67% | 1.167 | 43252.6302 | 1.1207 | 4.0346 | 4.1309 | 3.7178 | 0.091441 | 0.31179 | 0.042808 | 160.5544 | 1.167 | 43252.6302 | 1.1207 | 4.3708 | 4.4751 | 3.8039 | 0.088013 | 0.29331 | 0.040271 | 156.8696 | 3955.0717 | 0.10671 | 4882.8046 | 0.02439 | 0.094787 | 0.0033487 | 0.098135 | 309.1955 | 3955.0717 | 0.10671 | 4882.8046 | 0.02439 | 0.15644 | 0.0033487 | 0.15979 | 503.4425 | 3955.0717 | 0.10671 | 5090.1824 | 0.02439 | 0.011525 | 0.14333 | 0.0049311 | 0.14826 | 467.1386 | 3955.0717 | 0.10671 | 5109.9118 | 0.0042 | 0.099195 | 0.00057666 | 0.099772 | 313.0034 | 3955.0717 | 0.10671 | 4725.2948 | 0.0042 | 0.15139 | 0.00057666 | 0.15197 | 477.4603 | 3955.0717 | 0.10671 | 4981.1987 | 0.0042 | 0.011525 | 0.14026 | 0.0021591 | 0.14242 | 447.3871
02/03 21:00:00 | 53.96 | 12.2 | 17.4% | 1.1338 | 42021.2114 | 1.1146 | 4.0124 | 4.0724 | 3.6652 | 0.15343 | 0.51555 | 0.070785 | 160.6252 | 1.1338 | 42021.2114 | 1.1146 | 4.3467 | 4.4118 | 3.75 | 0.15343 | 0.50389 | 0.069184 | 156.9388 | 6447.2462 | 0.17395 | 7959.5632 | 0.039758 | 0.15451 | 0.0054588 | 0.15997 | 309.3554 | 6447.2462 | 0.17395 | 7959.5632 | 0.039758 | 0.25501 | 0.0054588 | 0.26047 | 503.703 | 6447.2462 | 0.17395 | 8297.6141 | 0.039758 | 0.018788 | 0.23365 | 0.0080383 | 0.24169 | 467.3803 | 6447.2462 | 0.17395 | 8329.7754 | 0.0042 | 0.1617 | 0.00057666 | 0.16228 | 313.1657 | 6447.2462 | 0.17395 | 7702.8031 | 0.0042 | 0.24679 | 0.00057666 | 0.24736 | 477.7076 | 6447.2462 | 0.17395 | 8119.9574 | 0.0042 | 0.018788 | 0.22865 | 0.0031562 | 0.2318 | 447.6189
02/03 22:00:00 | 51.98 | 11.1 | 18.59% | 1.101 | 40806.9675 | 1.1062 | 3.9825 | 4.0124 | 3.6112 | 0.16881 | 0.55909 | 0.076762 | 160.702 | 1.101 | 40806.9675 | 1.1062 | 4.3143 | 4.3468 | 3.6948 | 0.15799 | 0.51142 | 0.070218 | 157.009 | 6888.6465 | 0.18586 | 8504.5019 | 0.04248 | 0.16509 | 0.0058325 | 0.17092 | 309.5264 | 6888.6465 | 0.18586 | 8504.5019 | 0.04248 | 0.27247 | 0.0058325 | 0.27831 | 503.9813 | 6888.6465 | 0.18586 | 8865.6969 | 0.04248 | 0.020074 | 0.24965 | 0.0085887 | 0.25824 | 467.6385 | 6888.6465 | 0.18586 | 8900.0601 | 0.0042 | 0.17277 | 0.00057666 | 0.17335 | 313.339 | 6888.6465 | 0.18586 | 8230.1631 | 0.0042 | 0.26368 | 0.00057666 | 0.26426 | 477.9719 | 6888.6465 | 0.18586 | 8675.8772 | 0.0042 | 0.020074 | 0.2443 | 0.0033328 | 0.24764 | 447.8665
02/03 23:00:00 | 48.92 | 9.4 | 23.55% | 1.0513 | 38964.1908 | 1.0894 | 3.9218 | 3.9165 | 3.5248 | 0.22406 | 0.7259 | 0.099666 | 160.8016 | 1.0513 | 38964.1908 | 1.0894 | 4.2486 | 4.2428 | 3.6064 | 0.22406 | 0.70948 | 0.097411 | 157.1065 | 8730.1496 | 0.23555 | 10777.9625 | 0.053836 | 0.20923 | 0.0073917 | 0.21662 | 309.743 | 8730.1496 | 0.23555 | 10777.9625 | 0.053836 | 0.34531 | 0.0073917 | 0.3527 | 504.334 | 8730.1496 | 0.23555 | 11235.7138 | 0.053836 | 0.02544 | 0.31638 | 0.010885 | 0.32727 | 467.9658 | 8730.1496 | 0.23555 | 11279.2631 | 0.0042 | 0.21896 | 0.00057666 | 0.21953 | 313.5586 | 8730.1496 | 0.23555 | 10430.2863 | 0.0042 | 0.33417 | 0.00057666 | 0.33475 | 478.3066 | 8730.1496 | 0.23555 | 10995.1507 | 0.0042 | 0.02544 | 0.30961 | 0.0040696 | 0.31368 | 448.1802
02/03 24:00:00 | 48.02 | 8.9 | 35.56% | 1.0369 | 38430.0045 | 1.0836 | 3.9008 | 3.8874 | 3.4987 | 0.34292 | 1.104 | 0.15157 | 160.9532 | 1.0369 | 38430.0045 | 1.0836 | 4.2259 | 4.2114 | 3.5797 | 0.22717 | 0.71477 | 0.098138 | 157.2046 | 13178.5427 | 0.35557 | 16269.8058 | 0.081268 | 0.31583 | 0.011158 | 0.32699 | 310.07 | 13178.5427 | 0.35557 | 16269.8058 | 0.081268 | 0.52126 | 0.011158 | 0.53242 | 504.8664 | 13178.5427 | 0.35557 | 16960.8014 | 0.081268 | 0.038403 | 0.4776 | 0.016431 | 0.49403 | 468.4598 | 13178.5427 | 0.35557 | 17026.5409 | 0.0042 | 0.33052 | 0.00057666 | 0.3311 | 313.8897 | 13178.5427 | 0.35557 | 15744.9733 | 0.0042 | 0.50445 | 0.00057666 | 0.50502 | 478.8117 | 13178.5427 | 0.35557 | 16597.6608 | 0.0042 | 0.038403 | 0.46737 | 0.0058494 | 0.47322 | 448.6534
02/04 01:00:00 | 48.02 | 8.9 | 44.86% | 1.0369 | 38430.0045 | 1.0836 | 3.9008 | 3.8874 | 3.4987 | 0.43264 | 1.3928 | 0.19123 | 161.1444 | 1.0369 | 38430.0045 | 1.0836 | 4.2259 | 4.2114 | 3.5797 | 0.43264 | 1.3613 | 0.1869 | 157.3915 | 16626.28 | 0.44859 | 20526.2715 | 0.10253 | 0.39846 | 0.014077 | 0.41254 | 310.4825 | 16626.28 | 0.44859 | 20526.2715 | 0.10253 | 0.65763 | 0.014077 | 0.67171 | 505.5381 | 16626.28 | 0.44859 | 21398.0437 | 0.10253 | 0.04845 | 0.60254 | 0.020729 | 0.62327 | 469.0831 | 16626.28 | 0.44859 | 21480.9819 | 0.0042 | 0.417 | 0.00057666 | 0.41757 | 314.3072 | 16626.28 | 0.44859 | 19864.1338 | 0.0042 | 0.63642 | 0.00057666 | 0.637 | 479.4487 | 16626.28 | 0.44859 | 20939.8992 | 0.0042 | 0.04845 | 0.58964 | 0.0072288 | 0.59687 | 449.2503
02/04 02:00:00 | 46.94 | 8.3 | 44.44% | 1.0197 | 37793.6649 | 1.0761 | 3.8739 | 3.8522 | 3.4669 | 0.43586 | 1.3926 | 0.1912 | 161.3356 | 1.0197 | 37793.6649 | 1.0761 | 4.1967 | 4.1732 | 3.5472 | 0.43992 | 1.3737 | 0.18861 | 157.5801 | 16472.7867 | 0.44445 | 20336.7737 | 0.10158 | 0.39478 | 0.013947 | 0.40873 | 310.8912 | 16472.7867 | 0.44445 | 20336.7737 | 0.10158 | 0.65156 | 0.013947 | 0.66551 | 506.2036 | 16472.7867 | 0.44445 | 21200.4977 | 0.10158 | 0.048003 | 0.59698 | 0.020538 | 0.61752 | 469.7006 | 16472.7867 | 0.44445 | 21282.6702 | 0.0042 | 0.41315 | 0.00057666 | 0.41372 | 314.721 | 16472.7867 | 0.44445 | 19680.7487 | 0.0042 | 0.63054 | 0.00057666 | 0.63112 | 480.0798 | 16472.7867 | 0.44445 | 20746.5827 | 0.0042 | 0.048003 | 0.5842 | 0.0071674 | 0.59137 | 449.8416
02/04 03:00:00 | 45.14 | 7.3 | 47.99% | 0.99139 | 36744.4542 | 1.0625 | 3.825 | 3.7921 | 3.4129 | 0.4841 | 1.5275 | 0.20973 | 161.5453 | 0.99139 | 36744.4542 | 1.0625 | 4.1437 | 4.1082 | 3.4919 | 0.4841 | 1.493 | 0.20498 | 157.7851 | 17787.8355 | 0.47993 | 21960.2907 | 0.10969 | 0.4263 | 0.015061 | 0.44136 | 311.3326 | 17787.8355 | 0.47993 | 21960.2907 | 0.10969 | 0.70358 | 0.015061 | 0.71864 | 506.9223 | 17787.8355 | 0.47993 | 22892.9671 | 0.10969 | 0.051835 | 0.64464 | 0.022178 | 0.66682 | 470.3675 | 17787.8355 | 0.47993 | 22981.6996 | 0.0042 | 0.44613 | 0.00057666 | 0.44671 | 315.1677 | 17787.8355 | 0.47993 | 21251.8942 | 0.0042 | 0.68088 | 0.00057666 | 0.68146 | 480.7612 | 17787.8355 | 0.47993 | 22402.8155 | 0.0042 | 0.051835 | 0.63084 | 0.0076936 | 0.63853 | 450.4802
02/04 04:00:00 | 39.92 | 4.4 | 61.32% | 0.91146 | 33782.0112 | 1.0162 | 3.6581 | 3.6095 | 3.2485 | 0.67273 | 2.0503 | 0.28151 | 161.8269 | 0.91146 | 33782.0112 | 1.0162 | 3.963 | 3.9103 | 3.3237 | 0.52655 | 1.5685 | 0.21536 | 158.0004 | 22726.0457 | 0.61317 | 28056.8466 | 0.14014 | 0.54465 | 0.019242 | 0.56389 | 311.8965 | 22726.0457 | 0.61317 | 28056.8466 | 0.14014 | 0.8989 | 0.019242 | 0.91815 | 507.8404 | 22726.0457 | 0.61317 | 29248.4501 | 0.14014 | 0.066225 | 0.8236 | 0.028334 | 0.85194 | 471.2194 | 22726.0457 | 0.61317 | 29361.8162 | 0.0042 | 0.56998 | 0.00057666 | 0.57056 | 315.7382 | 22726.0457 | 0.61317 | 27151.787 | 0.0042 | 0.86991 | 0.00057666 | 0.87048 | 481.6317 | 22726.0457 | 0.61317 | 28622.2238 | 0.0042 | 0.066225 | 0.80597 | 0.0096694 | 0.81564 | 451.2958
02/04 05:00:00 | 39.02 | 3.9 | 70.24% | 0.89801 | 33283.3101 | 1.0073 | 3.6262 | 3.5767 | 3.219 | 0.78213 | 2.3701 | 0.32542 | 162.1523 | 0.89801 | 33283.3101 | 1.0073 | 3.9284 | 3.8748 | 3.2936 | 0.78213 | 2.3165 | 0.31806 | 158.3185 | 26031.9324 | 0.70236 | 32138.1881 | 0.16053 | 0.62388 | 0.022041 | 0.64592 | 312.5424 | 26031.9324 | 0.70236 | 32138.1881 | 0.16053 | 1.0297 | 0.022041 | 1.0517 | 508.8921 | 26031.9324 | 0.70236 | 33503.1305 | 0.16053 | 0.075859 | 0.94341 | 0.032456 | 0.97587 | 472.1953 | 26031.9324 | 0.70236 | 33632.9875 | 0.0042 | 0.65289 | 0.00057666 | 0.65347 | 316.3917 | 26031.9324 | 0.70236 | 31101.4724 | 0.0042 | 0.99645 | 0.00057666 | 0.99703 | 482.6287 | 26031.9324 | 0.70236 | 32785.809 | 0.0042 | 0.075859 | 0.92321 | 0.010992 | 0.9342 | 452.23
02/04 06:00:00 | 37.94 | 3.3 | 70.47% | 0.88199 | 32689.553 | 0.99634 | 3.5868 | 3.5369 | 3.1832 | 0.79901 | 2.4048 | 0.33018 | 162.4825 | 0.88199 | 32689.553 | 0.99634 | 3.8857 | 3.8316 | 3.2569 | 0.79634 | 2.3426 | 0.32164 | 158.6401 | 26119.1464 | 0.70471 | 32245.8597 | 0.16107 | 0.62597 | 0.022115 | 0.64808 | 313.1905 | 26119.1464 | 0.70471 | 32245.8597 | 0.16107 | 1.0331 | 0.022115 | 1.0552 | 509.9473 | 26119.1464 | 0.70471 | 33615.375 | 0.16107 | 0.076113 | 0.94657 | 0.032565 | 0.97914 | 473.1744 | 26119.1464 | 0.70471 | 33745.6671 | 0.0042 | 0.65508 | 0.00057666 | 0.65566 | 317.0474 | 26119.1464 | 0.70471 | 31205.6707 | 0.0042 | 0.99979 | 0.00057666 | 1.0004 | 483.6291 | 26119.1464 | 0.70471 | 32895.6503 | 0.0042 | 0.076113 | 0.9263 | 0.011027 | 0.93733 | 453.1673
02/04 07:00:00 | 37.94 | 3.3 | 70.96% | 0.88199 | 32689.553 | 0.99634 | 3.5868 | 3.5369 | 3.1832 | 0.80458 | 2.4216 | 0.33249 | 162.8149 | 0.88199 | 32689.553 | 0.99634 | 3.8857 | 3.8316 | 3.2569 | 0.80458 | 2.3668 | 0.32497 | 158.9651 | 26301.2917 | 0.70963 | 32470.7305 | 0.16219 | 0.63033 | 0.022269 | 0.6526 | 313.8431 | 26301.2917 | 0.70963 | 32470.7305 | 0.16219 | 1.0403 | 0.022269 | 1.0626 | 511.0099 | 26301.2917 | 0.70963 | 33849.7963 | 0.16219 | 0.076644 | 0.95317 | 0.032792 | 0.98596 | 474.1604 | 26301.2917 | 0.70963 | 33980.9971 | 0.0042 | 0.65965 | 0.00057666 | 0.66023 | 317.7076 | 26301.2917 | 0.70963 | 31423.2876 | 0.0042 | 1.0068 | 0.00057666 | 1.0073 | 484.6364 | 26301.2917 | 0.70963 | 33125.0526 | 0.0042 | 0.076644 | 0.93276 | 0.0111 | 0.94386 | 454.1112
02/04 08:00:00 | 39.02 | 3.9 | 74.81% | 0.89801 | 33283.3101 | 1.0073 | 3.6262 | 3.5767 | 3.219 | 0.83308 | 2.5245 | 0.34662 | 163.1616 | 0.89801 | 33283.3101 | 1.0073 | 3.9284 | 3.8748 | 3.2936 | 0.79022 | 2.3405 | 0.32135 | 159.2865 | 27727.8017 | 0.74812 | 34231.8539 | 0.17099 | 0.66452 | 0.023477 | 0.688 | 314.5311 | 27727.8017 | 0.74812 | 34231.8539 | 0.17099 | 1.0967 | 0.023477 | 1.1202 | 512.1301 | 27727.8017 | 0.74812 | 35685.7164 | 0.17099 | 0.080801 | 1.0049 | 0.034571 | 1.0394 | 475.1998 | 27727.8017 | 0.74812 | 35824.0332 | 0.0042 | 0.69543 | 0.00057666 | 0.696 | 318.4036 | 27727.8017 | 0.74812 | 33127.6005 | 0.0042 | 1.0614 | 0.00057666 | 1.0619 | 485.6984 | 27727.8017 | 0.74812 | 34921.6646 | 0.0042 | 0.080801 | 0.98335 | 0.011671 | 0.99502 | 455.1062
02/04 09:00:00 | 38.84 | 3.8 | 68.86% | 0.89533 | 33183.9958 | 1.0055 | 3.6197 | 3.5701 | 3.2131 | 0.76906 | 2.3279 | 0.31961 | 163.4812 | 0.89533 | 33183.9958 | 1.0055 | 3.9213 | 3.8676 | 3.2875 | 0.76906 | 2.2752 | 0.31238 | 159.5988 | 25520.4783 | 0.68856 | 31506.7633 | 0.15738 | 0.61162 | 0.021608 | 0.63323 | 315.1643 | 25520.4783 | 0.68856 | 31506.7633 | 0.15738 | 1.0094 | 0.021608 | 1.031 | 513.1612 | 25520.4783 | 0.68856 | 32844.8884 | 0.15738 | 0.074368 | 0.92487 | 0.031819 | 0.95669 | 476.1565 | 25520.4783 | 0.68856 | 32972.1942 | 0.0042 | 0.64007 | 0.00057666 | 0.64064 | 319.0442 | 25520.4783 | 0.68856 | 30490.4161 | 0.0042 | 0.97687 | 0.00057666 | 0.97745 | 486.6758 | 25520.4783 | 0.68856 | 32141.6603 | 0.0042 | 0.074368 | 0.90507 | 0.010787 | 0.91586 | 456.0221
02/04 10:00:00 | 44.96 | 7.2 | 46.32% | 0.98858 | 36640.3138 | 1.0611 | 3.8198 | 3.7861 | 3.4075 | 0.46855 | 1.4767 | 0.20274 | 163.6839 | 0.98858 | 36640.3138 | 1.0611 | 4.1381 | 4.1016 | 3.4863 | 0.69651 | 2.1454 | 0.29457 | 159.8934 | 17167.9162 | 0.4632 | 21194.9583 | 0.10587 | 0.41144 | 0.014536 | 0.42598 | 315.5903 | 17167.9162 | 0.4632 | 21194.9583 | 0.10587 | 0.67906 | 0.014536 | 0.69359 | 513.8548 | 17167.9162 | 0.4632 | 22095.1302 | 0.10587 | 0.050028 | 0.62217 | 0.021405 | 0.64358 | 476.8001 | 17167.9162 | 0.4632 | 22180.7703 | 0.0042 | 0.43058 | 0.00057666 | 0.43116 | 319.4754 | 17167.9162 | 0.4632 | 20511.2499 | 0.0042 | 0.65715 | 0.00057666 | 0.65773 | 487.3336 | 17167.9162 | 0.4632 | 21622.0607 | 0.0042 | 0.050028 | 0.60885 | 0.0074456 | 0.6163 | 456.6384
02/04 11:00:00 | 46.04 | 7.8 | 27.64% | 1.0055 | 37267.2853 | 1.0695 | 3.8501 | 3.8223 | 3.4401 | 0.27489 | 0.87278 | 0.11983 | 163.8038 | 1.0055 | 37267.2853 | 1.0695 | 4.1709 | 4.1409 | 3.5197 | 0.27489 | 0.85303 | 0.11712 | 160.0105 | 10244.3375 | 0.2764 | 12647.3302 | 0.063173 | 0.24551 | 0.0086737 | 0.25419 | 315.8445 | 10244.3375 | 0.2764 | 12647.3302 | 0.063173 | 0.4052 | 0.0086737 | 0.41388 | 514.2687 | 10244.3375 | 0.2764 | 13184.4755 | 0.063173 | 0.029853 | 0.37126 | 0.012772 | 0.38403 | 477.1841 | 10244.3375 | 0.2764 | 13235.5781 | 0.0042 | 0.25693 | 0.00057666 | 0.25751 | 319.7329 | 10244.3375 | 0.2764 | 12239.3518 | 0.0042 | 0.39213 | 0.00057666 | 0.39271 | 487.7263 | 10244.3375 | 0.2764 | 12902.1882 | 0.0042 | 0.029853 | 0.36331 | 0.0046754 | 0.36799 | 457.0064
02/04 12:00:00 | 48.02 | 8.9 | 18.29% | 1.0369 | 38430.0045 | 1.0836 | 3.9008 | 3.8874 | 3.4987 | 0.1764 | 0.56786 | 0.077967 | 163.8817 | 1.0369 | 38430.0045 | 1.0836 | 4.2259 | 4.2114 | 3.5797 | 0.26657 | 0.83874 | 0.11516 | 160.1257 | 6778.872 | 0.1829 | 8368.9778 | 0.041803 | 0.16246 | 0.0057396 | 0.1682 | 316.0127 | 6778.872 | 0.1829 | 8368.9778 | 0.041803 | 0.26813 | 0.0057396 | 0.27387 | 514.5425 | 6778.872 | 0.1829 | 8724.417 | 0.041803 | 0.019754 | 0.24567 | 0.0084518 | 0.25412 | 477.4382 | 6778.872 | 0.1829 | 8758.2325 | 0.0042 | 0.17002 | 0.00057666 | 0.17059 | 319.9035 | 6778.872 | 0.1829 | 8099.0107 | 0.0042 | 0.25948 | 0.00057666 | 0.26006 | 487.9863 | 6778.872 | 0.1829 | 8537.6221 | 0.0042 | 0.019754 | 0.24041 | 0.0032889 | 0.2437 | 457.2501
02/04 13:00:00 | 48.02 | 8.9 | 12.57% | 1.0369 | 38430.0045 | 1.0836 | 3.9008 | 3.8874 | 3.4987 | 0.1212 | 0.39019 | 0.053572 | 163.9353 | 1.0369 | 38430.0045 | 1.0836 | 4.2259 | 4.2114 | 3.5797 | 0.1212 | 0.38136 | 0.05236 | 160.178 | 4657.8664 | 0.12567 | 5750.4523 | 0.028724 | 0.11163 | 0.0039437 | 0.11557 | 316.1283 | 4657.8664 | 0.12567 | 5750.4523 | 0.028724 | 0.18424 | 0.0039437 | 0.18818 | 514.7307 | 4657.8664 | 0.12567 | 5994.68 | 0.028724 | 0.013573 | 0.1688 | 0.0058074 | 0.17461 | 477.6128 | 4657.8664 | 0.12567 | 6017.9152 | 0.0042 | 0.11682 | 0.00057666 | 0.1174 | 320.0209 | 4657.8664 | 0.12567 | 5564.9538 | 0.0042 | 0.17829 | 0.00057666 | 0.17887 | 488.1652 | 4657.8664 | 0.12567 | 5866.3304 | 0.0042 | 0.013573 | 0.16519 | 0.0024403 | 0.16763 | 457.4177
02/04 14:00:00 | 50 | 10 | 10.97% | 1.0687 | 39609.8985 | 1.0959 | 3.9451 | 3.9508 | 3.5557 | 0.10261 | 0.33501 | 0.045997 | 163.9813 | 1.0687 | 39609.8985 | 1.0959 | 4.2739 | 4.28 | 3.638 | 0.11759 | 0.37524 | 0.051521 | 160.2296 | 4064.3428 | 0.10966 | 5017.7071 | 0.025063 | 0.097405 | 0.0034412 | 0.10085 | 316.2291 | 4064.3428 | 0.10966 | 5017.7071 | 0.025063 | 0.16076 | 0.0034412 | 0.1642 | 514.8949 | 4064.3428 | 0.10966 | 5230.8144 | 0.025063 | 0.011844 | 0.14729 | 0.0050674 | 0.15236 | 477.7652 | 4064.3428 | 0.10966 | 5251.0888 | 0.0042 | 0.10194 | 0.00057666 | 0.10251 | 320.1234 | 4064.3428 | 0.10966 | 4855.8456 | 0.0042 | 0.15557 | 0.00057666 | 0.15615 | 488.3214 | 4064.3428 | 0.10966 | 5118.8196 | 0.0042 | 0.011844 | 0.14414 | 0.0022028 | 0.14634 | 457.564
02/04 15:00:00 | 51.08 | 10.6 | 3.033% | 1.0863 | 40260.7161 | 1.1018 | 3.9664 | 3.9846 | 3.5861 | 0.027921 | 0.091871 | 0.012614 | 163.9939 | 1.0863 | 40260.7161 | 1.1018 | 4.2969 | 4.3166 | 3.6692 | 0.027921 | 0.089792 | 0.012328 | 160.2419 | 1124.124 | 0.03033 | 1387.8075 | 0.0069321 | 0.026941 | 0.00095178 | 0.027892 | 316.257 | 1124.124 | 0.03033 | 1387.8075 | 0.0069321 | 0.044463 | 0.00095178 | 0.045415 | 514.9403 | 1124.124 | 0.03033 | 1446.7491 | 0.0069321 | 0.0032758 | 0.040739 | 0.0014015 | 0.04214 | 477.8073 | 1124.124 | 0.03033 | 1452.3566 | 0.0042 | 0.028194 | 0.00057666 | 0.02877 | 320.1522 | 1124.124 | 0.03033 | 1343.0395 | 0.0042 | 0.043029 | 0.00057666 | 0.043606 | 488.365 | 1124.124 | 0.03033 | 1415.7734 | 0.0042 | 0.0032758 | 0.039867 | 0.0010264 | 0.040893 | 457.6049
02/04 16:00:00 | 50 | 10 | 0% | 1.0687 | 39609.8985 | 1.0959 | 3.9451 | 3.9508 | 3.5557 | 0 | 0 | 0 | 163.9939 | 1.0687 | 39609.8985 | 1.0959 | 4.2739 | 4.28 | 3.638 | 0.02838 | 0.090561 | 0.012434 | 160.2543 | 0 | 0 | 0 | 0 | 0 | 0 | 0 | 316.257 | 0 | 0 | 0 | 0 | 0 | 0 | 0 | 514.9403 | 0 | 0 | 0 | 0 | 0 | 0 | 0 | 0 | 477.8073 | 0 | 0 | 0 | 0.0042 | 0 | 0.00057666 | 0.00057666 | 320.1528 | 0 | 0 | 0 | 0.0042 | 0 | 0.00057666 | 0.00057666 | 488.3655 | 0 | 0 | 0 | 0.0042 | 0 | 0 | 0.00057666 | 0.00057666 | 457.6055
02/04 17:00:00 | 46.94 | 8.3 | 0% | 1.0197 | 37793.6649 | 1.0761 | 3.8739 | 3.8522 | 3.4669 | 0 | 0 | 0 | 163.9939 | 1.0197 | 37793.6649 | 1.0761 | 4.1967 | 4.1732 | 3.5472 | 0 | 0 | 0 | 160.2543 | 0 | 0 | 0 | 0 | 0 | 0 | 0 | 316.257 | 0 | 0 | 0 | 0 | 0 | 0 | 0 | 514.9403 | 0 | 0 | 0 | 0 | 0 | 0 | 0 | 0 | 477.8073 | 0 | 0 | 0 | 0.0042 | 0 | 0.00057666 | 0.00057666 | 320.1533 | 0 | 0 | 0 | 0.0042 | 0 | 0.00057666 | 0.00057666 | 488.3661 | 0 | 0 | 0 | 0.0042 | 0 | 0 | 0.00057666 | 0.00057666 | 457.6061
02/04 18:00:00 | 44.06 | 6.7 | 10.5% | 0.97459 | 36121.741 | 1.0537 | 3.7934 | 3.7554 | 3.3799 | 0.10776 | 0.33755 | 0.046345 | 164.0403 | 0.97459 | 36121.741 | 1.0537 | 4.1095 | 4.0684 | 3.4581 | 0 | 0 | 0 | 160.2543 | 3892.6485 | 0.10503 | 4805.7389 | 0.024005 | 0.093291 | 0.0032958 | 0.096586 | 316.3536 | 3892.6485 | 0.10503 | 4805.7389 | 0.024005 | 0.15397 | 0.0032958 | 0.15727 | 515.0976 | 3892.6485 | 0.10503 | 5009.8437 | 0.024005 | 0.011343 | 0.14107 | 0.0048533 | 0.14592 | 477.9533 | 3892.6485 | 0.10503 | 5029.2617 | 0.0042 | 0.09763 | 0.00057666 | 0.098206 | 320.2515 | 3892.6485 | 0.10503 | 4650.7151 | 0.0042 | 0.149 | 0.00057666 | 0.14958 | 488.5157 | 3892.6485 | 0.10503 | 4902.58 | 0.0042 | 0.011343 | 0.13805 | 0.0021341 | 0.14019 | 457.7463
02/04 19:00:00 | 44.06 | 6.7 | 27.56% | 0.97459 | 36121.741 | 1.0537 | 3.7934 | 3.7554 | 3.3799 | 0.28281 | 0.88584 | 0.12163 | 164.1619 | 0.97459 | 36121.741 | 1.0537 | 4.1095 | 4.0684 | 3.4581 | 0.28281 | 0.8658 | 0.11887 | 160.3732 | 10215.5785 | 0.27562 | 12611.8254 | 0.062996 | 0.24482 | 0.0086494 | 0.25347 | 316.6071 | 10215.5785 | 0.27562 | 12611.8254 | 0.062996 | 0.40407 | 0.0086494 | 0.41272 | 515.5103 | 10215.5785 | 0.27562 | 13147.4627 | 0.062996 | 0.029769 | 0.37022 | 0.012737 | 0.38295 | 478.3362 | 10215.5785 | 0.27562 | 13198.4219 | 0.0042 | 0.25621 | 0.00057666 | 0.25679 | 320.5083 | 10215.5785 | 0.27562 | 12204.9923 | 0.0042 | 0.39103 | 0.00057666 | 0.39161 | 488.9073 | 10215.5785 | 0.27562 | 12865.9679 | 0.0042 | 0.029769 | 0.36229 | 0.0046639 | 0.36695 | 458.1132
02/04 20:00:00 | 42.8 | 6 | 39.8% | 0.95516 | 35401.7006 | 1.0429 | 3.7544 | 3.7119 | 3.3407 | 0.4167 | 1.2942 | 0.17769 | 164.3396 | 0.95516 | 35401.7006 | 1.0429 | 4.0673 | 4.0212 | 3.418 | 0.28856 | 0.87596 | 0.12027 | 160.4935 | 14751.7487 | 0.39801 | 18212.0355 | 0.090969 | 0.35354 | 0.01249 | 0.36603 | 316.9731 | 14751.7487 | 0.39801 | 18212.0355 | 0.090969 | 0.58349 | 0.01249 | 0.59598 | 516.1063 | 14751.7487 | 0.39801 | 18985.5196 | 0.090969 | 0.042988 | 0.53461 | 0.018392 | 0.553 | 478.8892 | 14751.7487 | 0.39801 | 19059.1069 | 0.0042 | 0.36998 | 0.00057666 | 0.37056 | 320.8789 | 14751.7487 | 0.39801 | 17624.5504 | 0.0042 | 0.56467 | 0.00057666 | 0.56524 | 489.4725 | 14751.7487 | 0.39801 | 18579.0286 | 0.0042 | 0.042988 | 0.52316 | 0.0064788 | 0.52964 | 458.6429
02/04 21:00:00 | 41.18 | 5.1 | 50.97% | 0.93046 | 34486.1541 | 1.0282 | 3.7014 | 3.6548 | 3.2893 | 0.54782 | 1.6834 | 0.23113 | 164.5707 | 0.93046 | 34486.1541 | 1.0282 | 4.0099 | 3.9593 | 3.3654 | 0.54782 | 1.6453 | 0.2259 | 160.7194 | 18892.3487 | 0.50973 | 23323.8872 | 0.1165 | 0.45277 | 0.015996 | 0.46877 | 317.4418 | 18892.3487 | 0.50973 | 23323.8872 | 0.1165 | 0.74727 | 0.015996 | 0.76326 | 516.8695 | 18892.3487 | 0.50973 | 24314.477 | 0.1165 | 0.055053 | 0.68467 | 0.023555 | 0.70822 | 479.5974 | 18892.3487 | 0.50973 | 24408.7192 | 0.0042 | 0.47383 | 0.00057666 | 0.47441 | 321.3533 | 18892.3487 | 0.50973 | 22571.5038 | 0.0042 | 0.72316 | 0.00057666 | 0.72374 | 490.1963 | 18892.3487 | 0.50973 | 23793.89 | 0.0042 | 0.055053 | 0.67001 | 0.0081355 | 0.67814 | 459.321
02/04 22:00:00 | 37.04 | 2.8 | 62.93% | 0.86874 | 32198.6587 | 0.987 | 3.5532 | 3.5033 | 3.153 | 0.72438 | 2.1681 | 0.29768 | 164.8684 | 0.86874 | 32198.6587 | 0.987 | 3.8493 | 3.7952 | 3.2259 | 0.58674 | 1.7164 | 0.23566 | 160.955 | 23324.1252 | 0.6293 | 28795.2163 | 0.14383 | 0.55898 | 0.019748 | 0.57873 | 318.0206 | 23324.1252 | 0.6293 | 28795.2163 | 0.14383 | 0.92256 | 0.019748 | 0.94231 | 517.8118 | 23324.1252 | 0.6293 | 30018.1792 | 0.14383 | 0.067968 | 0.84528 | 0.02908 | 0.87436 | 480.4718 | 23324.1252 | 0.6293 | 30134.5287 | 0.0042 | 0.58498 | 0.00057666 | 0.58556 | 321.9388 | 23324.1252 | 0.6293 | 27866.3384 | 0.0042 | 0.8928 | 0.00057666 | 0.89338 | 491.0897 | 23324.1252 | 0.6293 | 29375.4726 | 0.0042 | 0.067968 | 0.82718 | 0.0099087 | 0.83709 | 460.1581
02/04 23:00:00 | 35.96 | 2.2 | 72% | 0.85298 | 31614.2697 | 0.97555 | 3.512 | 3.4625 | 3.1162 | 0.84409 | 2.5098 | 0.34459 | 165.213 | 0.85298 | 31614.2697 | 0.97555 | 3.8047 | 3.751 | 3.1884 | 0.84409 | 2.453 | 0.33679 | 161.2918 | 26685.4036 | 0.71999 | 32944.9427 | 0.16456 | 0.63954 | 0.022594 | 0.66213 | 318.6827 | 26685.4036 | 0.71999 | 32944.9427 | 0.16456 | 1.0555 | 0.022594 | 1.0781 | 518.89 | 26685.4036 | 0.71999 | 34344.1488 | 0.16456 | 0.077763 | 0.96709 | 0.033271 | 1.0004 | 481.4722 | 26685.4036 | 0.71999 | 34477.2656 | 0.0042 | 0.66928 | 0.00057666 | 0.66986 | 322.6087 | 26685.4036 | 0.71999 | 31882.2026 | 0.0042 | 1.0215 | 0.00057666 | 1.022 | 492.1117 | 26685.4036 | 0.71999 | 33608.8207 | 0.0042 | 0.077763 | 0.94639 | 0.011254 | 0.95764 | 461.1157
02/04 24:00:00 | 35.06 | 1.7 | 74.65% | 0.83994 | 31131.1822 | 0.96583 | 3.477 | 3.4281 | 3.0853 | 0.8888 | 2.6284 | 0.36088 | 165.5738 | 0.83994 | 31131.1822 | 0.96583 | 3.7668 | 3.7138 | 3.1567 | 0.85719 | 2.4776 | 0.34017 | 161.632 | 27669.2516 | 0.74654 | 34159.5699 | 0.17063 | 0.66312 | 0.023427 | 0.68654 | 319.3693 | 27669.2516 | 0.74654 | 34159.5699 | 0.17063 | 1.0944 | 0.023427 | 1.1179 | 520.0078 | 27669.2516 | 0.74654 | 35610.3624 | 0.17063 | 0.08063 | 1.0027 | 0.034498 | 1.0372 | 482.5094 | 27669.2516 | 0.74654 | 35748.3871 | 0.0042 | 0.69396 | 0.00057666 | 0.69454 | 323.3032 | 27669.2516 | 0.74654 | 33057.6483 | 0.0042 | 1.0591 | 0.00057666 | 1.0597 | 493.1714 | 27669.2516 | 0.74654 | 34847.924 | 0.0042 | 0.08063 | 0.98128 | 0.011647 | 0.99292 | 462.1087
02/05 01:00:00 | 35.06 | 1.7 | 78.84% | 0.83994 | 31131.1822 | 0.96583 | 3.477 | 3.4281 | 3.0853 | 0.93862 | 2.7757 | 0.38111 | 165.955 | 0.83994 | 31131.1822 | 0.96583 | 3.7668 | 3.7138 | 3.1567 | 0.93862 | 2.7129 | 0.37249 | 162.0045 | 29220.3528 | 0.78839 | 36074.5096 | 0.18019 | 0.70029 | 0.02474 | 0.72503 | 320.0943 | 29220.3528 | 0.78839 | 36074.5096 | 0.18019 | 1.1558 | 0.02474 | 1.1805 | 521.1883 | 29220.3528 | 0.78839 | 37606.6316 | 0.18019 | 0.08515 | 1.059 | 0.036431 | 1.0954 | 483.6048 | 29220.3528 | 0.78839 | 37752.3937 | 0.0042 | 0.73286 | 0.00057666 | 0.73344 | 324.0367 | 29220.3528 | 0.78839 | 34910.8157 | 0.0042 | 1.1185 | 0.00057666 | 1.1191 | 494.2905 | 29220.3528 | 0.78839 | 36801.4518 | 0.0042 | 0.08515 | 1.0363 | 0.012268 | 1.0486 | 463.1572
02/05 02:00:00 | 33.98 | 1.1 | 83.72% | 0.82443 | 30556.1613 | 0.95397 | 3.4343 | 3.3864 | 3.0477 | 1.0155 | 2.9839 | 0.40968 | 166.3646 | 0.82443 | 30556.1613 | 0.95397 | 3.7205 | 3.6686 | 3.1183 | 0.95628 | 2.7464 | 0.37708 | 162.3816 | 31028.7295 | 0.83718 | 38307.0734 | 0.19134 | 0.74363 | 0.026272 | 0.7699 | 320.8642 | 31028.7295 | 0.83718 | 38307.0734 | 0.19134 | 1.2273 | 0.026272 | 1.2536 | 522.4419 | 31028.7295 | 0.83718 | 39934.0148 | 0.19134 | 0.09042 | 1.1245 | 0.038686 | 1.1632 | 484.768 | 31028.7295 | 0.83718 | 40088.7978 | 0.0042 | 0.77822 | 0.00057666 | 0.77879 | 324.8155 | 31028.7295 | 0.83718 | 37071.3614 | 0.0042 | 1.1877 | 0.00057666 | 1.1883 | 495.4788 | 31028.7295 | 0.83718 | 39079.0044 | 0.0042 | 0.09042 | 1.1004 | 0.012991 | 1.1134 | 464.2706
02/05 03:00:00 | 33.26 | 0.7 | 93.63% | 0.81416 | 30175.6529 | 0.94596 | 3.4054 | 3.3583 | 3.0225 | 1.1501 | 3.3652 | 0.46204 | 166.8267 | 0.81416 | 30175.6529 | 0.94596 | 3.6892 | 3.6381 | 3.0924 | 1.1501 | 3.289 | 0.45158 | 162.8331 | 34703.5547 | 0.93633 | 42843.8947 | 0.21401 | 0.8317 | 0.029383 | 0.86108 | 321.7253 | 34703.5547 | 0.93633 | 42843.8947 | 0.21401 | 1.3727 | 0.029383 | 1.402 | 523.844 | 34703.5547 | 0.93633 | 44663.5196 | 0.21401 | 0.10113 | 1.2577 | 0.043268 | 1.3009 | 486.0689 | 34703.5547 | 0.93633 | 44836.634 | 0.0042 | 0.87038 | 0.00057666 | 0.87096 | 325.6864 | 34703.5547 | 0.93633 | 41461.8336 | 0.0042 | 1.3284 | 0.00057666 | 1.329 | 496.8077 | 34703.5547 | 0.93633 | 43707.2477 | 0.0042 | 0.10113 | 1.2307 | 0.014462 | 1.2452 | 465.5158
02/05 04:00:00 | 30.92 | -0.6 | 100% | 0.78122 | 28954.6849 | 0.91942 | 3.3099 | 3.2655 | 2.939 | 1.2801 | 3.6961 | 0.50748 | 167.3342 | 0.78122 | 28954.6849 | 0.91942 | 3.5857 | 3.5376 | 3.007 | 1.1985 | 3.3825 | 0.46441 | 163.2976 | 37063.5069 | 1 | 45757.416 | 0.22856 | 0.88826 | 0.031381 | 0.91964 | 322.6449 | 37063.5069 | 1 | 45757.416 | 0.22856 | 1.466 | 0.031381 | 1.4974 | 525.3413 | 37063.5069 | 1 | 47700.7811 | 0.22856 | 0.10801 | 1.3432 | 0.04621 | 1.3894 | 487.4583 | 37063.5069 | 1 | 47885.6679 | 0.0042 | 0.92957 | 0.00057666 | 0.93015 | 326.6166 | 37063.5069 | 1 | 44281.3703 | 0.0042 | 1.4187 | 0.00057666 | 1.4193 | 498.227 | 37063.5069 | 1 | 46679.4798 | 0.0042 | 0.10801 | 1.3144 | 0.015406 | 1.3298 | 466.8457
02/05 05:00:00 | 30.02 | -1.1 | 100% | 0.76872 | 28491.4693 | 0.90904 | 3.2726 | 3.2292 | 2.9063 | 1.3009 | 3.7376 | 0.51317 | 167.8473 | 0.76872 | 28491.4693 | 0.90904 | 3.5453 | 3.4984 | 2.9736 | 1.3009 | 3.653 | 0.50156 | 163.7991 | 37063.5069 | 1 | 45757.416 | 0.22856 | 0.88826 | 0.031381 | 0.91964 | 323.5645 | 37063.5069 | 1 | 45757.416 | 0.22856 | 1.466 | 0.031381 | 1.4974 | 526.8387 | 37063.5069 | 1 | 47700.7811 | 0.22856 | 0.10801 | 1.3432 | 0.04621 | 1.3894 | 488.8477 | 37063.5069 | 1 | 47885.6679 | 0.0042 | 0.92957 | 0.00057666 | 0.93015 | 327.5467 | 37063.5069 | 1 | 44281.3703 | 0.0042 | 1.4187 | 0.00057666 | 1.4193 | 499.6463 | 37063.5069 | 1 | 46679.4798 | 0.0042 | 0.10801 | 1.3144 | 0.015406 | 1.3298 | 468.1755
02/05 06:00:00 | 30.02 | -1.1 | 100% | 0.76872 | 28491.4693 | 0.90904 | 3.2726 | 3.2292 | 2.9063 | 1.3009 | 3.7376 | 0.51317 | 168.3605 | 0.76872 | 28491.4693 | 0.90904 | 3.5453 | 3.4984 | 2.9736 | 1.3009 | 3.653 | 0.50156 | 164.3007 | 37063.5069 | 1 | 45757.416 | 0.22856 | 0.88826 | 0.031381 | 0.91964 | 324.4842 | 37063.5069 | 1 | 45757.416 | 0.22856 | 1.466 | 0.031381 | 1.4974 | 528.3361 | 37063.5069 | 1 | 47700.7811 | 0.22856 | 0.10801 | 1.3432 | 0.04621 | 1.3894 | 490.2371 | 37063.5069 | 1 | 47885.6679 | 0.0042 | 0.92957 | 0.00057666 | 0.93015 | 328.4769 | 37063.5069 | 1 | 44281.3703 | 0.0042 | 1.4187 | 0.00057666 | 1.4193 | 501.0656 | 37063.5069 | 1 | 46679.4798 | 0.0042 | 0.10801 | 1.3144 | 0.015406 | 1.3298 | 469.5054
02/05 07:00:00 | 30.02 | -1.1 | 100% | 0.76872 | 28491.4693 | 0.90904 | 3.2726 | 3.2292 | 2.9063 | 1.3009 | 3.7376 | 0.51317 | 168.8737 | 0.76872 | 28491.4693 | 0.90904 | 3.5453 | 3.4984 | 2.9736 | 1.3009 | 3.653 | 0.50156 | 164.8022 | 37063.5069 | 1 | 45757.416 | 0.22856 | 0.88826 | 0.031381 | 0.91964 | 325.4038 | 37063.5069 | 1 | 45757.416 | 0.22856 | 1.466 | 0.031381 | 1.4974 | 529.8335 | 37063.5069 | 1 | 47700.7811 | 0.22856 | 0.10801 | 1.3432 | 0.04621 | 1.3894 | 491.6265 | 37063.5069 | 1 | 47885.6679 | 0.0042 | 0.92957 | 0.00057666 | 0.93015 | 329.407 | 37063.5069 | 1 | 44281.3703 | 0.0042 | 1.4187 | 0.00057666 | 1.4193 | 502.4849 | 37063.5069 | 1 | 46679.4798 | 0.0042 | 0.10801 | 1.3144 | 0.015406 | 1.3298 | 470.8352
02/05 08:00:00 | 33.08 | 0.6 | 98.91% | 0.8116 | 30080.8806 | 0.94394 | 3.3982 | 3.3512 | 3.0161 | 1.2187 | 3.5624 | 0.48911 | 169.3628 | 0.8116 | 30080.8806 | 0.94394 | 3.6814 | 3.6305 | 3.0859 | 1.2321 | 3.5201 | 0.48331 | 165.2856 | 36660.2303 | 0.98912 | 45259.5436 | 0.22607 | 0.87859 | 0.03104 | 0.90963 | 326.3135 | 36660.2303 | 0.98912 | 45259.5436 | 0.22607 | 1.4501 | 0.03104 | 1.4811 | 531.3146 | 36660.2303 | 0.98912 | 47181.7636 | 0.22607 | 0.10683 | 1.3286 | 0.045707 | 1.3743 | 493.0008 | 36660.2303 | 0.98912 | 47364.6387 | 0.0042 | 0.91946 | 0.00057666 | 0.92003 | 330.3271 | 36660.2303 | 0.98912 | 43799.5583 | 0.0042 | 1.4033 | 0.00057666 | 1.4039 | 503.8887 | 36660.2303 | 0.98912 | 46171.5747 | 0.0042 | 0.10683 | 1.3001 | 0.015244 | 1.3154 | 472.1506
02/05 09:00:00 | 35.96 | 2.2 | 84.7% | 0.85298 | 31614.2697 | 0.97555 | 3.512 | 3.4625 | 3.1162 | 0.99294 | 2.9523 | 0.40536 | 169.7681 | 0.85298 | 31614.2697 | 0.97555 | 3.8047 | 3.751 | 3.1884 | 0.99294 | 2.8855 | 0.39618 | 165.6817 | 31391.0185 | 0.84695 | 38754.3439 | 0.19358 | 0.75231 | 0.026578 | 0.77889 | 327.0923 | 31391.0185 | 0.84695 | 38754.3439 | 0.19358 | 1.2416 | 0.026578 | 1.2682 | 532.5828 | 31391.0185 | 0.84695 | 40400.2813 | 0.19358 | 0.091475 | 1.1376 | 0.039138 | 1.1768 | 494.1776 | 31391.0185 | 0.84695 | 40556.8715 | 0.0042 | 0.7873 | 0.00057666 | 0.78788 | 331.1149 | 31391.0185 | 0.84695 | 37504.2038 | 0.0042 | 1.2016 | 0.00057666 | 1.2022 | 505.0909 | 31391.0185 | 0.84695 | 39535.2878 | 0.0042 | 0.091475 | 1.1133 | 0.013136 | 1.1264 | 473.277
02/05 10:00:00 | 37.76 | 3.2 | 70.02% | 0.87933 | 32591.0902 | 0.99448 | 3.5801 | 3.5302 | 3.1772 | 0.79629 | 2.394 | 0.32869 | 170.0968 | 0.87933 | 32591.0902 | 0.99448 | 3.8785 | 3.8244 | 3.2507 | 0.96318 | 2.8302 | 0.38859 | 166.0703 | 25951.815 | 0.7002 | 32039.2778 | 0.16004 | 0.62196 | 0.021973 | 0.64393 | 327.7363 | 25951.815 | 0.7002 | 32039.2778 | 0.16004 | 1.0265 | 0.021973 | 1.0485 | 533.6313 | 25951.815 | 0.7002 | 33400.0193 | 0.16004 | 0.075625 | 0.94051 | 0.032356 | 0.97286 | 495.1505 | 25951.815 | 0.7002 | 33529.4767 | 0.0042 | 0.65089 | 0.00057666 | 0.65146 | 331.7664 | 25951.815 | 0.7002 | 31005.7527 | 0.0042 | 0.99338 | 0.00057666 | 0.99396 | 506.0849 | 25951.815 | 0.7002 | 32684.9055 | 0.0042 | 0.075625 | 0.92037 | 0.01096 | 0.93133 | 474.2083
02/05 11:00:00 | 42.98 | 6.1 | 45.61% | 0.95793 | 35504.1377 | 1.0445 | 3.7601 | 3.7181 | 3.3463 | 0.47616 | 1.4807 | 0.20329 | 170.3001 | 0.95793 | 35504.1377 | 1.0445 | 4.0735 | 4.028 | 3.4238 | 0.47616 | 1.4472 | 0.19869 | 166.269 | 16905.4908 | 0.45612 | 20870.9763 | 0.10425 | 0.40515 | 0.014314 | 0.41947 | 328.1557 | 16905.4908 | 0.45612 | 20870.9763 | 0.10425 | 0.66868 | 0.014314 | 0.68299 | 534.3143 | 16905.4908 | 0.45612 | 21757.3884 | 0.10425 | 0.049264 | 0.61266 | 0.021077 | 0.63374 | 495.7842 | 16905.4908 | 0.45612 | 21841.7194 | 0.0042 | 0.424 | 0.00057666 | 0.42458 | 332.191 | 16905.4908 | 0.45612 | 20197.719 | 0.0042 | 0.64711 | 0.00057666 | 0.64768 | 506.7326 | 16905.4908 | 0.45612 | 21291.5501 | 0.0042 | 0.049264 | 0.59955 | 0.0073406 | 0.60689 | 474.8152
02/05 12:00:00 | 44.96 | 7.2 | 29.61% | 0.98858 | 36640.3138 | 1.0611 | 3.8198 | 3.7861 | 3.4075 | 0.29948 | 0.94381 | 0.12958 | 170.4297 | 0.98858 | 36640.3138 | 1.0611 | 4.1381 | 4.1016 | 3.4863 | 0.46139 | 1.4212 | 0.19513 | 166.4641 | 10972.9077 | 0.29606 | 13546.7997 | 0.067666 | 0.26297 | 0.0092906 | 0.27227 | 328.428 | 10972.9077 | 0.29606 | 13546.7997 | 0.067666 | 0.43402 | 0.0092906 | 0.44331 | 534.7576 | 10972.9077 | 0.29606 | 14122.1464 | 0.067666 | 0.031976 | 0.39766 | 0.013681 | 0.41134 | 496.1955 | 10972.9077 | 0.29606 | 14176.8834 | 0.0042 | 0.27521 | 0.00057666 | 0.27578 | 332.4668 | 10972.9077 | 0.29606 | 13109.8061 | 0.0042 | 0.42002 | 0.00057666 | 0.4206 | 507.1531 | 10972.9077 | 0.29606 | 13819.7831 | 0.0042 | 0.031976 | 0.38915 | 0.0049669 | 0.39412 | 475.2093
02/05 13:00:00 | 44.96 | 7.2 | 24.36% | 0.98858 | 36640.3138 | 1.0611 | 3.8198 | 3.7861 | 3.4075 | 0.24637 | 0.77644 | 0.10661 | 170.5363 | 0.98858 | 36640.3138 | 1.0611 | 4.1381 | 4.1016 | 3.4863 | 0.24637 | 0.75887 | 0.10419 | 166.5683 | 9027.0658 | 0.24356 | 11144.5256 | 0.055667 | 0.21634 | 0.0076431 | 0.22398 | 328.652 | 9027.0658 | 0.24356 | 11144.5256 | 0.055667 | 0.35706 | 0.0076431 | 0.3647 | 535.1223 | 9027.0658 | 0.24356 | 11617.8453 | 0.055667 | 0.026305 | 0.32715 | 0.011255 | 0.3384 | 496.5339 | 9027.0658 | 0.24356 | 11662.8757 | 0.0042 | 0.2264 | 0.00057666 | 0.22698 | 332.6937 | 9027.0658 | 0.24356 | 10785.0248 | 0.0042 | 0.34554 | 0.00057666 | 0.34611 | 507.4993 | 9027.0658 | 0.24356 | 11369.1005 | 0.0042 | 0.026305 | 0.32014 | 0.0041884 | 0.32433 | 475.5337
02/05 14:00:00 | 48.02 | 8.9 | 12.54% | 1.0369 | 38430.0045 | 1.0836 | 3.9008 | 3.8874 | 3.4987 | 0.12095 | 0.38937 | 0.053461 | 170.5898 | 1.0369 | 38430.0045 | 1.0836 | 4.2259 | 4.2114 | 3.5797 | 0.2349 | 0.73908 | 0.10148 | 166.6698 | 4648.1509 | 0.12541 | 5738.4579 | 0.028664 | 0.1114 | 0.0039355 | 0.11533 | 328.7673 | 4648.1509 | 0.12541 | 5738.4579 | 0.028664 | 0.18385 | 0.0039355 | 0.18779 | 535.3101 | 4648.1509 | 0.12541 | 5982.1762 | 0.028664 | 0.013545 | 0.16845 | 0.0057952 | 0.17425 | 496.7082 | 4648.1509 | 0.12541 | 6005.3629 | 0.0042 | 0.11658 | 0.00057666 | 0.11715 | 332.8109 | 4648.1509 | 0.12541 | 5553.3464 | 0.0042 | 0.17792 | 0.00057666 | 0.1785 | 507.6778 | 4648.1509 | 0.12541 | 5854.0943 | 0.0042 | 0.013545 | 0.16484 | 0.0024364 | 0.16728 | 475.701
02/05 15:00:00 | 48.02 | 8.9 | 1.864% | 1.0369 | 38430.0045 | 1.0836 | 3.9008 | 3.8874 | 3.4987 | 0.017973 | 0.05786 | 0.0079441 | 170.5977 | 1.0369 | 38430.0045 | 1.0836 | 4.2259 | 4.2114 | 3.5797 | 0.017973 | 0.056551 | 0.0077644 | 166.6776 | 690.7054 | 0.018636 | 852.7227 | 0.0042593 | 0.016553 | 0.00058481 | 0.017138 | 328.7845 | 690.7054 | 0.018636 | 852.7227 | 0.0042593 | 0.02732 | 0.00058481 | 0.027905 | 535.338 | 690.7054 | 0.018636 | 888.9387 | 0.0042593 | 0.0020128 | 0.025031 | 0.00086116 | 0.025893 | 496.7341 | 690.7054 | 0.018636 | 892.3842 | 0.0042 | 0.017323 | 0.00057666 | 0.0179 | 332.8288 | 690.7054 | 0.018636 | 825.2155 | 0.0042 | 0.026439 | 0.00057666 | 0.027015 | 507.7048 | 690.7054 | 0.018636 | 869.906 | 0.0042 | 0.0020128 | 0.024496 | 0.00085301 | 0.025349 | 475.7263
02/05 16:00:00 | 48.02 | 8.9 | 5.018% | 1.0369 | 38430.0045 | 1.0836 | 3.9008 | 3.8874 | 3.4987 | 0.048399 | 0.15581 | 0.021392 | 170.6191 | 1.0369 | 38430.0045 | 1.0836 | 4.2259 | 4.2114 | 3.5797 | 0.017973 | 0.056551 | 0.0077644 | 166.6853 | 1859.9547 | 0.050183 | 2296.2404 | 0.01147 | 0.044575 | 0.0015748 | 0.04615 | 328.8306 | 1859.9547 | 0.050183 | 2296.2404 | 0.01147 | 0.073568 | 0.0015748 | 0.075143 | 535.4131 | 1859.9547 | 0.050183 | 2393.7641 | 0.01147 | 0.00542 | 0.067406 | 0.002319 | 0.069725 | 496.8038 | 1859.9547 | 0.050183 | 2403.0423 | 0.0042 | 0.046649 | 0.00057666 | 0.047225 | 332.876 | 1859.9547 | 0.050183 | 2222.1681 | 0.0042 | 0.071195 | 0.00057666 | 0.071772 | 507.7766 | 1859.9547 | 0.050183 | 2342.5122 | 0.0042 | 0.00542 | 0.065962 | 0.0013208 | 0.067283 | 475.7936
02/05 17:00:00 | 44.96 | 7.2 | 9.233% | 0.98858 | 36640.3138 | 1.0611 | 3.8198 | 3.7861 | 3.4075 | 0.093394 | 0.29433 | 0.040412 | 170.6595 | 0.98858 | 36640.3138 | 1.0611 | 4.1381 | 4.1016 | 3.4863 | 0.093394 | 0.28768 | 0.039498 | 166.7248 | 3421.9946 | 0.092328 | 4224.6848 | 0.021102 | 0.082011 | 0.0028973 | 0.084908 | 328.9155 | 3421.9946 | 0.092328 | 4224.6848 | 0.021102 | 0.13535 | 0.0028973 | 0.13825 | 535.5514 | 3421.9946 | 0.092328 | 4404.1115 | 0.021102 | 0.0099719 | 0.12401 | 0.0042665 | 0.12828 | 496.9321 | 3421.9946 | 0.092328 | 4421.1817 | 0.0042 | 0.085825 | 0.00057666 | 0.086402 | 332.9624 | 3421.9946 | 0.092328 | 4088.4046 | 0.0042 | 0.13099 | 0.00057666 | 0.13156 | 507.9081 | 3421.9946 | 0.092328 | 4309.8169 | 0.0042 | 0.0099719 | 0.12136 | 0.0019458 | 0.12331 | 475.9169
02/05 18:00:00 | 44.6 | 7 | 7.958% | 0.98297 | 36432.4589 | 1.0582 | 3.8094 | 3.7738 | 3.3965 | 0.080961 | 0.25452 | 0.034946 | 170.6945 | 0.98297 | 36432.4589 | 1.0582 | 4.1268 | 4.0883 | 3.4751 | 0.093927 | 0.28861 | 0.039626 | 166.7645 | 2949.5941 | 0.079582 | 3641.4742 | 0.018189 | 0.07069 | 0.0024974 | 0.073187 | 328.9887 | 2949.5941 | 0.079582 | 3641.4742 | 0.018189 | 0.11667 | 0.0024974 | 0.11917 | 535.6705 | 2949.5941 | 0.079582 | 3796.1314 | 0.018189 | 0.0085953 | 0.10689 | 0.0036775 | 0.11057 | 497.0427 | 2949.5941 | 0.079582 | 3810.8451 | 0.0042 | 0.073977 | 0.00057666 | 0.074554 | 333.037 | 2949.5941 | 0.079582 | 3524.0073 | 0.0042 | 0.1129 | 0.00057666 | 0.11348 | 508.0216 | 2949.5941 | 0.079582 | 3714.8541 | 0.0042 | 0.0085953 | 0.10461 | 0.0017568 | 0.10636 | 476.0232
02/05 19:00:00 | 41 | 5 | 18.11% | 0.92774 | 34385.1365 | 1.0265 | 3.6954 | 3.6483 | 3.2835 | 0.19523 | 0.59921 | 0.082271 | 170.7767 | 0.92774 | 34385.1365 | 1.0265 | 4.0033 | 3.9524 | 3.3595 | 0.19523 | 0.58565 | 0.08041 | 166.8449 | 6713.1225 | 0.18112 | 8287.8056 | 0.041398 | 0.16089 | 0.0056839 | 0.16657 | 329.1553 | 6713.1225 | 0.18112 | 8287.8056 | 0.041398 | 0.26553 | 0.0056839 | 0.27121 | 535.9418 | 6713.1225 | 0.18112 | 8639.7973 | 0.041398 | 0.019562 | 0.24329 | 0.0083698 | 0.25166 | 497.2943 | 6713.1225 | 0.18112 | 8673.2849 | 0.0042 | 0.16837 | 0.00057666 | 0.16895 | 333.2059 | 6713.1225 | 0.18112 | 8020.457 | 0.0042 | 0.25696 | 0.00057666 | 0.25754 | 508.2791 | 6713.1225 | 0.18112 | 8454.8143 | 0.0042 | 0.019562 | 0.23808 | 0.0032626 | 0.24134 | 476.2646
02/05 20:00:00 | 40.28 | 4.6 | 27.48% | 0.91687 | 33982.4852 | 1.0196 | 3.6707 | 3.6225 | 3.2602 | 0.2997 | 0.91554 | 0.1257 | 170.9024 | 0.91687 | 33982.4852 | 1.0196 | 3.9766 | 3.9244 | 3.3357 | 0.19755 | 0.58983 | 0.080984 | 166.9259 | 10184.3964 | 0.27478 | 12573.3289 | 0.062804 | 0.24408 | 0.008623 | 0.2527 | 329.408 | 10184.3964 | 0.27478 | 12573.3289 | 0.062804 | 0.40283 | 0.008623 | 0.41146 | 536.3532 | 10184.3964 | 0.27478 | 13107.3313 | 0.062804 | 0.029678 | 0.36909 | 0.012698 | 0.38179 | 497.6761 | 10184.3964 | 0.27478 | 13158.1349 | 0.0042 | 0.25543 | 0.00057666 | 0.25601 | 333.4619 | 10184.3964 | 0.27478 | 12167.7377 | 0.0042 | 0.38984 | 0.00057666 | 0.39041 | 508.6696 | 10184.3964 | 0.27478 | 12826.6957 | 0.0042 | 0.029678 | 0.36118 | 0.0046514 | 0.36584 | 476.6304
02/05 21:00:00 | 38.12 | 3.4 | 37.39% | 0.88465 | 32788.1577 | 0.99818 | 3.5934 | 3.5436 | 3.1892 | 0.42268 | 1.2736 | 0.17487 | 171.0773 | 0.88465 | 32788.1577 | 0.99818 | 3.8929 | 3.8389 | 3.263 | 0.42268 | 1.2448 | 0.17091 | 167.0968 | 13858.8121 | 0.37392 | 17109.6445 | 0.085463 | 0.33214 | 0.011734 | 0.34387 | 329.7519 | 13858.8121 | 0.37392 | 17109.6445 | 0.085463 | 0.54817 | 0.011734 | 0.5599 | 536.9131 | 13858.8121 | 0.37392 | 17836.309 | 0.085463 | 0.040385 | 0.50225 | 0.017279 | 0.51953 | 498.1956 | 13858.8121 | 0.37392 | 17905.442 | 0.0042 | 0.34759 | 0.00057666 | 0.34816 | 333.8101 | 13858.8121 | 0.37392 | 16557.7205 | 0.0042 | 0.53049 | 0.00057666 | 0.53106 | 509.2006 | 13858.8121 | 0.37392 | 17454.4233 | 0.0042 | 0.040385 | 0.4915 | 0.0061216 | 0.49762 | 477.128
02/05 22:00:00 | 33.98 | 1.1 | 50.74% | 0.82443 | 30556.1613 | 0.95397 | 3.4343 | 3.3864 | 3.0477 | 0.6155 | 1.8086 | 0.24832 | 171.3256 | 0.82443 | 30556.1613 | 0.95397 | 3.7205 | 3.6686 | 3.1183 | 0.45355 | 1.3026 | 0.17884 | 167.2756 | 18807.4388 | 0.50744 | 23219.0602 | 0.11598 | 0.45074 | 0.015924 | 0.46666 | 330.2185 | 18807.4388 | 0.50744 | 23219.0602 | 0.11598 | 0.74391 | 0.015924 | 0.75983 | 537.6729 | 18807.4388 | 0.50744 | 24205.1979 | 0.11598 | 0.054806 | 0.68159 | 0.023449 | 0.70504 | 498.9007 | 18807.4388 | 0.50744 | 24299.0165 | 0.0042 | 0.4717 | 0.00057666 | 0.47228 | 334.2824 | 18807.4388 | 0.50744 | 22470.0583 | 0.0042 | 0.71991 | 0.00057666 | 0.72049 | 509.9211 | 18807.4388 | 0.50744 | 23686.9506 | 0.0042 | 0.054806 | 0.667 | 0.0081015 | 0.6751 | 477.8031
02/05 23:00:00 | 33.26 | 0.7 | 62.77% | 0.81416 | 30175.6529 | 0.94596 | 3.4054 | 3.3583 | 3.0225 | 0.77093 | 2.2558 | 0.30972 | 171.6354 | 0.81416 | 30175.6529 | 0.94596 | 3.6892 | 3.6381 | 3.0924 | 0.77093 | 2.2048 | 0.30272 | 167.5783 | 23263.3837 | 0.62766 | 28720.2268 | 0.14346 | 0.55753 | 0.019697 | 0.57722 | 330.7957 | 23263.3837 | 0.62766 | 28720.2268 | 0.14346 | 0.92016 | 0.019697 | 0.93985 | 538.6128 | 23263.3837 | 0.62766 | 29940.0048 | 0.14346 | 0.067791 | 0.84308 | 0.029004 | 0.87208 | 499.7728 | 23263.3837 | 0.62766 | 30056.0513 | 0.0042 | 0.58346 | 0.00057666 | 0.58403 | 334.8664 | 23263.3837 | 0.62766 | 27793.7679 | 0.0042 | 0.89048 | 0.00057666 | 0.89105 | 510.8122 | 23263.3837 | 0.62766 | 29298.9719 | 0.0042 | 0.067791 | 0.82503 | 0.0098844 | 0.83491 | 478.6381
02/05 24:00:00 | 32.72 | 0.4 | 70.43% | 0.8065 | 29891.7619 | 0.9399 | 3.3836 | 3.3371 | 3.0034 | 0.87323 | 2.5472 | 0.34973 | 171.9851 | 0.8065 | 29891.7619 | 0.9399 | 3.6656 | 3.6152 | 3.0729 | 0.77825 | 2.2188 | 0.30464 | 167.883 | 26102.4423 | 0.70426 | 32225.2374 | 0.16097 | 0.62557 | 0.022101 | 0.64767 | 331.4434 | 26102.4423 | 0.70426 | 32225.2374 | 0.16097 | 1.0325 | 0.022101 | 1.0546 | 539.6674 | 26102.4423 | 0.70426 | 33593.8768 | 0.16097 | 0.076064 | 0.94596 | 0.032544 | 0.97851 | 500.7513 | 26102.4423 | 0.70426 | 33724.0857 | 0.0042 | 0.65466 | 0.00057666 | 0.65524 | 335.5217 | 26102.4423 | 0.70426 | 31185.7136 | 0.0042 | 0.99915 | 0.00057666 | 0.99973 | 511.8119 | 26102.4423 | 0.70426 | 32874.6125 | 0.0042 | 0.076064 | 0.92571 | 0.01102 | 0.93673 | 479.5748
02/06 01:00:00 | 33.08 | 0.6 | 75.2% | 0.8116 | 30080.8806 | 0.94394 | 3.3982 | 3.3512 | 3.0161 | 0.92662 | 2.7086 | 0.37188 | 172.357 | 0.8116 | 30080.8806 | 0.94394 | 3.6814 | 3.6305 | 3.0859 | 0.92662 | 2.6473 | 0.36347 | 168.2464 | 27873.5993 | 0.75205 | 34411.8509 | 0.17189 | 0.66801 | 0.0236 | 0.69161 | 332.135 | 27873.5993 | 0.75205 | 34411.8509 | 0.17189 | 1.1025 | 0.0236 | 1.1261 | 540.7935 | 27873.5993 | 0.75205 | 35873.3581 | 0.17189 | 0.081225 | 1.0102 | 0.034752 | 1.0449 | 501.7962 | 27873.5993 | 0.75205 | 36012.4022 | 0.0042 | 0.69908 | 0.00057666 | 0.69966 | 336.2213 | 27873.5993 | 0.75205 | 33301.7912 | 0.0042 | 1.0669 | 0.00057666 | 1.0675 | 512.8794 | 27873.5993 | 0.75205 | 35105.2887 | 0.0042 | 0.081225 | 0.98852 | 0.011729 | 1.0003 | 480.575
02/06 02:00:00 | 32.36 | 0.2 | 78.41% | 0.80141 | 29703.211 | 0.93583 | 3.369 | 3.3229 | 2.9906 | 0.9784 | 2.8481 | 0.39104 | 172.748 | 0.80141 | 29703.211 | 0.93583 | 3.6497 | 3.5998 | 3.0598 | 0.9384 | 2.6699 | 0.36657 | 168.613 | 29061.6256 | 0.7841 | 35878.5501 | 0.17921 | 0.69649 | 0.024606 | 0.72109 | 332.8561 | 29061.6256 | 0.7841 | 35878.5501 | 0.17921 | 1.1495 | 0.024606 | 1.1741 | 541.9676 | 29061.6256 | 0.7841 | 37402.3496 | 0.17921 | 0.084687 | 1.0532 | 0.036234 | 1.0894 | 502.8856 | 29061.6256 | 0.7841 | 37547.3199 | 0.0042 | 0.72888 | 0.00057666 | 0.72946 | 336.9508 | 29061.6256 | 0.7841 | 34721.1776 | 0.0042 | 1.1124 | 0.00057666 | 1.113 | 513.9924 | 29061.6256 | 0.7841 | 36601.5436 | 0.0042 | 0.084687 | 1.0307 | 0.012204 | 1.0429 | 481.6179
02/06 03:00:00 | 28.04 | -2.2 | 85.45% | 0.74156 | 27484.8856 | 0.886 | 3.1896 | 3.1484 | 2.8336 | 1.1523 | 3.2757 | 0.44975 | 173.1978 | 0.74156 | 27484.8856 | 0.886 | 3.4554 | 3.4108 | 2.8992 | 1.1523 | 3.2016 | 0.43958 | 169.0526 | 31669.622 | 0.85447 | 39098.2987 | 0.1953 | 0.75899 | 0.026814 | 0.7858 | 333.6419 | 31669.622 | 0.85447 | 39098.2987 | 0.1953 | 1.2527 | 0.026814 | 1.2795 | 543.247 | 31669.622 | 0.85447 | 40758.8442 | 0.1953 | 0.092287 | 1.1477 | 0.039485 | 1.1872 | 504.0728 | 31669.622 | 0.85447 | 40916.8242 | 0.0042 | 0.79429 | 0.00057666 | 0.79487 | 337.7456 | 31669.622 | 0.85447 | 37837.0633 | 0.0042 | 1.2122 | 0.00057666 | 1.2128 | 515.2052 | 31669.622 | 0.85447 | 39886.1738 | 0.0042 | 0.092287 | 1.1231 | 0.013248 | 1.1364 | 482.7543
02/06 04:00:00 | 26.06 | -3.3 | 95.14% | 0.71487 | 26495.4768 | 0.86274 | 3.1059 | 3.0662 | 2.7595 | 1.3309 | 3.7451 | 0.51421 | 173.712 | 0.71487 | 26495.4768 | 0.86274 | 3.3647 | 3.3217 | 2.8234 | 1.1953 | 3.2874 | 0.45137 | 169.504 | 35262.6411 | 0.95141 | 43534.1248 | 0.21745 | 0.8451 | 0.029856 | 0.87496 | 334.5169 | 35262.6411 | 0.95141 | 43534.1248 | 0.21745 | 1.3948 | 0.029856 | 1.4246 | 544.6717 | 35262.6411 | 0.95141 | 45383.0644 | 0.21745 | 0.10276 | 1.2779 | 0.043965 | 1.3219 | 505.3947 | 35262.6411 | 0.95141 | 45558.9678 | 0.0042 | 0.88441 | 0.00057666 | 0.88498 | 338.6306 | 35262.6411 | 0.95141 | 42129.7982 | 0.0042 | 1.3498 | 0.00057666 | 1.3504 | 516.5556 | 35262.6411 | 0.95141 | 44411.3867 | 0.0042 | 0.10276 | 1.2506 | 0.014685 | 1.2653 | 484.0196
02/06 05:00:00 | 26.06 | -3.3 | 98.1% | 0.71487 | 26495.4768 | 0.86274 | 3.1059 | 3.0662 | 2.7595 | 1.3723 | 3.8617 | 0.53022 | 174.2422 | 0.71487 | 26495.4768 | 0.86274 | 3.3647 | 3.3217 | 2.8234 | 1.3723 | 3.7744 | 0.51822 | 170.0222 | 36360.4561 | 0.98103 | 44889.452 | 0.22422 | 0.87141 | 0.030786 | 0.90219 | 335.4191 | 36360.4561 | 0.98103 | 44889.452 | 0.22422 | 1.4382 | 0.030786 | 1.469 | 546.1407 | 36360.4561 | 0.98103 | 46795.9538 | 0.22422 | 0.10596 | 1.3177 | 0.045334 | 1.3631 | 506.7578 | 36360.4561 | 0.98103 | 46977.3335 | 0.0042 | 0.91194 | 0.00057666 | 0.91252 | 339.5431 | 36360.4561 | 0.98103 | 43441.4052 | 0.0042 | 1.3918 | 0.00057666 | 1.3924 | 517.948 | 36360.4561 | 0.98103 | 45794.0253 | 0.0042 | 0.10596 | 1.2895 | 0.015125 | 1.3046 | 485.3242
02/06 06:00:00 | 26.06 | -3.3 | 96.55% | 0.71487 | 26495.4768 | 0.86274 | 3.1059 | 3.0662 | 2.7595 | 1.3506 | 3.8006 | 0.52183 | 174.764 | 0.71487 | 26495.4768 | 0.86274 | 3.3647 | 3.3217 | 2.8234 | 1.3723 | 3.7744 | 0.51822 | 170.5404 | 35784.9172 | 0.9655 | 44178.9101 | 0.22067 | 0.85762 | 0.030298 | 0.88791 | 336.307 | 35784.9172 | 0.9655 | 44178.9101 | 0.22067 | 1.4154 | 0.030298 | 1.4457 | 547.5864 | 35784.9172 | 0.9655 | 46055.2345 | 0.22067 | 0.10428 | 1.2969 | 0.044616 | 1.3415 | 508.0992 | 35784.9172 | 0.9655 | 46233.7431 | 0.0042 | 0.8975 | 0.00057666 | 0.89808 | 340.4412 | 35784.9172 | 0.9655 | 42753.784 | 0.0042 | 1.3698 | 0.00057666 | 1.3704 | 519.3183 | 35784.9172 | 0.9655 | 45069.1652 | 0.0042 | 0.10428 | 1.2691 | 0.014894 | 1.284 | 486.6082
02/06 07:00:00 | 26.06 | -3.3 | 96.54% | 0.71487 | 26495.4768 | 0.86274 | 3.1059 | 3.0662 | 2.7595 | 1.3504 | 3.8001 | 0.52175 | 175.2858 | 0.71487 | 26495.4768 | 0.86274 | 3.3647 | 3.3217 | 2.8234 | 1.3504 | 3.7141 | 0.50995 | 171.0503 | 35780.0999 | 0.96537 | 44172.9628 | 0.22064 | 0.8575 | 0.030294 | 0.88779 | 337.1948 | 35780.0999 | 0.96537 | 44172.9628 | 0.22064 | 1.4152 | 0.030294 | 1.4455 | 549.0319 | 35780.0999 | 0.96537 | 46049.0346 | 0.22064 | 0.10427 | 1.2967 | 0.04461 | 1.3413 | 509.4405 | 35780.0999 | 0.96537 | 46227.5193 | 0.0042 | 0.89738 | 0.00057666 | 0.89796 | 341.3392 | 35780.0999 | 0.96537 | 42748.0286 | 0.0042 | 1.3696 | 0.00057666 | 1.3702 | 520.6885 | 35780.0999 | 0.96537 | 45063.0981 | 0.0042 | 0.10427 | 1.2689 | 0.014892 | 1.2838 | 487.892
02/06 08:00:00 | 30.02 | -1.1 | 90.46% | 0.76872 | 28491.4693 | 0.90904 | 3.2726 | 3.2292 | 2.9063 | 1.1767 | 3.3809 | 0.4642 | 175.75 | 0.76872 | 28491.4693 | 0.90904 | 3.5453 | 3.4984 | 2.9736 | 1.2558 | 3.5266 | 0.4842 | 171.5345 | 33526.4183 | 0.90457 | 41390.6399 | 0.20675 | 0.80349 | 0.028386 | 0.83188 | 338.0266 | 33526.4183 | 0.90457 | 41390.6399 | 0.20675 | 1.3261 | 0.028386 | 1.3545 | 550.3864 | 33526.4183 | 0.90457 | 43148.5436 | 0.20675 | 0.097698 | 1.215 | 0.0418 | 1.2568 | 510.6974 | 33526.4183 | 0.90457 | 43315.786 | 0.0042 | 0.84086 | 0.00057666 | 0.84144 | 342.1806 | 33526.4183 | 0.90457 | 40055.458 | 0.0042 | 1.2833 | 0.00057666 | 1.2839 | 521.9724 | 33526.4183 | 0.90457 | 42224.7082 | 0.0042 | 0.097698 | 1.189 | 0.013991 | 1.203 | 489.095
02/06 09:00:00 | 33.98 | 1.1 | 65.49% | 0.82443 | 30556.1613 | 0.95397 | 3.4343 | 3.3864 | 3.0477 | 0.79437 | 2.3342 | 0.32048 | 176.0705 | 0.82443 | 30556.1613 | 0.95397 | 3.7205 | 3.6686 | 3.1183 | 0.79437 | 2.2814 | 0.31323 | 171.8478 | 24273.0047 | 0.6549 | 29966.6725 | 0.14968 | 0.58172 | 0.020552 | 0.60227 | 338.6289 | 24273.0047 | 0.6549 | 29966.6725 | 0.14968 | 0.96009 | 0.020552 | 0.98064 | 551.3671 | 24273.0047 | 0.6549 | 31239.3883 | 0.14968 | 0.070733 | 0.87967 | 0.030263 | 0.90993 | 511.6073 | 24273.0047 | 0.6549 | 31360.4712 | 0.0042 | 0.60878 | 0.00057666 | 0.60936 | 342.79 | 24273.0047 | 0.6549 | 29000.0057 | 0.0042 | 0.92912 | 0.00057666 | 0.9297 | 522.9021 | 24273.0047 | 0.6549 | 30570.5349 | 0.0042 | 0.070733 | 0.86083 | 0.010288 | 0.87112 | 489.9661
02/06 10:00:00 | 38.48 | 3.6 | 42.52% | 0.88998 | 32985.7928 | 1.0018 | 3.6066 | 3.5569 | 3.2012 | 0.47773 | 1.4427 | 0.19809 | 176.2685 | 0.88998 | 32985.7928 | 1.0018 | 3.9072 | 3.8533 | 3.2753 | 0.73586 | 2.172 | 0.29822 | 172.146 | 15758.1577 | 0.42517 | 19454.5157 | 0.097175 | 0.37766 | 0.013342 | 0.391 | 339.0199 | 15758.1577 | 0.42517 | 19454.5157 | 0.097175 | 0.6233 | 0.013342 | 0.63664 | 552.0037 | 15758.1577 | 0.42517 | 20280.7692 | 0.097175 | 0.04592 | 0.57108 | 0.019647 | 0.59073 | 512.198 | 15758.1577 | 0.42517 | 20359.3769 | 0.0042 | 0.39522 | 0.00057666 | 0.3958 | 343.1858 | 15758.1577 | 0.42517 | 18826.9507 | 0.0042 | 0.60319 | 0.00057666 | 0.60377 | 523.5058 | 15758.1577 | 0.42517 | 19846.5462 | 0.0042 | 0.04592 | 0.55886 | 0.0068815 | 0.56574 | 490.5318
02/06 11:00:00 | 42.98 | 6.1 | 24.54% | 0.95793 | 35504.1377 | 1.0445 | 3.7601 | 3.7181 | 3.3463 | 0.25622 | 0.79676 | 0.10939 | 176.3779 | 0.95793 | 35504.1377 | 1.0445 | 4.0735 | 4.028 | 3.4238 | 0.25622 | 0.77873 | 0.10692 | 172.2529 | 9097.0351 | 0.24544 | 11230.9075 | 0.056098 | 0.21802 | 0.0077023 | 0.22572 | 339.2456 | 9097.0351 | 0.24544 | 11230.9075 | 0.056098 | 0.35982 | 0.0077023 | 0.36753 | 552.3712 | 9097.0351 | 0.24544 | 11707.8958 | 0.056098 | 0.026509 | 0.32968 | 0.011342 | 0.34102 | 512.539 | 9097.0351 | 0.24544 | 11753.2753 | 0.0042 | 0.22816 | 0.00057666 | 0.22874 | 343.4145 | 9097.0351 | 0.24544 | 10868.6202 | 0.0042 | 0.34822 | 0.00057666 | 0.34879 | 523.8546 | 9097.0351 | 0.24544 | 11457.223 | 0.0042 | 0.026509 | 0.32262 | 0.0042164 | 0.32684 | 490.8587
02/06 12:00:00 | 46.94 | 8.3 | 11.57% | 1.0197 | 37793.6649 | 1.0761 | 3.8739 | 3.8522 | 3.4669 | 0.11344 | 0.36243 | 0.049761 | 176.4277 | 1.0197 | 37793.6649 | 1.0761 | 4.1967 | 4.1732 | 3.5472 | 0.2407 | 0.75163 | 0.1032 | 172.3561 | 4287.2012 | 0.11567 | 5292.8409 | 0.026438 | 0.10275 | 0.0036299 | 0.10638 | 339.352 | 4287.2012 | 0.11567 | 5292.8409 | 0.026438 | 0.16958 | 0.0036299 | 0.17321 | 552.5444 | 4287.2012 | 0.11567 | 5517.6334 | 0.026438 | 0.012493 | 0.15537 | 0.0053452 | 0.16072 | 512.6998 | 4287.2012 | 0.11567 | 5539.0196 | 0.0042 | 0.10753 | 0.00057666 | 0.1081 | 343.5226 | 4287.2012 | 0.11567 | 5122.1041 | 0.0042 | 0.16411 | 0.00057666 | 0.16468 | 524.0193 | 4287.2012 | 0.11567 | 5399.4977 | 0.0042 | 0.012493 | 0.15204 | 0.002292 | 0.15434 | 491.013
02/06 13:00:00 | 48.38 | 9.1 | 3.842% | 1.0426 | 38643.2532 | 1.0859 | 3.9094 | 3.8991 | 3.5092 | 0.036852 | 0.11894 | 0.01633 | 176.444 | 1.0426 | 38643.2532 | 1.0859 | 4.2352 | 4.224 | 3.5904 | 0.036852 | 0.11625 | 0.015961 | 172.3721 | 1424.0722 | 0.038422 | 1758.1139 | 0.0087818 | 0.034129 | 0.0012057 | 0.035335 | 339.3874 | 1424.0722 | 0.038422 | 1758.1139 | 0.0087818 | 0.056328 | 0.0012057 | 0.057533 | 552.602 | 1424.0722 | 0.038422 | 1832.7828 | 0.0087818 | 0.0041498 | 0.051609 | 0.0017755 | 0.053385 | 512.7531 | 1424.0722 | 0.038422 | 1839.8866 | 0.0042 | 0.035716 | 0.00057666 | 0.036293 | 343.5589 | 1424.0722 | 0.038422 | 1701.4005 | 0.0042 | 0.054511 | 0.00057666 | 0.055087 | 524.0744 | 1424.0722 | 0.038422 | 1793.5418 | 0.0042 | 0.0041498 | 0.050504 | 0.0011464 | 0.05165 | 491.0647
02/06 14:00:00 | 50 | 10 | 0% | 1.0687 | 39609.8985 | 1.0959 | 3.9451 | 3.9508 | 3.5557 | 0 | 0 | 0 | 176.444 | 1.0687 | 39609.8985 | 1.0959 | 4.2739 | 4.28 | 3.638 | 0.035952 | 0.11473 | 0.015752 | 172.3878 | 0 | 0 | 0 | 0 | 0 | 0 | 0 | 339.3874 | 0 | 0 | 0 | 0 | 0 | 0 | 0 | 552.602 | 0 | 0 | 0 | 0 | 0 | 0 | 0 | 0 | 512.7531 | 0 | 0 | 0 | 0.0042 | 0 | 0.00057666 | 0.00057666 | 343.5595 | 0 | 0 | 0 | 0.0042 | 0 | 0.00057666 | 0.00057666 | 524.075 | 0 | 0 | 0 | 0.0042 | 0 | 0 | 0.00057666 | 0.00057666 | 491.0652
02/06 15:00:00 | 48.74 | 9.3 | 0% | 1.0484 | 38857.0697 | 1.0883 | 3.9177 | 3.9107 | 3.5196 | 0 | 0 | 0 | 176.444 | 1.0484 | 38857.0697 | 1.0883 | 4.2442 | 4.2366 | 3.6011 | 0 | 0 | 0 | 172.3878 | 0 | 0 | 0 | 0 | 0 | 0 | 0 | 339.3874 | 0 | 0 | 0 | 0 | 0 | 0 | 0 | 552.602 | 0 | 0 | 0 | 0 | 0 | 0 | 0 | 0 | 512.7531 | 0 | 0 | 0 | 0.0042 | 0 | 0.00057666 | 0.00057666 | 343.5601 | 0 | 0 | 0 | 0.0042 | 0 | 0.00057666 | 0.00057666 | 524.0756 | 0 | 0 | 0 | 0.0042 | 0 | 0 | 0.00057666 | 0.00057666 | 491.0658
02/06 16:00:00 | 47.48 | 8.6 | 0% | 1.0283 | 38111.1959 | 1.0799 | 3.8876 | 3.8699 | 3.4829 | 0 | 0 | 0 | 176.444 | 1.0283 | 38111.1959 | 1.0799 | 4.2116 | 4.1924 | 3.5635 | 0 | 0 | 0 | 172.3878 | 0 | 0 | 0 | 0 | 0 | 0 | 0 | 339.3874 | 0 | 0 | 0 | 0 | 0 | 0 | 0 | 552.602 | 0 | 0 | 0 | 0 | 0 | 0 | 0 | 0 | 512.7531 | 0 | 0 | 0 | 0.0042 | 0 | 0.00057666 | 0.00057666 | 343.5606 | 0 | 0 | 0 | 0.0042 | 0 | 0.00057666 | 0.00057666 | 524.0761 | 0 | 0 | 0 | 0.0042 | 0 | 0 | 0.00057666 | 0.00057666 | 491.0664
02/06 17:00:00 | 46.22 | 7.9 | 0% | 1.0083 | 37372.2773 | 1.0708 | 3.8549 | 3.8283 | 3.4455 | 0 | 0 | 0 | 176.444 | 1.0083 | 37372.2773 | 1.0708 | 4.1762 | 4.1474 | 3.5253 | 0 | 0 | 0 | 172.3878 | 0 | 0 | 0 | 0 | 0 | 0 | 0 | 339.3874 | 0 | 0 | 0 | 0 | 0 | 0 | 0 | 552.602 | 0 | 0 | 0 | 0 | 0 | 0 | 0 | 0 | 512.7531 | 0 | 0 | 0 | 0.0042 | 0 | 0.00057666 | 0.00057666 | 343.5612 | 0 | 0 | 0 | 0.0042 | 0 | 0.00057666 | 0.00057666 | 524.0767 | 0 | 0 | 0 | 0.0042 | 0 | 0 | 0.00057666 | 0.00057666 | 491.067
02/06 18:00:00 | 44.96 | 7.2 | 3.041% | 0.98858 | 36640.3138 | 1.0611 | 3.8198 | 3.7861 | 3.4075 | 0.030756 | 0.096929 | 0.013308 | 176.4573 | 0.98858 | 36640.3138 | 1.0611 | 4.1381 | 4.1016 | 3.4863 | 0 | 0 | 0 | 172.3878 | 1126.9163 | 0.030405 | 1391.2547 | 0.0069493 | 0.027007 | 0.00095414 | 0.027962 | 339.4153 | 1126.9163 | 0.030405 | 1391.2547 | 0.0069493 | 0.044574 | 0.00095414 | 0.045528 | 552.6475 | 1126.9163 | 0.030405 | 1450.3427 | 0.0069493 | 0.0032839 | 0.04084 | 0.001405 | 0.042245 | 512.7954 | 1126.9163 | 0.030405 | 1455.9642 | 0.0042 | 0.028264 | 0.00057666 | 0.02884 | 343.59 | 1126.9163 | 0.030405 | 1346.3755 | 0.0042 | 0.043136 | 0.00057666 | 0.043713 | 524.1204 | 1126.9163 | 0.030405 | 1419.29 | 0.0042 | 0.0032839 | 0.039966 | 0.0010275 | 0.040993 | 491.108
02/06 19:00:00 | 44.96 | 7.2 | 14.33% | 0.98858 | 36640.3138 | 1.0611 | 3.8198 | 3.7861 | 3.4075 | 0.14495 | 0.4568 | 0.062718 | 176.5201 | 0.98858 | 36640.3138 | 1.0611 | 4.1381 | 4.1016 | 3.4863 | 0.14495 | 0.44646 | 0.061299 | 172.4491 | 5310.8391 | 0.14329 | 6556.5915 | 0.03275 | 0.12728 | 0.0044966 | 0.13178 | 339.5471 | 5310.8391 | 0.14329 | 6556.5915 | 0.03275 | 0.21006 | 0.0044966 | 0.21456 | 552.862 | 5310.8391 | 0.14329 | 6835.0568 | 0.03275 | 0.015476 | 0.19247 | 0.0066215 | 0.19909 | 512.9945 | 5310.8391 | 0.14329 | 6861.5493 | 0.0042 | 0.1332 | 0.00057666 | 0.13378 | 343.7238 | 5310.8391 | 0.14329 | 6345.0886 | 0.0042 | 0.20329 | 0.00057666 | 0.20386 | 524.3243 | 5310.8391 | 0.14329 | 6688.7143 | 0.0042 | 0.015476 | 0.18835 | 0.0027015 | 0.19105 | 491.299
02/06 20:00:00 | 43.88 | 6.6 | 22.77% | 0.9718 | 36018.4523 | 1.0522 | 3.7879 | 3.7492 | 3.3743 | 0.23429 | 0.73297 | 0.10064 | 176.6207 | 0.9718 | 36018.4523 | 1.0522 | 4.1036 | 4.0617 | 3.4524 | 0.14745 | 0.45085 | 0.061902 | 172.511 | 8438.7987 | 0.22768 | 10418.27 | 0.052039 | 0.20224 | 0.007145 | 0.20939 | 339.7565 | 8438.7987 | 0.22768 | 10418.27 | 0.052039 | 0.33379 | 0.007145 | 0.34093 | 553.203 | 8438.7987 | 0.22768 | 10860.7448 | 0.052039 | 0.024591 | 0.30583 | 0.010521 | 0.31635 | 513.3108 | 8438.7987 | 0.22768 | 10902.8407 | 0.0042 | 0.21165 | 0.00057666 | 0.21223 | 343.9361 | 8438.7987 | 0.22768 | 10082.1968 | 0.0042 | 0.32302 | 0.00057666 | 0.3236 | 524.6479 | 8438.7987 | 0.22768 | 10628.21 | 0.0042 | 0.024591 | 0.29928 | 0.003953 | 0.30323 | 491.6022
02/06 21:00:00 | 40.64 | 4.8 | 33.01% | 0.9223 | 34183.5269 | 1.0231 | 3.6831 | 3.6354 | 3.2719 | 0.35795 | 1.096 | 0.15049 | 176.7712 | 0.9223 | 34183.5269 | 1.0231 | 3.99 | 3.9384 | 3.3476 | 0.35795 | 1.0713 | 0.14708 | 172.6581 | 12235.9837 | 0.33014 | 15106.1527 | 0.075455 | 0.29325 | 0.01036 | 0.30361 | 340.0601 | 12235.9837 | 0.33014 | 15106.1527 | 0.075455 | 0.48398 | 0.01036 | 0.49434 | 553.6973 | 12235.9837 | 0.33014 | 15747.7268 | 0.075455 | 0.035656 | 0.44344 | 0.015256 | 0.45869 | 513.7695 | 12235.9837 | 0.33014 | 15808.7645 | 0.0042 | 0.30688 | 0.00057666 | 0.30746 | 344.2435 | 12235.9837 | 0.33014 | 14618.8575 | 0.0042 | 0.46837 | 0.00057666 | 0.46895 | 525.1168 | 12235.9837 | 0.33014 | 15410.5588 | 0.0042 | 0.035656 | 0.43394 | 0.0054723 | 0.43942 | 492.0417
02/06 22:00:00 | 36.68 | 2.6 | 46.26% | 0.86347 | 32003.2946 | 0.98321 | 3.5396 | 3.4897 | 3.1408 | 0.53576 | 1.6 | 0.21968 | 176.9909 | 0.86347 | 32003.2946 | 0.98321 | 3.8345 | 3.7806 | 3.2135 | 0.38234 | 1.116 | 0.15322 | 172.8113 | 17146.0742 | 0.46261 | 21167.9928 | 0.10573 | 0.41092 | 0.014517 | 0.42544 | 340.4855 | 17146.0742 | 0.46261 | 21167.9928 | 0.10573 | 0.67819 | 0.014517 | 0.69271 | 554.39 | 17146.0742 | 0.46261 | 22067.0195 | 0.10573 | 0.049965 | 0.62138 | 0.021377 | 0.64276 | 514.4123 | 17146.0742 | 0.46261 | 22152.5506 | 0.0042 | 0.43003 | 0.00057666 | 0.43061 | 344.6741 | 17146.0742 | 0.46261 | 20485.1543 | 0.0042 | 0.65632 | 0.00057666 | 0.65689 | 525.7737 | 17146.0742 | 0.46261 | 21594.5519 | 0.0042 | 0.049965 | 0.60808 | 0.0074368 | 0.61551 | 492.6572
02/06 23:00:00 | 35.6 | 2 | 58.12% | 0.84775 | 31420.6089 | 0.97169 | 3.4981 | 3.4488 | 3.1039 | 0.68556 | 2.034 | 0.27926 | 177.2701 | 0.84775 | 31420.6089 | 0.97169 | 3.7896 | 3.7362 | 3.1758 | 0.68556 | 1.9879 | 0.27294 | 173.0843 | 21540.685 | 0.58118 | 26593.4383 | 0.13283 | 0.51624 | 0.018238 | 0.53448 | 341.02 | 21540.685 | 0.58118 | 26593.4383 | 0.13283 | 0.85202 | 0.018238 | 0.87026 | 555.2603 | 21540.685 | 0.58118 | 27722.8893 | 0.13283 | 0.062771 | 0.78064 | 0.026857 | 0.8075 | 515.2198 | 21540.685 | 0.58118 | 27830.3424 | 0.0042 | 0.54025 | 0.00057666 | 0.54083 | 345.215 | 21540.685 | 0.58118 | 25735.5854 | 0.0042 | 0.82453 | 0.00057666 | 0.82511 | 526.5988 | 21540.685 | 0.58118 | 27129.3262 | 0.0042 | 0.062771 | 0.76393 | 0.0091951 | 0.77313 | 493.4303
02/06 24:00:00 | 33.98 | 1.1 | 67.05% | 0.82443 | 30556.1613 | 0.95397 | 3.4343 | 3.3864 | 3.0477 | 0.81323 | 2.3896 | 0.32809 | 177.5982 | 0.82443 | 30556.1613 | 0.95397 | 3.7205 | 3.6686 | 3.1183 | 0.70495 | 2.0246 | 0.27797 | 173.3623 | 24849.2528 | 0.67045 | 30678.0899 | 0.15324 | 0.59553 | 0.021039 | 0.61657 | 341.6366 | 24849.2528 | 0.67045 | 30678.0899 | 0.15324 | 0.98289 | 0.021039 | 1.0039 | 556.2642 | 24849.2528 | 0.67045 | 31981.0204 | 0.15324 | 0.072412 | 0.90055 | 0.030982 | 0.93153 | 516.1513 | 24849.2528 | 0.67045 | 32104.9778 | 0.0042 | 0.62323 | 0.00057666 | 0.62381 | 345.8388 | 24849.2528 | 0.67045 | 29688.4741 | 0.0042 | 0.95118 | 0.00057666 | 0.95176 | 527.5506 | 24849.2528 | 0.67045 | 31296.2882 | 0.0042 | 0.072412 | 0.88127 | 0.010519 | 0.89179 | 494.3221
02/07 01:00:00 | 33.08 | 0.6 | 74.46% | 0.8116 | 30080.8806 | 0.94394 | 3.3982 | 3.3512 | 3.0161 | 0.91747 | 2.6818 | 0.36821 | 177.9664 | 0.8116 | 30080.8806 | 0.94394 | 3.6814 | 3.6305 | 3.0859 | 0.91747 | 2.6211 | 0.35988 | 173.7221 | 27598.1818 | 0.74462 | 34071.8293 | 0.17019 | 0.66141 | 0.023367 | 0.68478 | 342.3214 | 27598.1818 | 0.74462 | 34071.8293 | 0.17019 | 1.0916 | 0.023367 | 1.115 | 557.3792 | 27598.1818 | 0.74462 | 35518.8954 | 0.17019 | 0.080423 | 1.0002 | 0.034409 | 1.0346 | 517.1859 | 27598.1818 | 0.74462 | 35656.5656 | 0.0042 | 0.69218 | 0.00057666 | 0.69275 | 346.5315 | 27598.1818 | 0.74462 | 32972.7381 | 0.0042 | 1.0564 | 0.00057666 | 1.057 | 528.6076 | 27598.1818 | 0.74462 | 34758.4153 | 0.0042 | 0.080423 | 0.97876 | 0.011619 | 0.99038 | 495.3125
02/07 02:00:00 | 32.36 | 0.2 | 78.04% | 0.80141 | 29703.211 | 0.93583 | 3.369 | 3.3229 | 2.9906 | 0.97373 | 2.8345 | 0.38918 | 178.3556 | 0.80141 | 29703.211 | 0.93583 | 3.6497 | 3.5998 | 3.0598 | 0.92913 | 2.6435 | 0.36295 | 174.0851 | 28922.7717 | 0.78036 | 35707.1255 | 0.17836 | 0.69316 | 0.024488 | 0.71765 | 343.039 | 28922.7717 | 0.78036 | 35707.1255 | 0.17836 | 1.144 | 0.024488 | 1.1685 | 558.5477 | 28922.7717 | 0.78036 | 37223.6444 | 0.17836 | 0.084283 | 1.0482 | 0.03606 | 1.0842 | 518.2701 | 28922.7717 | 0.78036 | 37367.9221 | 0.0042 | 0.7254 | 0.00057666 | 0.72598 | 347.2575 | 28922.7717 | 0.78036 | 34555.2828 | 0.0042 | 1.1071 | 0.00057666 | 1.1077 | 529.7153 | 28922.7717 | 0.78036 | 36426.6646 | 0.0042 | 0.084283 | 1.0257 | 0.012149 | 1.0379 | 496.3503
02/07 03:00:00 | 32.18 | 0.1 | 80.25% | 0.79888 | 29609.1484 | 0.93379 | 3.3617 | 3.3157 | 2.9842 | 1.0045 | 2.9212 | 0.40108 | 178.7567 | 0.79888 | 29609.1484 | 0.93379 | 3.6418 | 3.5921 | 3.0532 | 1.0045 | 2.8551 | 0.39201 | 174.4771 | 29743.4651 | 0.8025 | 36720.3272 | 0.18342 | 0.71283 | 0.025183 | 0.73801 | 343.777 | 29743.4651 | 0.8025 | 36720.3272 | 0.18342 | 1.1765 | 0.025183 | 1.2017 | 559.7493 | 29743.4651 | 0.8025 | 38279.8778 | 0.18342 | 0.086674 | 1.0779 | 0.037084 | 1.115 | 519.3851 | 29743.4651 | 0.8025 | 38428.2494 | 0.0042 | 0.74598 | 0.00057666 | 0.74656 | 348.004 | 29743.4651 | 0.8025 | 35535.8005 | 0.0042 | 1.1385 | 0.00057666 | 1.1391 | 530.8544 | 29743.4651 | 0.8025 | 37460.2834 | 0.0042 | 0.086674 | 1.0548 | 0.012477 | 1.0673 | 497.4177
02/07 04:00:00 | 28.04 | -2.2 | 86.84% | 0.74156 | 27484.8856 | 0.886 | 3.1896 | 3.1484 | 2.8336 | 1.1711 | 3.3291 | 0.45709 | 179.2138 | 0.74156 | 27484.8856 | 0.886 | 3.4554 | 3.4108 | 2.8992 | 1.0822 | 3.0068 | 0.41284 | 174.8899 | 32186.351 | 0.86841 | 39736.2358 | 0.19848 | 0.77137 | 0.027252 | 0.79862 | 344.5756 | 32186.351 | 0.86841 | 39736.2358 | 0.19848 | 1.2731 | 0.027252 | 1.3003 | 561.0497 | 32186.351 | 0.86841 | 41423.8752 | 0.19848 | 0.093793 | 1.1664 | 0.040129 | 1.2066 | 520.5917 | 32186.351 | 0.86841 | 41584.4329 | 0.0042 | 0.80725 | 0.00057666 | 0.80783 | 348.8119 | 32186.351 | 0.86841 | 38454.4218 | 0.0042 | 1.232 | 0.00057666 | 1.2326 | 532.087 | 32186.351 | 0.86841 | 40536.966 | 0.0042 | 0.093793 | 1.1415 | 0.013454 | 1.1549 | 498.5726
02/07 05:00:00 | 26.96 | -2.8 | 93% | 0.72694 | 26943.079 | 0.87333 | 3.144 | 3.1037 | 2.7933 | 1.2793 | 3.6165 | 0.49655 | 179.7103 | 0.72694 | 26943.079 | 0.87333 | 3.406 | 3.3624 | 2.858 | 1.2793 | 3.5347 | 0.48531 | 175.3752 | 34468.5768 | 0.92999 | 42553.7986 | 0.21256 | 0.82607 | 0.029184 | 0.85525 | 345.4309 | 34468.5768 | 0.92999 | 42553.7986 | 0.21256 | 1.3634 | 0.029184 | 1.3926 | 562.4422 | 34468.5768 | 0.92999 | 44361.1028 | 0.21256 | 0.10044 | 1.2492 | 0.042975 | 1.2921 | 521.8838 | 34468.5768 | 0.92999 | 44533.045 | 0.0042 | 0.86449 | 0.00057666 | 0.86507 | 349.6769 | 34468.5768 | 0.92999 | 41181.0954 | 0.0042 | 1.3194 | 0.00057666 | 1.32 | 533.4069 | 34468.5768 | 0.92999 | 43411.3058 | 0.0042 | 0.10044 | 1.2224 | 0.014368 | 1.2368 | 499.8094
02/07 06:00:00 | 24.98 | -3.9 | 96.77% | 0.7005 | 25963.0383 | 0.85001 | 3.06 | 3.0207 | 2.7187 | 1.3815 | 3.8666 | 0.53089 | 180.2412 | 0.7005 | 25963.0383 | 0.85001 | 3.315 | 3.2725 | 2.7816 | 1.3276 | 3.6318 | 0.49864 | 175.8739 | 35867.0798 | 0.96772 | 44280.3454 | 0.22118 | 0.85958 | 0.030368 | 0.88995 | 346.3208 | 35867.0798 | 0.96772 | 44280.3454 | 0.22118 | 1.4187 | 0.030368 | 1.4491 | 563.8913 | 35867.0798 | 0.96772 | 46160.9778 | 0.22118 | 0.10452 | 1.2998 | 0.044719 | 1.3446 | 523.2284 | 35867.0798 | 0.96772 | 46339.8963 | 0.0042 | 0.89957 | 0.00057666 | 0.90014 | 350.5771 | 35867.0798 | 0.96772 | 42851.9472 | 0.0042 | 1.3729 | 0.00057666 | 1.3735 | 534.7804 | 35867.0798 | 0.96772 | 45172.6445 | 0.0042 | 0.10452 | 1.272 | 0.014927 | 1.2869 | 501.0963
02/07 07:00:00 | 24.98 | -3.9 | 98.75% | 0.7005 | 25963.0383 | 0.85001 | 3.06 | 3.0207 | 2.7187 | 1.4097 | 3.9457 | 0.54174 | 180.7829 | 0.7005 | 25963.0383 | 0.85001 | 3.315 | 3.2725 | 2.7816 | 1.4097 | 3.8564 | 0.52948 | 176.4034 | 36600.2218 | 0.9875 | 45185.459 | 0.2257 | 0.87716 | 0.030989 | 0.90814 | 347.229 | 36600.2218 | 0.9875 | 45185.459 | 0.2257 | 1.4477 | 0.030989 | 1.4787 | 565.37 | 36600.2218 | 0.9875 | 47104.5325 | 0.2257 | 0.10666 | 1.3264 | 0.045633 | 1.372 | 524.6004 | 36600.2218 | 0.9875 | 47287.1082 | 0.0042 | 0.91795 | 0.00057666 | 0.91853 | 351.4956 | 36600.2218 | 0.9875 | 43727.8635 | 0.0042 | 1.401 | 0.00057666 | 1.4016 | 536.182 | 36600.2218 | 0.9875 | 46095.9972 | 0.0042 | 0.10666 | 1.298 | 0.01522 | 1.3132 | 502.4095
02/07 08:00:00 | 32 | 0 | 87.07% | 0.79634 | 29515.2278 | 0.93175 | 3.3543 | 3.3086 | 2.9777 | 1.0933 | 3.1762 | 0.43609 | 181.219 | 0.79634 | 29515.2278 | 0.93175 | 3.6338 | 3.5843 | 3.0467 | 1.24 | 3.5209 | 0.48341 | 176.8868 | 32270.0945 | 0.87067 | 39839.6229 | 0.199 | 0.77338 | 0.027323 | 0.8007 | 348.0297 | 32270.0945 | 0.87067 | 39839.6229 | 0.199 | 1.2764 | 0.027323 | 1.3037 | 566.6737 | 32270.0945 | 0.87067 | 41531.6532 | 0.199 | 0.094037 | 1.1695 | 0.040234 | 1.2097 | 525.8101 | 32270.0945 | 0.87067 | 41692.6286 | 0.0042 | 0.80935 | 0.00057666 | 0.80993 | 352.3055 | 32270.0945 | 0.87067 | 38554.4738 | 0.0042 | 1.2352 | 0.00057666 | 1.2358 | 537.4178 | 32270.0945 | 0.87067 | 40642.4365 | 0.0042 | 0.094037 | 1.1444 | 0.013488 | 1.1579 | 503.5675
02/07 09:00:00 | 33.8 | 1 | 58.37% | 0.82185 | 30460.8213 | 0.95198 | 3.4271 | 3.3794 | 3.0414 | 0.71027 | 2.0849 | 0.28625 | 181.5053 | 0.82185 | 30460.8213 | 0.95198 | 3.7127 | 3.661 | 3.1118 | 0.71027 | 2.0377 | 0.27977 | 177.1666 | 21635.2865 | 0.58374 | 26710.2303 | 0.13342 | 0.51851 | 0.018318 | 0.53683 | 348.5665 | 21635.2865 | 0.58374 | 26710.2303 | 0.13342 | 0.85576 | 0.018318 | 0.87408 | 567.5478 | 21635.2865 | 0.58374 | 27844.6416 | 0.13342 | 0.063047 | 0.78407 | 0.026975 | 0.81105 | 526.6212 | 21635.2865 | 0.58374 | 27952.5666 | 0.0042 | 0.54262 | 0.00057666 | 0.5432 | 352.8487 | 21635.2865 | 0.58374 | 25848.6099 | 0.0042 | 0.82815 | 0.00057666 | 0.82873 | 538.2465 | 21635.2865 | 0.58374 | 27248.4717 | 0.0042 | 0.063047 | 0.76729 | 0.009233 | 0.77652 | 504.344
02/07 10:00:00 | 44.24 | 6.8 | 38.01% | 0.97738 | 36225.1717 | 1.0552 | 3.7987 | 3.7616 | 3.3854 | 0.38887 | 1.2195 | 0.16744 | 181.6727 | 0.97738 | 36225.1717 | 1.0552 | 4.1153 | 4.075 | 3.4638 | 0.59724 | 1.8306 | 0.25135 | 177.4179 | 14086.81 | 0.38007 | 17391.1235 | 0.086869 | 0.3376 | 0.011927 | 0.34953 | 348.916 | 14086.81 | 0.38007 | 17391.1235 | 0.086869 | 0.55719 | 0.011927 | 0.56912 | 568.1169 | 14086.81 | 0.38007 | 18129.7426 | 0.086869 | 0.04105 | 0.51051 | 0.017563 | 0.52808 | 527.1493 | 14086.81 | 0.38007 | 18200.013 | 0.0042 | 0.3533 | 0.00057666 | 0.35388 | 353.2026 | 14086.81 | 0.38007 | 16830.1195 | 0.0042 | 0.53921 | 0.00057666 | 0.53979 | 538.7863 | 14086.81 | 0.38007 | 17741.5743 | 0.0042 | 0.04105 | 0.49958 | 0.0062128 | 0.5058 | 504.8498
02/07 11:00:00 | 51.98 | 11.1 | 22.2% | 1.101 | 40806.9675 | 1.1062 | 3.9825 | 4.0124 | 3.6112 | 0.2016 | 0.66767 | 0.091671 | 181.7644 | 1.101 | 40806.9675 | 1.1062 | 4.3143 | 4.3468 | 3.6948 | 0.2016 | 0.65257 | 0.089597 | 177.5075 | 8226.5771 | 0.22196 | 10156.268 | 0.050731 | 0.19716 | 0.0069653 | 0.20412 | 349.1202 | 8226.5771 | 0.22196 | 10156.268 | 0.050731 | 0.32539 | 0.0069653 | 0.33236 | 568.4492 | 8226.5771 | 0.22196 | 10587.6153 | 0.050731 | 0.023973 | 0.29814 | 0.010257 | 0.30839 | 527.4577 | 8226.5771 | 0.22196 | 10628.6526 | 0.0042 | 0.20633 | 0.00057666 | 0.2069 | 353.4095 | 8226.5771 | 0.22196 | 9828.6465 | 0.0042 | 0.3149 | 0.00057666 | 0.31547 | 539.1018 | 8226.5771 | 0.22196 | 10360.9284 | 0.0042 | 0.023973 | 0.29175 | 0.0038681 | 0.29562 | 505.1454
02/07 12:00:00 | 53.96 | 12.2 | 9.14% | 1.1338 | 42021.2114 | 1.1146 | 4.0124 | 4.0724 | 3.6652 | 0.080616 | 0.27089 | 0.037193 | 181.8016 | 1.1338 | 42021.2114 | 1.1146 | 4.3467 | 4.4118 | 3.75 | 0.19577 | 0.64295 | 0.088277 | 177.5958 | 3387.59 | 0.0914 | 4182.2099 | 0.02089 | 0.081186 | 0.0028682 | 0.084055 | 349.2042 | 3387.59 | 0.0914 | 4182.2099 | 0.02089 | 0.13399 | 0.0028682 | 0.13686 | 568.5861 | 3387.59 | 0.0914 | 4359.8327 | 0.02089 | 0.0098716 | 0.12277 | 0.0042236 | 0.12699 | 527.5847 | 3387.59 | 0.0914 | 4376.7313 | 0.0042 | 0.084963 | 0.00057666 | 0.085539 | 353.4951 | 3387.59 | 0.0914 | 4047.2999 | 0.0042 | 0.12967 | 0.00057666 | 0.13025 | 539.232 | 3387.59 | 0.0914 | 4266.4862 | 0.0042 | 0.0098716 | 0.12014 | 0.001932 | 0.12207 | 505.2675
02/07 13:00:00 | 53.96 | 12.2 | 1.956% | 1.1338 | 42021.2114 | 1.1146 | 4.0124 | 4.0724 | 3.6652 | 0.017253 | 0.057973 | 0.0079597 | 181.8096 | 1.1338 | 42021.2114 | 1.1146 | 4.3467 | 4.4118 | 3.75 | 0.017253 | 0.056661 | 0.0077796 | 177.6036 | 724.9813 | 0.019561 | 895.0387 | 0.0044707 | 0.017375 | 0.00061383 | 0.017989 | 349.2222 | 724.9813 | 0.019561 | 895.0387 | 0.0044707 | 0.028676 | 0.00061383 | 0.02929 | 568.6154 | 724.9813 | 0.019561 | 933.0519 | 0.0044707 | 0.0021126 | 0.026274 | 0.0009039 | 0.027178 | 527.6118 | 724.9813 | 0.019561 | 936.6684 | 0.0042 | 0.018183 | 0.00057666 | 0.01876 | 353.5138 | 724.9813 | 0.019561 | 866.1665 | 0.0042 | 0.027751 | 0.00057666 | 0.028327 | 539.2604 | 724.9813 | 0.019561 | 913.0747 | 0.0042 | 0.0021126 | 0.025711 | 0.00086673 | 0.026578 | 505.294
02/07 14:00:00 | 55.94 | 13.3 | 0% | 1.167 | 43252.6302 | 1.1207 | 4.0346 | 4.1309 | 3.7178 | 0 | 0 | 0 | 181.8096 | 1.167 | 43252.6302 | 1.1207 | 4.3708 | 4.4751 | 3.8039 | 0.016762 | 0.055859 | 0.0076694 | 177.6112 | 0 | 0 | 0 | 0 | 0 | 0 | 0 | 349.2222 | 0 | 0 | 0 | 0 | 0 | 0 | 0 | 568.6154 | 0 | 0 | 0 | 0 | 0 | 0 | 0 | 0 | 527.6118 | 0 | 0 | 0 | 0.0042 | 0 | 0.00057666 | 0.00057666 | 353.5144 | 0 | 0 | 0 | 0.0042 | 0 | 0.00057666 | 0.00057666 | 539.2609 | 0 | 0 | 0 | 0.0042 | 0 | 0 | 0.00057666 | 0.00057666 | 505.2946
02/07 15:00:00 | 57.92 | 14.4 | 0% | 1.2007 | 44501.2239 | 1.1247 | 4.0487 | 4.188 | 3.7692 | 0 | 0 | 0 | 181.8096 | 1.2007 | 44501.2239 | 1.1247 | 4.3861 | 4.537 | 3.8565 | 0 | 0 | 0 | 177.6112 | 0 | 0 | 0 | 0 | 0 | 0 | 0 | 349.2222 | 0 | 0 | 0 | 0 | 0 | 0 | 0 | 568.6154 | 0 | 0 | 0 | 0 | 0 | 0 | 0 | 0 | 527.6118 | 0 | 0 | 0 | 0.0042 | 0 | 0.00057666 | 0.00057666 | 353.515 | 0 | 0 | 0 | 0.0042 | 0 | 0.00057666 | 0.00057666 | 539.2615 | 0 | 0 | 0 | 0.0042 | 0 | 0 | 0.00057666 | 0.00057666 | 505.2952
02/07 16:00:00 | 55.94 | 13.3 | 0% | 1.167 | 43252.6302 | 1.1207 | 4.0346 | 4.1309 | 3.7178 | 0 | 0 | 0 | 181.8096 | 1.167 | 43252.6302 | 1.1207 | 4.3708 | 4.4751 | 3.8039 | 0 | 0 | 0 | 177.6112 | 0 | 0 | 0 | 0 | 0 | 0 | 0 | 349.2222 | 0 | 0 | 0 | 0 | 0 | 0 | 0 | 568.6154 | 0 | 0 | 0 | 0 | 0 | 0 | 0 | 0 | 527.6118 | 0 | 0 | 0 | 0.0042 | 0 | 0.00057666 | 0.00057666 | 353.5156 | 0 | 0 | 0 | 0.0042 | 0 | 0.00057666 | 0.00057666 | 539.2621 | 0 | 0 | 0 | 0.0042 | 0 | 0 | 0.00057666 | 0.00057666 | 505.2958
02/07 17:00:00 | 53.06 | 11.7 | 0% | 1.1188 | 41467.1533 | 1.111 | 3.9997 | 4.0453 | 3.6408 | 0 | 0 | 0 | 181.8096 | 1.1188 | 41467.1533 | 1.111 | 4.333 | 4.3824 | 3.7251 | 0 | 0 | 0 | 177.6112 | 0 | 0 | 0 | 0 | 0 | 0 | 0 | 349.2222 | 0 | 0 | 0 | 0 | 0 | 0 | 0 | 568.6154 | 0 | 0 | 0 | 0 | 0 | 0 | 0 | 0 | 527.6118 | 0 | 0 | 0 | 0.0042 | 0 | 0.00057666 | 0.00057666 | 353.5161 | 0 | 0 | 0 | 0.0042 | 0 | 0.00057666 | 0.00057666 | 539.2627 | 0 | 0 | 0 | 0.0042 | 0 | 0 | 0.00057666 | 0.00057666 | 505.2964
02/07 18:00:00 | 48.02 | 8.9 | 0% | 1.0369 | 38430.0045 | 1.0836 | 3.9008 | 3.8874 | 3.4987 | 0 | 0 | 0 | 181.8096 | 1.0369 | 38430.0045 | 1.0836 | 4.2259 | 4.2114 | 3.5797 | 0 | 0 | 0 | 177.6112 | 0 | 0 | 0 | 0 | 0 | 0 | 0 | 349.2222 | 0 | 0 | 0 | 0 | 0 | 0 | 0 | 568.6154 | 0 | 0 | 0 | 0 | 0 | 0 | 0 | 0 | 527.6118 | 0 | 0 | 0 | 0.0042 | 0 | 0.00057666 | 0.00057666 | 353.5167 | 0 | 0 | 0 | 0.0042 | 0 | 0.00057666 | 0.00057666 | 539.2632 | 0 | 0 | 0 | 0.0042 | 0 | 0 | 0.00057666 | 0.00057666 | 505.2969
02/07 19:00:00 | 48.02 | 8.9 | 0% | 1.0369 | 38430.0045 | 1.0836 | 3.9008 | 3.8874 | 3.4987 | 0 | 0 | 0 | 181.8096 | 1.0369 | 38430.0045 | 1.0836 | 4.2259 | 4.2114 | 3.5797 | 0 | 0 | 0 | 177.6112 | 0 | 0 | 0 | 0 | 0 | 0 | 0 | 349.2222 | 0 | 0 | 0 | 0 | 0 | 0 | 0 | 568.6154 | 0 | 0 | 0 | 0 | 0 | 0 | 0 | 0 | 527.6118 | 0 | 0 | 0 | 0.0042 | 0 | 0.00057666 | 0.00057666 | 353.5173 | 0 | 0 | 0 | 0.0042 | 0 | 0.00057666 | 0.00057666 | 539.2638 | 0 | 0 | 0 | 0.0042 | 0 | 0 | 0.00057666 | 0.00057666 | 505.2975
02/07 20:00:00 | 47.84 | 8.8 | 9.443% | 1.034 | 38323.593 | 1.0824 | 3.8965 | 3.8816 | 3.4934 | 0.091329 | 0.29364 | 0.040316 | 181.8499 | 1.034 | 38323.593 | 1.0824 | 4.2212 | 4.2051 | 3.5743 | 0 | 0 | 0 | 177.6112 | 3500.0517 | 0.094434 | 4321.0515 | 0.021584 | 0.083882 | 0.0029634 | 0.086845 | 349.3091 | 3500.0517 | 0.094434 | 4321.0515 | 0.021584 | 0.13844 | 0.0029634 | 0.1414 | 568.7568 | 3500.0517 | 0.094434 | 4504.571 | 0.021584 | 0.010199 | 0.12684 | 0.0043638 | 0.13121 | 527.743 | 3500.0517 | 0.094434 | 4522.0306 | 0.0042 | 0.087783 | 0.00057666 | 0.08836 | 353.6056 | 3500.0517 | 0.094434 | 4181.6627 | 0.0042 | 0.13397 | 0.00057666 | 0.13455 | 539.3984 | 3500.0517 | 0.094434 | 4408.1256 | 0.0042 | 0.010199 | 0.12413 | 0.001977 | 0.1261 | 505.4236
02/07 21:00:00 | 46.4 | 8 | 16.95% | 1.0112 | 37477.4113 | 1.0722 | 3.8598 | 3.8343 | 3.4509 | 0.16761 | 0.53348 | 0.073247 | 181.9231 | 1.0112 | 37477.4113 | 1.0722 | 4.1814 | 4.1538 | 3.5308 | 0.16761 | 0.52142 | 0.07159 | 177.6828 | 6281.4674 | 0.16948 | 7754.898 | 0.038736 | 0.15054 | 0.0053184 | 0.15586 | 349.4649 | 6281.4674 | 0.16948 | 7754.898 | 0.038736 | 0.24846 | 0.0053184 | 0.25377 | 569.0106 | 6281.4674 | 0.16948 | 8084.2566 | 0.038736 | 0.018305 | 0.22764 | 0.0078316 | 0.23547 | 527.9785 | 6281.4674 | 0.16948 | 8115.591 | 0.0042 | 0.15754 | 0.00057666 | 0.15812 | 353.7638 | 6281.4674 | 0.16948 | 7504.74 | 0.0042 | 0.24044 | 0.00057666 | 0.24102 | 539.6394 | 6281.4674 | 0.16948 | 7911.168 | 0.0042 | 0.018305 | 0.22277 | 0.0030899 | 0.22586 | 505.6495
02/07 22:00:00 | 41.72 | 5.4 | 28.76% | 0.93866 | 34790.0588 | 1.0332 | 3.7195 | 3.6739 | 3.3065 | 0.30641 | 0.94487 | 0.12973 | 182.0528 | 0.93866 | 34790.0588 | 1.0332 | 4.0294 | 3.9801 | 3.3831 | 0.18055 | 0.54418 | 0.074716 | 177.7575 | 10659.9516 | 0.28761 | 13160.434 | 0.065736 | 0.25547 | 0.0090256 | 0.2645 | 349.7294 | 10659.9516 | 0.28761 | 13160.434 | 0.065736 | 0.42164 | 0.0090256 | 0.43067 | 569.4412 | 10659.9516 | 0.28761 | 13719.3714 | 0.065736 | 0.031064 | 0.38632 | 0.013291 | 0.39961 | 528.3781 | 10659.9516 | 0.28761 | 13772.5472 | 0.0042 | 0.26736 | 0.00057666 | 0.26793 | 354.0317 | 10659.9516 | 0.28761 | 12735.9039 | 0.0042 | 0.40804 | 0.00057666 | 0.40862 | 540.048 | 10659.9516 | 0.28761 | 13425.6317 | 0.0042 | 0.031064 | 0.37805 | 0.0048417 | 0.38289 | 506.0324
02/07 23:00:00 | 40.64 | 4.8 | 40.85% | 0.9223 | 34183.5269 | 1.0231 | 3.6831 | 3.6354 | 3.2719 | 0.44289 | 1.3561 | 0.1862 | 182.239 | 0.9223 | 34183.5269 | 1.0231 | 3.99 | 3.9384 | 3.3476 | 0.44289 | 1.3255 | 0.18199 | 177.9395 | 15139.5897 | 0.40848 | 18690.8515 | 0.093361 | 0.36283 | 0.012818 | 0.37565 | 350.1051 | 15139.5897 | 0.40848 | 18690.8515 | 0.093361 | 0.59883 | 0.012818 | 0.61165 | 570.0529 | 15139.5897 | 0.40848 | 19484.6714 | 0.093361 | 0.044118 | 0.54867 | 0.018876 | 0.56754 | 528.9457 | 15139.5897 | 0.40848 | 19560.1934 | 0.0042 | 0.37971 | 0.00057666 | 0.38029 | 354.412 | 15139.5897 | 0.40848 | 18087.9208 | 0.0042 | 0.57951 | 0.00057666 | 0.58009 | 540.6281 | 15139.5897 | 0.40848 | 19067.4933 | 0.0042 | 0.044118 | 0.53692 | 0.006634 | 0.54355 | 506.5759
02/07 24:00:00 | 40.46 | 4.7 | 48.99% | 0.91958 | 34082.9351 | 1.0214 | 3.6769 | 3.629 | 3.2661 | 0.53273 | 1.6293 | 0.2237 | 182.4627 | 0.91958 | 34082.9351 | 1.0214 | 3.9833 | 3.9314 | 3.3417 | 0.4442 | 1.3278 | 0.18231 | 178.1218 | 18156.8477 | 0.48988 | 22415.8613 | 0.11197 | 0.43514 | 0.015373 | 0.45052 | 350.5556 | 18156.8477 | 0.48988 | 22415.8613 | 0.11197 | 0.71817 | 0.015373 | 0.73355 | 570.7864 | 18156.8477 | 0.48988 | 23367.8863 | 0.11197 | 0.05291 | 0.65801 | 0.022638 | 0.68065 | 529.6263 | 18156.8477 | 0.48988 | 23458.4595 | 0.0042 | 0.45538 | 0.00057666 | 0.45596 | 354.8679 | 18156.8477 | 0.48988 | 21692.769 | 0.0042 | 0.69501 | 0.00057666 | 0.69558 | 541.3237 | 18156.8477 | 0.48988 | 22867.5663 | 0.0042 | 0.05291 | 0.64392 | 0.0078412 | 0.65177 | 507.2277
02/08 01:00:00 | 39.56 | 4.2 | 55.4% | 0.90607 | 33582.1049 | 1.0126 | 3.6455 | 3.5964 | 3.2368 | 0.61145 | 1.8593 | 0.25528 | 182.718 | 0.90607 | 33582.1049 | 1.0126 | 3.9492 | 3.8961 | 3.3117 | 0.61145 | 1.8172 | 0.2495 | 178.3713 | 20533.7441 | 0.55402 | 25350.3013 | 0.12662 | 0.49211 | 0.017386 | 0.50949 | 351.0651 | 20533.7441 | 0.55402 | 25350.3013 | 0.12662 | 0.81219 | 0.017386 | 0.82958 | 571.616 | 20533.7441 | 0.55402 | 26426.955 | 0.12662 | 0.059837 | 0.74415 | 0.025601 | 0.76975 | 530.3961 | 20533.7441 | 0.55402 | 26529.3851 | 0.0042 | 0.515 | 0.00057666 | 0.51557 | 355.3835 | 20533.7441 | 0.55402 | 24532.5496 | 0.0042 | 0.78599 | 0.00057666 | 0.78657 | 542.1102 | 20533.7441 | 0.55402 | 25861.1386 | 0.0042 | 0.059837 | 0.72822 | 0.0087922 | 0.73701 | 507.9647
02/08 02:00:00 | 39.02 | 3.9 | 61.69% | 0.89801 | 33283.3101 | 1.0073 | 3.6262 | 3.5767 | 3.219 | 0.68694 | 2.0817 | 0.28581 | 183.0038 | 0.89801 | 33283.3101 | 1.0073 | 3.9284 | 3.8748 | 3.2936 | 0.61694 | 1.8272 | 0.25088 | 178.6222 | 22863.6273 | 0.61688 | 28226.7004 | 0.14099 | 0.54795 | 0.019358 | 0.5673 | 351.6324 | 22863.6273 | 0.61688 | 28226.7004 | 0.14099 | 0.90435 | 0.019358 | 0.9237 | 572.5397 | 22863.6273 | 0.61688 | 29425.5178 | 0.14099 | 0.066626 | 0.82859 | 0.028506 | 0.85709 | 531.2532 | 22863.6273 | 0.61688 | 29539.5702 | 0.0042 | 0.57343 | 0.00057666 | 0.57401 | 355.9575 | 22863.6273 | 0.61688 | 27316.1617 | 0.0042 | 0.87517 | 0.00057666 | 0.87575 | 542.986 | 22863.6273 | 0.61688 | 28795.5004 | 0.0042 | 0.066626 | 0.81085 | 0.0097244 | 0.82057 | 508.7853
02/08 03:00:00 | 39.02 | 3.9 | 63.19% | 0.89801 | 33283.3101 | 1.0073 | 3.6262 | 3.5767 | 3.219 | 0.70366 | 2.1323 | 0.29277 | 183.2966 | 0.89801 | 33283.3101 | 1.0073 | 3.9284 | 3.8748 | 3.2936 | 0.70366 | 2.0841 | 0.28615 | 178.9084 | 23420.2026 | 0.63189 | 28913.8303 | 0.14442 | 0.56128 | 0.019829 | 0.58111 | 352.2135 | 23420.2026 | 0.63189 | 28913.8303 | 0.14442 | 0.92636 | 0.019829 | 0.94619 | 573.4859 | 23420.2026 | 0.63189 | 30141.8308 | 0.14442 | 0.068248 | 0.84876 | 0.0292 | 0.87796 | 532.1311 | 23420.2026 | 0.63189 | 30258.6597 | 0.0042 | 0.58739 | 0.00057666 | 0.58797 | 356.5455 | 23420.2026 | 0.63189 | 27981.1261 | 0.0042 | 0.89648 | 0.00057666 | 0.89705 | 543.883 | 23420.2026 | 0.63189 | 29496.4768 | 0.0042 | 0.068248 | 0.83059 | 0.0099471 | 0.84053 | 509.6258
02/08 04:00:00 | 38.48 | 3.6 | 63.71% | 0.88998 | 32985.7928 | 1.0018 | 3.6066 | 3.5569 | 3.2012 | 0.71587 | 2.1619 | 0.29683 | 183.5934 | 0.88998 | 32985.7928 | 1.0018 | 3.9072 | 3.8533 | 3.2753 | 0.71001 | 2.0957 | 0.28774 | 179.1961 | 23613.5871 | 0.63711 | 29152.5767 | 0.14562 | 0.56592 | 0.019993 | 0.58591 | 352.7994 | 23613.5871 | 0.63711 | 29152.5767 | 0.14562 | 0.93401 | 0.019993 | 0.954 | 574.4399 | 23613.5871 | 0.63711 | 30390.717 | 0.14562 | 0.068811 | 0.85577 | 0.029441 | 0.88521 | 533.0163 | 23613.5871 | 0.63711 | 30508.5104 | 0.0042 | 0.59224 | 0.00057666 | 0.59282 | 357.1383 | 23613.5871 | 0.63711 | 28212.171 | 0.0042 | 0.90388 | 0.00057666 | 0.90446 | 544.7875 | 23613.5871 | 0.63711 | 29740.0341 | 0.0042 | 0.068811 | 0.83745 | 0.010024 | 0.84747 | 510.4733
02/08 05:00:00 | 38.12 | 3.4 | 63.84% | 0.88465 | 32788.1577 | 0.99818 | 3.5934 | 3.5436 | 3.1892 | 0.7217 | 2.1746 | 0.29857 | 183.892 | 0.88465 | 32788.1577 | 0.99818 | 3.8929 | 3.8389 | 3.263 | 0.7217 | 2.1254 | 0.29182 | 179.4879 | 23663.051 | 0.63845 | 29213.6432 | 0.14592 | 0.5671 | 0.020035 | 0.58714 | 353.3865 | 23663.051 | 0.63845 | 29213.6432 | 0.14592 | 0.93597 | 0.020035 | 0.956 | 575.3959 | 23663.051 | 0.63845 | 30454.3771 | 0.14592 | 0.068956 | 0.85756 | 0.029503 | 0.88706 | 533.9034 | 23663.051 | 0.63845 | 30572.4173 | 0.0042 | 0.59348 | 0.00057666 | 0.59406 | 357.7324 | 23663.051 | 0.63845 | 28271.2676 | 0.0042 | 0.90577 | 0.00057666 | 0.90635 | 545.6939 | 23663.051 | 0.63845 | 29802.3312 | 0.0042 | 0.068956 | 0.8392 | 0.010044 | 0.84924 | 511.3225
02/08 06:00:00 | 38.3 | 3.5 | 61.73% | 0.88731 | 32886.9043 | 1 | 3.6001 | 3.5502 | 3.1952 | 0.69569 | 2.0986 | 0.28814 | 184.1802 | 0.88731 | 32886.9043 | 1 | 3.9001 | 3.8461 | 3.2692 | 0.71953 | 2.1214 | 0.29127 | 179.7792 | 22879.2344 | 0.6173 | 28245.9684 | 0.14109 | 0.54832 | 0.019371 | 0.56769 | 353.9542 | 22879.2344 | 0.6173 | 28245.9684 | 0.14109 | 0.90496 | 0.019371 | 0.92433 | 576.3203 | 22879.2344 | 0.6173 | 29445.6041 | 0.14109 | 0.066672 | 0.82915 | 0.028525 | 0.85768 | 534.7611 | 22879.2344 | 0.6173 | 29559.7343 | 0.0042 | 0.57382 | 0.00057666 | 0.5744 | 358.3068 | 22879.2344 | 0.6173 | 27334.8081 | 0.0042 | 0.87577 | 0.00057666 | 0.87635 | 546.5702 | 22879.2344 | 0.6173 | 28815.1566 | 0.0042 | 0.066672 | 0.8114 | 0.0097307 | 0.82113 | 512.1436
02/08 07:00:00 | 38.84 | 3.8 | 59.59% | 0.89533 | 33183.9958 | 1.0055 | 3.6197 | 3.5701 | 3.2131 | 0.66552 | 2.0145 | 0.27658 | 184.4567 | 0.89533 | 33183.9958 | 1.0055 | 3.9213 | 3.8676 | 3.2875 | 0.66552 | 1.9689 | 0.27033 | 180.0495 | 22084.6616 | 0.59586 | 27265.0144 | 0.13619 | 0.52928 | 0.018699 | 0.54798 | 354.5022 | 22084.6616 | 0.59586 | 27265.0144 | 0.13619 | 0.87353 | 0.018699 | 0.89223 | 577.2125 | 22084.6616 | 0.59586 | 28422.988 | 0.13619 | 0.064356 | 0.80036 | 0.027535 | 0.82789 | 535.589 | 22084.6616 | 0.59586 | 28533.1546 | 0.0042 | 0.5539 | 0.00057666 | 0.55447 | 358.8612 | 22084.6616 | 0.59586 | 26385.4978 | 0.0042 | 0.84536 | 0.00057666 | 0.84593 | 547.4161 | 22084.6616 | 0.59586 | 27814.4353 | 0.0042 | 0.064356 | 0.78322 | 0.0094128 | 0.79264 | 512.9363
02/08 08:00:00 | 37.94 | 3.3 | 60.91% | 0.88199 | 32689.553 | 0.99634 | 3.5868 | 3.5369 | 3.1832 | 0.69057 | 2.0785 | 0.28537 | 184.7421 | 0.88199 | 32689.553 | 0.99634 | 3.8857 | 3.8316 | 3.2569 | 0.67559 | 1.9874 | 0.27287 | 180.3224 | 22574.4518 | 0.60907 | 27869.6936 | 0.13921 | 0.54102 | 0.019113 | 0.56013 | 355.0623 | 22574.4518 | 0.60907 | 27869.6936 | 0.13921 | 0.89291 | 0.019113 | 0.91202 | 578.1245 | 22574.4518 | 0.60907 | 29053.3485 | 0.13921 | 0.065783 | 0.81811 | 0.028145 | 0.84625 | 536.4352 | 22574.4518 | 0.60907 | 29165.9584 | 0.0042 | 0.56618 | 0.00057666 | 0.56676 | 359.428 | 22574.4518 | 0.60907 | 26970.6712 | 0.0042 | 0.8641 | 0.00057666 | 0.86468 | 548.2808 | 22574.4518 | 0.60907 | 28431.2995 | 0.0042 | 0.065783 | 0.80059 | 0.0096087 | 0.8102 | 513.7465
02/08 09:00:00 | 42.08 | 5.6 | 50.51% | 0.94415 | 34993.3717 | 1.0365 | 3.7313 | 3.6866 | 3.318 | 0.53499 | 1.6537 | 0.22705 | 184.9692 | 0.94415 | 34993.3717 | 1.0365 | 4.0422 | 3.9938 | 3.3948 | 0.53499 | 1.6163 | 0.22191 | 180.5443 | 18720.9831 | 0.50511 | 23112.3248 | 0.11545 | 0.44866 | 0.015851 | 0.46451 | 355.5269 | 18720.9831 | 0.50511 | 23112.3248 | 0.11545 | 0.74049 | 0.015851 | 0.75634 | 578.8808 | 18720.9831 | 0.50511 | 24093.9294 | 0.11545 | 0.054554 | 0.67846 | 0.023341 | 0.7018 | 537.137 | 18720.9831 | 0.50511 | 24187.3167 | 0.0042 | 0.46953 | 0.00057666 | 0.47011 | 359.8981 | 18720.9831 | 0.50511 | 22366.766 | 0.0042 | 0.7166 | 0.00057666 | 0.71718 | 548.998 | 18720.9831 | 0.50511 | 23578.0644 | 0.0042 | 0.054554 | 0.66393 | 0.0080669 | 0.672 | 514.4185
02/08 10:00:00 | 48.92 | 9.4 | 29.36% | 1.0513 | 38964.1908 | 1.0894 | 3.9218 | 3.9165 | 3.5248 | 0.27928 | 0.90482 | 0.12423 | 185.0934 | 1.0513 | 38964.1908 | 1.0894 | 4.2486 | 4.2428 | 3.6064 | 0.48047 | 1.5214 | 0.20889 | 180.7532 | 10881.9512 | 0.2936 | 13434.5077 | 0.067105 | 0.2608 | 0.0092136 | 0.27001 | 355.7969 | 10881.9512 | 0.2936 | 13434.5077 | 0.067105 | 0.43042 | 0.0092136 | 0.43964 | 579.3205 | 10881.9512 | 0.2936 | 14005.0852 | 0.067105 | 0.031711 | 0.39437 | 0.013567 | 0.40793 | 537.545 | 10881.9512 | 0.2936 | 14059.3685 | 0.0042 | 0.27293 | 0.00057666 | 0.2735 | 360.1716 | 10881.9512 | 0.2936 | 13001.1365 | 0.0042 | 0.41654 | 0.00057666 | 0.41712 | 549.4151 | 10881.9512 | 0.2936 | 13705.2282 | 0.0042 | 0.031711 | 0.38592 | 0.0049305 | 0.39085 | 514.8093
02/08 11:00:00 | 51.08 | 10.6 | 12.24% | 1.0863 | 40260.7161 | 1.1018 | 3.9664 | 3.9846 | 3.5861 | 0.1127 | 0.37083 | 0.050915 | 185.1443 | 1.0863 | 40260.7161 | 1.1018 | 4.2969 | 4.3166 | 3.6692 | 0.1127 | 0.36244 | 0.049763 | 180.803 | 4537.4242 | 0.12242 | 5601.7582 | 0.027981 | 0.10874 | 0.0038418 | 0.11258 | 355.9095 | 4537.4242 | 0.12242 | 5601.7582 | 0.027981 | 0.17947 | 0.0038418 | 0.18331 | 579.5038 | 4537.4242 | 0.12242 | 5839.6707 | 0.027981 | 0.013222 | 0.16444 | 0.0056572 | 0.1701 | 537.7151 | 4537.4242 | 0.12242 | 5862.3051 | 0.0042 | 0.1138 | 0.00057666 | 0.11438 | 360.286 | 4537.4242 | 0.12242 | 5421.0563 | 0.0042 | 0.17368 | 0.00057666 | 0.17426 | 549.5894 | 4537.4242 | 0.12242 | 5714.64 | 0.0042 | 0.013222 | 0.16092 | 0.0023921 | 0.16331 | 514.9726
02/08 12:00:00 | 50 | 10 | 8.402% | 1.0687 | 39609.8985 | 1.0959 | 3.9451 | 3.9508 | 3.5557 | 0.078618 | 0.25668 | 0.035242 | 185.1796 | 1.0687 | 39609.8985 | 1.0959 | 4.2739 | 4.28 | 3.638 | 0.11455 | 0.36554 | 0.050189 | 180.8531 | 3114.0467 | 0.084019 | 3844.5021 | 0.019203 | 0.074631 | 0.0026366 | 0.077267 | 355.9867 | 3114.0467 | 0.084019 | 3844.5021 | 0.019203 | 0.12317 | 0.0026366 | 0.12581 | 579.6296 | 3114.0467 | 0.084019 | 4007.7821 | 0.019203 | 0.0090745 | 0.11285 | 0.0038825 | 0.11674 | 537.8318 | 3114.0467 | 0.084019 | 4023.3162 | 0.0042 | 0.078102 | 0.00057666 | 0.078679 | 360.3647 | 3114.0467 | 0.084019 | 3720.4859 | 0.0042 | 0.1192 | 0.00057666 | 0.11978 | 549.7091 | 3114.0467 | 0.084019 | 3921.9732 | 0.0042 | 0.0090745 | 0.11044 | 0.0018226 | 0.11226 | 515.0849
02/08 13:00:00 | 50 | 10 | 9.002% | 1.0687 | 39609.8985 | 1.0959 | 3.9451 | 3.9508 | 3.5557 | 0.084231 | 0.27501 | 0.037758 | 185.2173 | 1.0687 | 39609.8985 | 1.0959 | 4.2739 | 4.28 | 3.638 | 0.084231 | 0.26878 | 0.036904 | 180.89 | 3336.3881 | 0.090018 | 4118.9977 | 0.020574 | 0.079959 | 0.0028249 | 0.082784 | 356.0695 | 3336.3881 | 0.090018 | 4118.9977 | 0.020574 | 0.13197 | 0.0028249 | 0.13479 | 579.7644 | 3336.3881 | 0.090018 | 4293.9358 | 0.020574 | 0.0097224 | 0.12091 | 0.0041598 | 0.12507 | 537.9569 | 3336.3881 | 0.090018 | 4310.579 | 0.0042 | 0.083678 | 0.00057666 | 0.084255 | 360.4489 | 3336.3881 | 0.090018 | 3986.1268 | 0.0042 | 0.12771 | 0.00057666 | 0.12829 | 549.8374 | 3336.3881 | 0.090018 | 4202.0002 | 0.0042 | 0.0097224 | 0.11832 | 0.0019116 | 0.12024 | 515.2051
02/08 14:00:00 | 48.02 | 8.9 | 8.35% | 1.0369 | 38430.0045 | 1.0836 | 3.9008 | 3.8874 | 3.4987 | 0.080532 | 0.25925 | 0.035595 | 185.2529 | 1.0369 | 38430.0045 | 1.0836 | 4.2259 | 4.2114 | 3.5797 | 0.086817 | 0.27316 | 0.037505 | 180.9275 | 3094.8324 | 0.083501 | 3820.7807 | 0.019085 | 0.07417 | 0.0026203 | 0.076791 | 356.1463 | 3094.8324 | 0.083501 | 3820.7807 | 0.019085 | 0.12241 | 0.0026203 | 0.12503 | 579.8894 | 3094.8324 | 0.083501 | 3983.0533 | 0.019085 | 0.0090185 | 0.11216 | 0.0038586 | 0.11602 | 538.0729 | 3094.8324 | 0.083501 | 3998.4915 | 0.0042 | 0.07762 | 0.00057666 | 0.078197 | 360.5271 | 3094.8324 | 0.083501 | 3697.5298 | 0.0042 | 0.11846 | 0.00057666 | 0.11904 | 549.9565 | 3094.8324 | 0.083501 | 3897.7738 | 0.0042 | 0.0090185 | 0.10976 | 0.0018149 | 0.11157 | 515.3167
02/08 15:00:00 | 48.02 | 8.9 | 7.324% | 1.0369 | 38430.0045 | 1.0836 | 3.9008 | 3.8874 | 3.4987 | 0.070638 | 0.2274 | 0.031222 | 185.2841 | 1.0369 | 38430.0045 | 1.0836 | 4.2259 | 4.2114 | 3.5797 | 0.070638 | 0.22226 | 0.030516 | 180.9581 | 2714.6246 | 0.073243 | 3351.3885 | 0.01674 | 0.065058 | 0.0022984 | 0.067357 | 356.2137 | 2714.6246 | 0.073243 | 3351.3885 | 0.01674 | 0.10737 | 0.0022984 | 0.10967 | 579.9991 | 2714.6246 | 0.073243 | 3493.7254 | 0.01674 | 0.0079106 | 0.098379 | 0.0033846 | 0.10176 | 538.1746 | 2714.6246 | 0.073243 | 3507.267 | 0.0042 | 0.068084 | 0.00057666 | 0.068661 | 360.5958 | 2714.6246 | 0.073243 | 3243.2791 | 0.0042 | 0.10391 | 0.00057666 | 0.10449 | 550.061 | 2714.6246 | 0.073243 | 3418.9227 | 0.0042 | 0.0079106 | 0.096273 | 0.0016628 | 0.097936 | 515.4146
02/08 16:00:00 | 44.96 | 7.2 | 12.54% | 0.98858 | 36640.3138 | 1.0611 | 3.8198 | 3.7861 | 3.4075 | 0.12682 | 0.39968 | 0.054877 | 185.339 | 0.98858 | 36640.3138 | 1.0611 | 4.1381 | 4.1016 | 3.4863 | 0.074088 | 0.22821 | 0.031333 | 180.9894 | 4646.8162 | 0.12537 | 5736.8101 | 0.028655 | 0.11136 | 0.0039344 | 0.1153 | 356.329 | 4646.8162 | 0.12537 | 5736.8101 | 0.028655 | 0.1838 | 0.0039344 | 0.18773 | 580.1868 | 4646.8162 | 0.12537 | 5980.4584 | 0.028655 | 0.013541 | 0.1684 | 0.0057936 | 0.1742 | 538.3488 | 4646.8162 | 0.12537 | 6003.6385 | 0.0042 | 0.11654 | 0.00057666 | 0.11712 | 360.7129 | 4646.8162 | 0.12537 | 5551.7517 | 0.0042 | 0.17787 | 0.00057666 | 0.17845 | 550.2394 | 4646.8162 | 0.12537 | 5852.4133 | 0.0042 | 0.013541 | 0.1648 | 0.0024359 | 0.16723 | 515.5819
02/08 17:00:00 | 44.06 | 6.7 | 13.5% | 0.97459 | 36121.741 | 1.0537 | 3.7934 | 3.7554 | 3.3799 | 0.13855 | 0.43398 | 0.059586 | 185.3986 | 0.97459 | 36121.741 | 1.0537 | 4.1095 | 4.0684 | 3.4581 | 0.13855 | 0.42416 | 0.058238 | 181.0476 | 5004.7196 | 0.13503 | 6178.6662 | 0.030862 | 0.11994 | 0.0042374 | 0.12418 | 356.4531 | 5004.7196 | 0.13503 | 6178.6662 | 0.030862 | 0.19796 | 0.0042374 | 0.20219 | 580.389 | 5004.7196 | 0.13503 | 6441.0805 | 0.030862 | 0.014584 | 0.18137 | 0.0062398 | 0.18761 | 538.5365 | 5004.7196 | 0.13503 | 6466.046 | 0.0042 | 0.12552 | 0.00057666 | 0.1261 | 360.839 | 5004.7196 | 0.13503 | 5979.3543 | 0.0042 | 0.19157 | 0.00057666 | 0.19215 | 550.4316 | 5004.7196 | 0.13503 | 6303.1733 | 0.0042 | 0.014584 | 0.17749 | 0.0025791 | 0.18007 | 515.7619
02/08 18:00:00 | 42.98 | 6.1 | 24.12% | 0.95793 | 35504.1377 | 1.0445 | 3.7601 | 3.7181 | 3.3463 | 0.25181 | 0.78304 | 0.10751 | 185.5061 | 0.95793 | 35504.1377 | 1.0445 | 4.0735 | 4.028 | 3.4238 | 0.14096 | 0.42842 | 0.058822 | 181.1065 | 8940.4064 | 0.24122 | 11037.5388 | 0.055133 | 0.21426 | 0.0075697 | 0.22183 | 356.675 | 8940.4064 | 0.24122 | 11037.5388 | 0.055133 | 0.35363 | 0.0075697 | 0.3612 | 580.7502 | 8940.4064 | 0.24122 | 11506.3145 | 0.055133 | 0.026053 | 0.324 | 0.011147 | 0.33515 | 538.8716 | 8940.4064 | 0.24122 | 11550.9127 | 0.0042 | 0.22423 | 0.00057666 | 0.22481 | 361.0638 | 8940.4064 | 0.24122 | 10681.4891 | 0.0042 | 0.34222 | 0.00057666 | 0.3428 | 550.7744 | 8940.4064 | 0.24122 | 11259.9577 | 0.0042 | 0.026053 | 0.31707 | 0.0041537 | 0.32122 | 516.0832
02/08 19:00:00 | 42.98 | 6.1 | 39.95% | 0.95793 | 35504.1377 | 1.0445 | 3.7601 | 3.7181 | 3.3463 | 0.41704 | 1.2968 | 0.17805 | 185.6842 | 0.95793 | 35504.1377 | 1.0445 | 4.0735 | 4.028 | 3.4238 | 0.41704 | 1.2675 | 0.17402 | 181.2805 | 14806.5387 | 0.39949 | 18279.6775 | 0.091307 | 0.35485 | 0.012536 | 0.36739 | 357.0424 | 14806.5387 | 0.39949 | 18279.6775 | 0.091307 | 0.58566 | 0.012536 | 0.59819 | 581.3484 | 14806.5387 | 0.39949 | 19056.0344 | 0.091307 | 0.043147 | 0.5366 | 0.018461 | 0.55506 | 539.4267 | 14806.5387 | 0.39949 | 19129.895 | 0.0042 | 0.37136 | 0.00057666 | 0.37193 | 361.4357 | 14806.5387 | 0.39949 | 17690.0104 | 0.0042 | 0.56676 | 0.00057666 | 0.56734 | 551.3417 | 14806.5387 | 0.39949 | 18648.0337 | 0.0042 | 0.043147 | 0.52511 | 0.0065008 | 0.53161 | 516.6148
02/08 20:00:00 | 41 | 5 | 41.15% | 0.92774 | 34385.1365 | 1.0265 | 3.6954 | 3.6483 | 3.2835 | 0.44357 | 1.3614 | 0.18692 | 185.8711 | 0.92774 | 34385.1365 | 1.0265 | 4.0033 | 3.9524 | 3.3595 | 0.43061 | 1.2917 | 0.17735 | 181.4578 | 15252.2292 | 0.41152 | 18829.9126 | 0.094055 | 0.36553 | 0.012914 | 0.37845 | 357.4208 | 15252.2292 | 0.41152 | 18829.9126 | 0.094055 | 0.60329 | 0.012914 | 0.6162 | 581.9646 | 15252.2292 | 0.41152 | 19629.6386 | 0.094055 | 0.044446 | 0.55275 | 0.019016 | 0.57176 | 539.9984 | 15252.2292 | 0.41152 | 19705.7225 | 0.0042 | 0.38253 | 0.00057666 | 0.38311 | 361.8188 | 15252.2292 | 0.41152 | 18222.4961 | 0.0042 | 0.58382 | 0.00057666 | 0.5844 | 551.9261 | 15252.2292 | 0.41152 | 19209.3567 | 0.0042 | 0.044446 | 0.54091 | 0.0066791 | 0.54759 | 517.1624
02/08 21:00:00 | 37.94 | 3.3 | 49.46% | 0.88199 | 32689.553 | 0.99634 | 3.5868 | 3.5369 | 3.1832 | 0.56076 | 1.6878 | 0.23173 | 186.1028 | 0.88199 | 32689.553 | 0.99634 | 3.8857 | 3.8316 | 3.2569 | 0.56076 | 1.6496 | 0.22649 | 181.6843 | 18330.931 | 0.49458 | 22630.779 | 0.11304 | 0.43932 | 0.01552 | 0.45484 | 357.8756 | 18330.931 | 0.49458 | 22630.779 | 0.11304 | 0.72506 | 0.01552 | 0.74058 | 582.7052 | 18330.931 | 0.49458 | 23591.9318 | 0.11304 | 0.053417 | 0.66432 | 0.022855 | 0.68718 | 540.6856 | 18330.931 | 0.49458 | 23683.3734 | 0.0042 | 0.45975 | 0.00057666 | 0.46033 | 362.2792 | 18330.931 | 0.49458 | 21900.7539 | 0.0042 | 0.70167 | 0.00057666 | 0.70225 | 552.6283 | 18330.931 | 0.49458 | 23086.8149 | 0.0042 | 0.053417 | 0.6501 | 0.0079109 | 0.65801 | 517.8204
02/08 22:00:00 | 37.94 | 3.3 | 68.54% | 0.88199 | 32689.553 | 0.99634 | 3.5868 | 3.5369 | 3.1832 | 0.77705 | 2.3388 | 0.32111 | 186.4239 | 0.88199 | 32689.553 | 0.99634 | 3.8857 | 3.8316 | 3.2569 | 0.56076 | 1.6496 | 0.22649 | 181.9108 | 25401.5374 | 0.68535 | 31359.9227 | 0.15664 | 0.60877 | 0.021507 | 0.63028 | 358.5059 | 25401.5374 | 0.68535 | 31359.9227 | 0.15664 | 1.0047 | 0.021507 | 1.0262 | 583.7314 | 25401.5374 | 0.68535 | 32691.8113 | 0.15664 | 0.074022 | 0.92056 | 0.03167 | 0.95223 | 541.6378 | 25401.5374 | 0.68535 | 32818.5237 | 0.0042 | 0.63708 | 0.00057666 | 0.63766 | 362.9168 | 25401.5374 | 0.68535 | 30348.3123 | 0.0042 | 0.97232 | 0.00057666 | 0.9729 | 553.6012 | 25401.5374 | 0.68535 | 31991.8607 | 0.0042 | 0.074022 | 0.90085 | 0.01074 | 0.91159 | 518.732
02/08 23:00:00 | 35.96 | 2.2 | 73.21% | 0.85298 | 31614.2697 | 0.97555 | 3.512 | 3.4625 | 3.1162 | 0.8583 | 2.552 | 0.35039 | 186.7743 | 0.85298 | 31614.2697 | 0.97555 | 3.8047 | 3.751 | 3.1884 | 0.8583 | 2.4943 | 0.34246 | 182.2533 | 27134.4176 | 0.73211 | 33499.281 | 0.16733 | 0.6503 | 0.022974 | 0.67327 | 359.1792 | 27134.4176 | 0.73211 | 33499.281 | 0.16733 | 1.0733 | 0.022974 | 1.0962 | 584.8277 | 27134.4176 | 0.73211 | 34922.0304 | 0.16733 | 0.079071 | 0.98336 | 0.033831 | 1.0172 | 542.655 | 27134.4176 | 0.73211 | 35057.3871 | 0.0042 | 0.68055 | 0.00057666 | 0.68112 | 363.598 | 27134.4176 | 0.73211 | 32418.659 | 0.0042 | 1.0387 | 0.00057666 | 1.0392 | 554.6405 | 27134.4176 | 0.73211 | 34174.3294 | 0.0042 | 0.079071 | 0.96231 | 0.011433 | 0.97374 | 519.7057
02/08 24:00:00 | 35.96 | 2.2 | 74.44% | 0.85298 | 31614.2697 | 0.97555 | 3.512 | 3.4625 | 3.1162 | 0.87266 | 2.5947 | 0.35625 | 187.1306 | 0.85298 | 31614.2697 | 0.97555 | 3.8047 | 3.751 | 3.1884 | 0.8583 | 2.4943 | 0.34246 | 182.5957 | 27588.5361 | 0.74436 | 34059.9211 | 0.17013 | 0.66118 | 0.023359 | 0.68454 | 359.8637 | 27588.5361 | 0.74436 | 34059.9211 | 0.17013 | 1.0912 | 0.023359 | 1.1146 | 585.9423 | 27588.5361 | 0.74436 | 35506.4814 | 0.17013 | 0.080395 | 0.99982 | 0.034397 | 1.0342 | 543.6892 | 27588.5361 | 0.74436 | 35644.1034 | 0.0042 | 0.69194 | 0.00057666 | 0.69251 | 364.2905 | 27588.5361 | 0.74436 | 32961.2139 | 0.0042 | 1.056 | 0.00057666 | 1.0566 | 555.6971 | 27588.5361 | 0.74436 | 34746.2671 | 0.0042 | 0.080395 | 0.97841 | 0.011615 | 0.99003 | 520.6957
02/09 01:00:00 | 34.88 | 1.6 | 79.8% | 0.83735 | 31034.9905 | 0.96387 | 3.4699 | 3.4212 | 3.0791 | 0.95305 | 2.8154 | 0.38655 | 187.5171 | 0.83735 | 31034.9905 | 0.96387 | 3.7591 | 3.7063 | 3.1503 | 0.95305 | 2.7517 | 0.37781 | 182.9735 | 29577.9734 | 0.79803 | 36516.0166 | 0.1824 | 0.70886 | 0.025043 | 0.7339 | 360.5976 | 29577.9734 | 0.79803 | 36516.0166 | 0.1824 | 1.1699 | 0.025043 | 1.195 | 587.1372 | 29577.9734 | 0.79803 | 38066.8899 | 0.1824 | 0.086192 | 1.0719 | 0.036877 | 1.1088 | 544.798 | 29577.9734 | 0.79803 | 38214.4359 | 0.0042 | 0.74183 | 0.00057666 | 0.74241 | 365.0329 | 29577.9734 | 0.79803 | 35338.0805 | 0.0042 | 1.1322 | 0.00057666 | 1.1328 | 556.8298 | 29577.9734 | 0.79803 | 37251.8557 | 0.0042 | 0.086192 | 1.049 | 0.012411 | 1.0614 | 521.7571
02/09 02:00:00 | 34.88 | 1.6 | 86.1% | 0.83735 | 31034.9905 | 0.96387 | 3.4699 | 3.4212 | 3.0791 | 1.0282 | 3.0374 | 0.41703 | 187.9342 | 0.83735 | 31034.9905 | 0.96387 | 3.7591 | 3.7063 | 3.1503 | 0.95305 | 2.7517 | 0.37781 | 183.3514 | 31910.1301 | 0.86096 | 39395.2223 | 0.19678 | 0.76475 | 0.027018 | 0.79177 | 361.3894 | 31910.1301 | 0.86096 | 39395.2223 | 0.19678 | 1.2622 | 0.027018 | 1.2892 | 588.4264 | 31910.1301 | 0.86096 | 41068.3785 | 0.19678 | 0.092988 | 1.1564 | 0.039785 | 1.1962 | 545.9943 | 31910.1301 | 0.86096 | 41227.5583 | 0.0042 | 0.80032 | 0.00057666 | 0.8009 | 365.8338 | 31910.1301 | 0.86096 | 38124.4087 | 0.0042 | 1.2215 | 0.00057666 | 1.222 | 558.0519 | 31910.1301 | 0.86096 | 40189.0807 | 0.0042 | 0.092988 | 1.1317 | 0.013344 | 1.145 | 522.9021
02/09 03:00:00 | 33.98 | 1.1 | 90.01% | 0.82443 | 30556.1613 | 0.95397 | 3.4343 | 3.3864 | 3.0477 | 1.0918 | 3.2082 | 0.44049 | 188.3746 | 0.82443 | 30556.1613 | 0.95397 | 3.7205 | 3.6686 | 3.1183 | 1.0918 | 3.1356 | 0.43052 | 183.7819 | 33361.7983 | 0.90013 | 41187.4053 | 0.20573 | 0.79954 | 0.028247 | 0.82779 | 362.2172 | 33361.7983 | 0.90013 | 41187.4053 | 0.20573 | 1.3196 | 0.028247 | 1.3478 | 589.7743 | 33361.7983 | 0.90013 | 42936.6773 | 0.20573 | 0.097218 | 1.209 | 0.041595 | 1.2506 | 547.2449 | 33361.7983 | 0.90013 | 43103.0985 | 0.0042 | 0.83673 | 0.00057666 | 0.83731 | 366.6711 | 33361.7983 | 0.90013 | 39858.7793 | 0.0042 | 1.277 | 0.00057666 | 1.2776 | 559.3295 | 33361.7983 | 0.90013 | 42017.3782 | 0.0042 | 0.097218 | 1.1832 | 0.013925 | 1.1971 | 524.0992
02/09 04:00:00 | 32.54 | 0.3 | 93.61% | 0.80396 | 29797.4155 | 0.93787 | 3.3763 | 3.33 | 2.997 | 1.1643 | 3.3928 | 0.46584 | 188.8405 | 0.80396 | 29797.4155 | 0.93787 | 3.6577 | 3.6075 | 3.0663 | 1.1196 | 3.1887 | 0.43781 | 184.2197 | 34694.083 | 0.93607 | 42832.2013 | 0.21395 | 0.83147 | 0.029375 | 0.86085 | 363.078 | 34694.083 | 0.93607 | 42832.2013 | 0.21395 | 1.3723 | 0.029375 | 1.4017 | 591.1759 | 34694.083 | 0.93607 | 44651.3295 | 0.21395 | 0.1011 | 1.2573 | 0.043256 | 1.3006 | 548.5455 | 34694.083 | 0.93607 | 44824.3967 | 0.0042 | 0.87015 | 0.00057666 | 0.87072 | 367.5418 | 34694.083 | 0.93607 | 41450.5174 | 0.0042 | 1.328 | 0.00057666 | 1.3286 | 560.6581 | 34694.083 | 0.93607 | 43695.3187 | 0.0042 | 0.1011 | 1.2304 | 0.014458 | 1.2449 | 525.3441
02/09 05:00:00 | 32.72 | 0.4 | 96.13% | 0.8065 | 29891.7619 | 0.9399 | 3.3836 | 3.3371 | 3.0034 | 1.1919 | 3.4768 | 0.47737 | 189.3178 | 0.8065 | 29891.7619 | 0.9399 | 3.6656 | 3.6152 | 3.0729 | 1.1919 | 3.3982 | 0.46657 | 184.6863 | 35628.6446 | 0.96129 | 43985.9809 | 0.21971 | 0.85387 | 0.030166 | 0.88404 | 363.9621 | 35628.6446 | 0.96129 | 43985.9809 | 0.21971 | 1.4093 | 0.030166 | 1.4394 | 592.6154 | 35628.6446 | 0.96129 | 45854.1114 | 0.21971 | 0.10382 | 1.2912 | 0.044421 | 1.3356 | 549.8811 | 35628.6446 | 0.96129 | 46031.8405 | 0.0042 | 0.89359 | 0.00057666 | 0.89416 | 368.436 | 35628.6446 | 0.96129 | 42567.0783 | 0.0042 | 1.3638 | 0.00057666 | 1.3644 | 562.0224 | 35628.6446 | 0.96129 | 44872.3483 | 0.0042 | 0.10382 | 1.2636 | 0.014832 | 1.2784 | 526.6225
02/09 06:00:00 | 32.18 | 0.1 | 93.87% | 0.79888 | 29609.1484 | 0.93379 | 3.3617 | 3.3157 | 2.9842 | 1.175 | 3.4169 | 0.46913 | 189.787 | 0.79888 | 29609.1484 | 0.93379 | 3.6418 | 3.5921 | 3.0532 | 1.2033 | 3.42 | 0.46957 | 185.1558 | 34790.2719 | 0.93867 | 42950.953 | 0.21454 | 0.83378 | 0.029456 | 0.86323 | 364.8253 | 34790.2719 | 0.93867 | 42950.953 | 0.21454 | 1.3761 | 0.029456 | 1.4055 | 594.0209 | 34790.2719 | 0.93867 | 44775.1247 | 0.21454 | 0.10138 | 1.2608 | 0.043376 | 1.3042 | 551.1853 | 34790.2719 | 0.93867 | 44948.6717 | 0.0042 | 0.87256 | 0.00057666 | 0.87314 | 369.3091 | 34790.2719 | 0.93867 | 41565.4384 | 0.0042 | 1.3317 | 0.00057666 | 1.3323 | 563.3547 | 34790.2719 | 0.93867 | 43816.4634 | 0.0042 | 0.10138 | 1.2338 | 0.014496 | 1.2483 | 527.8708
02/09 07:00:00 | 32 | 0 | 88.84% | 0.79634 | 29515.2278 | 0.93175 | 3.3543 | 3.3086 | 2.9777 | 1.1155 | 3.2407 | 0.44495 | 190.2319 | 0.79634 | 29515.2278 | 0.93175 | 3.6338 | 3.5843 | 3.0467 | 1.1155 | 3.1674 | 0.43488 | 185.5907 | 32925.524 | 0.88835 | 40648.7951 | 0.20304 | 0.78909 | 0.027877 | 0.81697 | 365.6423 | 32925.524 | 0.88835 | 40648.7951 | 0.20304 | 1.3023 | 0.027877 | 1.3302 | 595.3511 | 32925.524 | 0.88835 | 42375.1918 | 0.20304 | 0.095947 | 1.1932 | 0.041051 | 1.2343 | 552.4196 | 32925.524 | 0.88835 | 42539.4368 | 0.0042 | 0.82579 | 0.00057666 | 0.82637 | 370.1355 | 32925.524 | 0.88835 | 39337.5437 | 0.0042 | 1.2603 | 0.00057666 | 1.2609 | 564.6156 | 32925.524 | 0.88835 | 41467.9144 | 0.0042 | 0.095947 | 1.1677 | 0.01375 | 1.1814 | 529.0522
02/09 08:00:00 | 32 | 0 | 80.6% | 0.79634 | 29515.2278 | 0.93175 | 3.3543 | 3.3086 | 2.9777 | 1.0122 | 2.9403 | 0.40371 | 190.6356 | 0.79634 | 29515.2278 | 0.93175 | 3.6338 | 3.5843 | 3.0467 | 1.1155 | 3.1674 | 0.43488 | 186.0256 | 29874.0367 | 0.80602 | 36881.5268 | 0.18422 | 0.71596 | 0.025294 | 0.74125 | 366.3835 | 29874.0367 | 0.80602 | 36881.5268 | 0.18422 | 1.1816 | 0.025294 | 1.2069 | 596.558 | 29874.0367 | 0.80602 | 38447.9237 | 0.18422 | 0.087055 | 1.0826 | 0.037246 | 1.1199 | 553.5395 | 29874.0367 | 0.80602 | 38596.9467 | 0.0042 | 0.74926 | 0.00057666 | 0.74983 | 370.8853 | 29874.0367 | 0.80602 | 35691.8001 | 0.0042 | 1.1435 | 0.00057666 | 1.1441 | 565.7597 | 29874.0367 | 0.80602 | 37624.7314 | 0.0042 | 0.087055 | 1.0595 | 0.012529 | 1.072 | 530.1242
02/09 09:00:00 | 30.02 | -1.1 | 73.06% | 0.76872 | 28491.4693 | 0.90904 | 3.2726 | 3.2292 | 2.9063 | 0.95037 | 2.7306 | 0.37491 | 191.0105 | 0.76872 | 28491.4693 | 0.90904 | 3.5453 | 3.4984 | 2.9736 | 0.95037 | 2.6688 | 0.36643 | 186.392 | 27077.4679 | 0.73057 | 33428.9728 | 0.16698 | 0.64893 | 0.022926 | 0.67186 | 367.0554 | 27077.4679 | 0.73057 | 33428.9728 | 0.16698 | 1.071 | 0.022926 | 1.0939 | 597.652 | 27077.4679 | 0.73057 | 34848.7361 | 0.16698 | 0.078905 | 0.9813 | 0.03376 | 1.0151 | 554.5545 | 27077.4679 | 0.73057 | 34983.8087 | 0.0042 | 0.67912 | 0.00057666 | 0.67969 | 371.565 | 27077.4679 | 0.73057 | 32350.6188 | 0.0042 | 1.0365 | 0.00057666 | 1.037 | 566.7968 | 27077.4679 | 0.73057 | 34102.6045 | 0.0042 | 0.078905 | 0.96029 | 0.01141 | 0.9717 | 531.0959
02/09 10:00:00 | 30.92 | -0.6 | 74.4% | 0.78122 | 28954.6849 | 0.91942 | 3.3099 | 3.2655 | 2.939 | 0.95241 | 2.7501 | 0.37758 | 191.3881 | 0.78122 | 28954.6849 | 0.91942 | 3.5857 | 3.5376 | 3.007 | 0.93517 | 2.6392 | 0.36236 | 186.7544 | 27576.8256 | 0.74404 | 34045.4637 | 0.17006 | 0.6609 | 0.023349 | 0.68425 | 367.7396 | 27576.8256 | 0.74404 | 34045.4637 | 0.17006 | 1.0908 | 0.023349 | 1.1141 | 598.7661 | 27576.8256 | 0.74404 | 35491.4101 | 0.17006 | 0.080361 | 0.9994 | 0.034382 | 1.0338 | 555.5883 | 27576.8256 | 0.74404 | 35628.9737 | 0.0042 | 0.69164 | 0.00057666 | 0.69222 | 372.2572 | 27576.8256 | 0.74404 | 32947.223 | 0.0042 | 1.0556 | 0.00057666 | 1.0562 | 567.8529 | 27576.8256 | 0.74404 | 34731.5184 | 0.0042 | 0.080361 | 0.978 | 0.01161 | 0.98961 | 532.0855
02/09 11:00:00 | 32.18 | 0.1 | 76.79% | 0.79888 | 29609.1484 | 0.93379 | 3.3617 | 3.3157 | 2.9842 | 0.96123 | 2.7952 | 0.38379 | 191.7719 | 0.79888 | 29609.1484 | 0.93379 | 3.6418 | 3.5921 | 3.0532 | 0.96123 | 2.732 | 0.3751 | 187.1295 | 28461.0933 | 0.7679 | 35137.1523 | 0.17551 | 0.68209 | 0.024098 | 0.70619 | 368.4458 | 28461.0933 | 0.7679 | 35137.1523 | 0.17551 | 1.1257 | 0.024098 | 1.1498 | 599.9159 | 28461.0933 | 0.7679 | 36629.4637 | 0.17551 | 0.082937 | 1.0314 | 0.035485 | 1.0669 | 556.6553 | 28461.0933 | 0.7679 | 36771.4384 | 0.0042 | 0.71382 | 0.00057666 | 0.7144 | 372.9716 | 28461.0933 | 0.7679 | 34003.6957 | 0.0042 | 1.0894 | 0.00057666 | 1.09 | 568.9429 | 28461.0933 | 0.7679 | 35845.2057 | 0.0042 | 0.082937 | 1.0094 | 0.011964 | 1.0213 | 533.1069
02/09 12:00:00 | 32.72 | 0.4 | 80.51% | 0.8065 | 29891.7619 | 0.9399 | 3.3836 | 3.3371 | 3.0034 | 0.99831 | 2.9121 | 0.39982 | 192.1717 | 0.8065 | 29891.7619 | 0.9399 | 3.6656 | 3.6152 | 3.0729 | 0.95214 | 2.7145 | 0.37271 | 187.5022 | 29841.1796 | 0.80514 | 36840.9625 | 0.18402 | 0.71517 | 0.025266 | 0.74044 | 369.1863 | 29841.1796 | 0.80514 | 36840.9625 | 0.18402 | 1.1803 | 0.025266 | 1.2056 | 601.1215 | 29841.1796 | 0.80514 | 38405.6366 | 0.18402 | 0.086959 | 1.0815 | 0.037206 | 1.1187 | 557.7739 | 29841.1796 | 0.80514 | 38554.4956 | 0.0042 | 0.74843 | 0.00057666 | 0.74901 | 373.7206 | 29841.1796 | 0.80514 | 35652.5443 | 0.0042 | 1.1423 | 0.00057666 | 1.1428 | 570.0858 | 29841.1796 | 0.80514 | 37583.3496 | 0.0042 | 0.086959 | 1.0583 | 0.012516 | 1.0708 | 534.1777
02/09 13:00:00 | 33.08 | 0.6 | 69.84% | 0.8116 | 30080.8806 | 0.94394 | 3.3982 | 3.3512 | 3.0161 | 0.86052 | 2.5153 | 0.34536 | 192.5171 | 0.8116 | 30080.8806 | 0.94394 | 3.6814 | 3.6305 | 3.0859 | 0.86052 | 2.4584 | 0.33754 | 187.8397 | 25885.2326 | 0.6984 | 31957.0773 | 0.15963 | 0.62036 | 0.021917 | 0.64228 | 369.8285 | 25885.2326 | 0.6984 | 31957.0773 | 0.15963 | 1.0239 | 0.021917 | 1.0458 | 602.1673 | 25885.2326 | 0.6984 | 33314.3277 | 0.15963 | 0.075431 | 0.93809 | 0.032273 | 0.97037 | 558.7443 | 25885.2326 | 0.6984 | 33443.453 | 0.0042 | 0.64922 | 0.00057666 | 0.64979 | 374.3704 | 25885.2326 | 0.6984 | 30926.2038 | 0.0042 | 0.99083 | 0.00057666 | 0.99141 | 571.0772 | 25885.2326 | 0.6984 | 32601.0486 | 0.0042 | 0.075431 | 0.91801 | 0.010933 | 0.92894 | 535.1066
02/09 14:00:00 | 33.26 | 0.7 | 65.17% | 0.81416 | 30175.6529 | 0.94596 | 3.4054 | 3.3583 | 3.0225 | 0.80041 | 2.3421 | 0.32157 | 192.8387 | 0.81416 | 30175.6529 | 0.94596 | 3.6892 | 3.6381 | 3.0924 | 0.85782 | 2.4533 | 0.33683 | 188.1766 | 24152.8342 | 0.65166 | 29818.3138 | 0.14894 | 0.57884 | 0.02045 | 0.59929 | 370.4278 | 24152.8342 | 0.65166 | 29818.3138 | 0.14894 | 0.95534 | 0.02045 | 0.97579 | 603.1431 | 24152.8342 | 0.65166 | 31084.7287 | 0.14894 | 0.070383 | 0.87531 | 0.030113 | 0.90542 | 559.6497 | 24152.8342 | 0.65166 | 31205.2121 | 0.0042 | 0.60577 | 0.00057666 | 0.60634 | 374.9768 | 24152.8342 | 0.65166 | 28856.4327 | 0.0042 | 0.92452 | 0.00057666 | 0.9251 | 572.0023 | 24152.8342 | 0.65166 | 30419.1866 | 0.0042 | 0.070383 | 0.85657 | 0.01024 | 0.86681 | 535.9734
02/09 15:00:00 | 32.36 | 0.2 | 66.1% | 0.80141 | 29703.211 | 0.93583 | 3.369 | 3.3229 | 2.9906 | 0.82483 | 2.4011 | 0.32967 | 193.1683 | 0.80141 | 29703.211 | 0.93583 | 3.6497 | 3.5998 | 3.0598 | 0.82483 | 2.3467 | 0.32221 | 188.4988 | 24500.0114 | 0.66103 | 30246.9276 | 0.15108 | 0.58716 | 0.020744 | 0.60791 | 371.0357 | 24500.0114 | 0.66103 | 30246.9276 | 0.15108 | 0.96907 | 0.020744 | 0.98981 | 604.1329 | 24500.0114 | 0.66103 | 31531.5462 | 0.15108 | 0.071395 | 0.88789 | 0.030546 | 0.91844 | 560.5681 | 24500.0114 | 0.66103 | 31653.7615 | 0.0042 | 0.61447 | 0.00057666 | 0.61505 | 375.5918 | 24500.0114 | 0.66103 | 29271.2203 | 0.0042 | 0.93781 | 0.00057666 | 0.93839 | 572.9407 | 24500.0114 | 0.66103 | 30856.4375 | 0.0042 | 0.071395 | 0.86888 | 0.010379 | 0.87926 | 536.8527
02/09 16:00:00 | 32.36 | 0.2 | 68.65% | 0.80141 | 29703.211 | 0.93583 | 3.369 | 3.3229 | 2.9906 | 0.85662 | 2.4936 | 0.34237 | 193.5107 | 0.80141 | 29703.211 | 0.93583 | 3.6497 | 3.5998 | 3.0598 | 0.82483 | 2.3467 | 0.32221 | 188.821 | 25444.4707 | 0.68651 | 31412.9268 | 0.15691 | 0.6098 | 0.021543 | 0.63134 | 371.6671 | 25444.4707 | 0.68651 | 31412.9268 | 0.15691 | 1.0064 | 0.021543 | 1.028 | 605.1609 | 25444.4707 | 0.68651 | 32747.0666 | 0.15691 | 0.074147 | 0.92212 | 0.031724 | 0.95384 | 561.522 | 25444.4707 | 0.68651 | 32873.9932 | 0.0042 | 0.63816 | 0.00057666 | 0.63874 | 376.2305 | 25444.4707 | 0.68651 | 30399.6066 | 0.0042 | 0.97396 | 0.00057666 | 0.97454 | 573.9152 | 25444.4707 | 0.68651 | 32045.9329 | 0.0042 | 0.074147 | 0.90238 | 0.010757 | 0.91313 | 537.7658
02/09 17:00:00 | 30.92 | -0.6 | 67.67% | 0.78122 | 28954.6849 | 0.91942 | 3.3099 | 3.2655 | 2.939 | 0.86618 | 2.5011 | 0.3434 | 193.8541 | 0.78122 | 28954.6849 | 0.91942 | 3.5857 | 3.5376 | 3.007 | 0.86618 | 2.4445 | 0.33563 | 189.1566 | 25080.0573 | 0.67668 | 30963.0337 | 0.15466 | 0.60106 | 0.021235 | 0.6223 | 372.2894 | 25080.0573 | 0.67668 | 30963.0337 | 0.15466 | 0.99201 | 0.021235 | 1.0132 | 606.1742 | 25080.0573 | 0.67668 | 32278.066 | 0.15466 | 0.073085 | 0.90891 | 0.031269 | 0.94018 | 562.4622 | 25080.0573 | 0.67668 | 32403.1748 | 0.0042 | 0.62902 | 0.00057666 | 0.6296 | 376.8601 | 25080.0573 | 0.67668 | 29964.2261 | 0.0042 | 0.96001 | 0.00057666 | 0.96059 | 574.8758 | 25080.0573 | 0.67668 | 31586.9739 | 0.0042 | 0.073085 | 0.88945 | 0.010611 | 0.90006 | 538.6659
02/09 18:00:00 | 30.02 | -1.1 | 73.8% | 0.76872 | 28491.4693 | 0.90904 | 3.2726 | 3.2292 | 2.9063 | 0.96004 | 2.7584 | 0.37872 | 194.2328 | 0.76872 | 28491.4693 | 0.90904 | 3.5453 | 3.4984 | 2.9736 | 0.88027 | 2.4719 | 0.3394 | 189.496 | 27352.8982 | 0.738 | 33769.0101 | 0.16868 | 0.65554 | 0.023159 | 0.67869 | 372.9681 | 27352.8982 | 0.738 | 33769.0101 | 0.16868 | 1.0819 | 0.023159 | 1.1051 | 607.2792 | 27352.8982 | 0.738 | 35203.2152 | 0.16868 | 0.079708 | 0.99128 | 0.034103 | 1.0254 | 563.4876 | 27352.8982 | 0.738 | 35339.6617 | 0.0042 | 0.68603 | 0.00057666 | 0.6866 | 377.5467 | 27352.8982 | 0.738 | 32679.6872 | 0.0042 | 1.047 | 0.00057666 | 1.0476 | 575.9234 | 27352.8982 | 0.738 | 34449.4939 | 0.0042 | 0.079708 | 0.97006 | 0.011521 | 0.98158 | 539.6475
02/09 19:00:00 | 30.02 | -1.1 | 84.84% | 0.76872 | 28491.4693 | 0.90904 | 3.2726 | 3.2292 | 2.9063 | 1.1037 | 3.1711 | 0.43539 | 194.6682 | 0.76872 | 28491.4693 | 0.90904 | 3.5453 | 3.4984 | 2.9736 | 1.1037 | 3.0994 | 0.42554 | 189.9215 | 31445.8866 | 0.84843 | 38822.0822 | 0.19392 | 0.75363 | 0.026625 | 0.78025 | 373.7483 | 31445.8866 | 0.84843 | 38822.0822 | 0.19392 | 1.2438 | 0.026625 | 1.2704 | 608.5497 | 31445.8866 | 0.84843 | 40470.8965 | 0.19392 | 0.091635 | 1.1396 | 0.039206 | 1.1788 | 564.6664 | 31445.8866 | 0.84843 | 40627.7604 | 0.0042 | 0.78868 | 0.00057666 | 0.78926 | 378.336 | 31445.8866 | 0.84843 | 37569.757 | 0.0042 | 1.2037 | 0.00057666 | 1.2043 | 577.1276 | 31445.8866 | 0.84843 | 39604.3912 | 0.0042 | 0.091635 | 1.1152 | 0.013158 | 1.1284 | 540.7759
02/09 20:00:00 | 29.12 | -1.6 | 92.5% | 0.75632 | 28031.8021 | 0.8986 | 3.235 | 3.1927 | 2.8734 | 1.2231 | 3.497 | 0.48014 | 195.1484 | 0.75632 | 28031.8021 | 0.8986 | 3.5045 | 3.4587 | 2.9399 | 1.1218 | 3.1349 | 0.43042 | 190.352 | 34285.2539 | 0.92504 | 42327.474 | 0.21143 | 0.82167 | 0.029029 | 0.8507 | 374.599 | 34285.2539 | 0.92504 | 42327.474 | 0.21143 | 1.3561 | 0.029029 | 1.3851 | 609.9348 | 34285.2539 | 0.92504 | 44125.1659 | 0.21143 | 0.099909 | 1.2425 | 0.042746 | 1.2853 | 565.9516 | 34285.2539 | 0.92504 | 44296.1937 | 0.0042 | 0.85989 | 0.00057666 | 0.86047 | 379.1965 | 34285.2539 | 0.92504 | 40962.0716 | 0.0042 | 1.3124 | 0.00057666 | 1.3129 | 578.4406 | 34285.2539 | 0.92504 | 43180.4205 | 0.0042 | 0.099909 | 1.2159 | 0.014294 | 1.2302 | 542.0061
02/09 21:00:00 | 28.04 | -2.2 | 93.85% | 0.74156 | 27484.8856 | 0.886 | 3.1896 | 3.1484 | 2.8336 | 1.2656 | 3.5979 | 0.494 | 195.6424 | 0.74156 | 27484.8856 | 0.886 | 3.4554 | 3.4108 | 2.8992 | 1.2656 | 3.5165 | 0.48282 | 190.8348 | 34785.359 | 0.93853 | 42944.8877 | 0.21451 | 0.83366 | 0.029452 | 0.86311 | 375.4621 | 34785.359 | 0.93853 | 42944.8877 | 0.21451 | 1.3759 | 0.029452 | 1.4053 | 611.3402 | 34785.359 | 0.93853 | 44768.8019 | 0.21451 | 0.10137 | 1.2606 | 0.04337 | 1.304 | 567.2556 | 34785.359 | 0.93853 | 44942.3243 | 0.0042 | 0.87244 | 0.00057666 | 0.87301 | 380.0695 | 34785.359 | 0.93853 | 41559.5687 | 0.0042 | 1.3315 | 0.00057666 | 1.3321 | 579.7727 | 34785.359 | 0.93853 | 43810.2759 | 0.0042 | 0.10137 | 1.2336 | 0.014494 | 1.2481 | 543.2542
02/09 22:00:00 | 28.04 | -2.2 | 97.27% | 0.74156 | 27484.8856 | 0.886 | 3.1896 | 3.1484 | 2.8336 | 1.3117 | 3.7291 | 0.512 | 196.1544 | 0.74156 | 27484.8856 | 0.886 | 3.4554 | 3.4108 | 2.8992 | 1.2656 | 3.5165 | 0.48282 | 191.3176 | 36053.1064 | 0.97274 | 44510.0079 | 0.22233 | 0.86404 | 0.030526 | 0.89457 | 376.3567 | 36053.1064 | 0.97274 | 44510.0079 | 0.22233 | 1.426 | 0.030526 | 1.4566 | 612.7967 | 36053.1064 | 0.97274 | 46400.3944 | 0.22233 | 0.10506 | 1.3066 | 0.04495 | 1.3515 | 568.6072 | 36053.1064 | 0.97274 | 46580.2409 | 0.0042 | 0.90423 | 0.00057666 | 0.90481 | 380.9743 | 36053.1064 | 0.97274 | 43074.2012 | 0.0042 | 1.38 | 0.00057666 | 1.3806 | 581.1533 | 36053.1064 | 0.97274 | 45406.9351 | 0.0042 | 0.10506 | 1.2786 | 0.015002 | 1.2936 | 544.5478
02/09 23:00:00 | 26.96 | -2.8 | 100% | 0.72694 | 26943.079 | 0.87333 | 3.144 | 3.1037 | 2.7933 | 1.3756 | 3.8888 | 0.53393 | 196.6883 | 0.72694 | 26943.079 | 0.87333 | 3.406 | 3.3624 | 2.858 | 1.3756 | 3.8008 | 0.52185 | 191.8394 | 37063.5069 | 1 | 45757.416 | 0.22856 | 0.88826 | 0.031381 | 0.91964 | 377.2764 | 37063.5069 | 1 | 45757.416 | 0.22856 | 1.466 | 0.031381 | 1.4974 | 614.2941 | 37063.5069 | 1 | 47700.7811 | 0.22856 | 0.10801 | 1.3432 | 0.04621 | 1.3894 | 569.9966 | 37063.5069 | 1 | 47885.6679 | 0.0042 | 0.92957 | 0.00057666 | 0.93015 | 381.9044 | 37063.5069 | 1 | 44281.3703 | 0.0042 | 1.4187 | 0.00057666 | 1.4193 | 582.5726 | 37063.5069 | 1 | 46679.4798 | 0.0042 | 0.10801 | 1.3144 | 0.015406 | 1.3298 | 545.8777
02/09 24:00:00 | 26.96 | -2.8 | 100% | 0.72694 | 26943.079 | 0.87333 | 3.144 | 3.1037 | 2.7933 | 1.3756 | 3.8888 | 0.53393 | 197.2222 | 0.72694 | 26943.079 | 0.87333 | 3.406 | 3.3624 | 2.858 | 1.3756 | 3.8008 | 0.52185 | 192.3613 | 37063.5069 | 1 | 45757.416 | 0.22856 | 0.88826 | 0.031381 | 0.91964 | 378.196 | 37063.5069 | 1 | 45757.416 | 0.22856 | 1.466 | 0.031381 | 1.4974 | 615.7915 | 37063.5069 | 1 | 47700.7811 | 0.22856 | 0.10801 | 1.3432 | 0.04621 | 1.3894 | 571.386 | 37063.5069 | 1 | 47885.6679 | 0.0042 | 0.92957 | 0.00057666 | 0.93015 | 382.8346 | 37063.5069 | 1 | 44281.3703 | 0.0042 | 1.4187 | 0.00057666 | 1.4193 | 583.9919 | 37063.5069 | 1 | 46679.4798 | 0.0042 | 0.10801 | 1.3144 | 0.015406 | 1.3298 | 547.2075
02/10 01:00:00 | 26.96 | -2.8 | 100% | 0.72694 | 26943.079 | 0.87333 | 3.144 | 3.1037 | 2.7933 | 1.3756 | 3.8888 | 0.53393 | 197.7561 | 0.72694 | 26943.079 | 0.87333 | 3.406 | 3.3624 | 2.858 | 1.3756 | 3.8008 | 0.52185 | 192.8831 | 37063.5069 | 1 | 45757.416 | 0.22856 | 0.88826 | 0.031381 | 0.91964 | 379.1156 | 37063.5069 | 1 | 45757.416 | 0.22856 | 1.466 | 0.031381 | 1.4974 | 617.2889 | 37063.5069 | 1 | 47700.7811 | 0.22856 | 0.10801 | 1.3432 | 0.04621 | 1.3894 | 572.7754 | 37063.5069 | 1 | 47885.6679 | 0.0042 | 0.92957 | 0.00057666 | 0.93015 | 383.7647 | 37063.5069 | 1 | 44281.3703 | 0.0042 | 1.4187 | 0.00057666 | 1.4193 | 585.4112 | 37063.5069 | 1 | 46679.4798 | 0.0042 | 0.10801 | 1.3144 | 0.015406 | 1.3298 | 548.5373
02/10 02:00:00 | 24.98 | -3.9 | 100% | 0.7005 | 25963.0383 | 0.85001 | 3.06 | 3.0207 | 2.7187 | 1.4275 | 3.9956 | 0.5486 | 198.3047 | 0.7005 | 25963.0383 | 0.85001 | 3.315 | 3.2725 | 2.7816 | 1.4275 | 3.9052 | 0.53618 | 193.4193 | 37063.5069 | 1 | 45757.416 | 0.22856 | 0.88826 | 0.031381 | 0.91964 | 380.0353 | 37063.5069 | 1 | 45757.416 | 0.22856 | 1.466 | 0.031381 | 1.4974 | 618.7863 | 37063.5069 | 1 | 47700.7811 | 0.22856 | 0.10801 | 1.3432 | 0.04621 | 1.3894 | 574.1648 | 37063.5069 | 1 | 47885.6679 | 0.0042 | 0.92957 | 0.00057666 | 0.93015 | 384.6949 | 37063.5069 | 1 | 44281.3703 | 0.0042 | 1.4187 | 0.00057666 | 1.4193 | 586.8305 | 37063.5069 | 1 | 46679.4798 | 0.0042 | 0.10801 | 1.3144 | 0.015406 | 1.3298 | 549.8672
02/10 03:00:00 | 24.08 | -4.4 | 100% | 0.68864 | 25523.243 | 0.83939 | 3.0218 | 2.9826 | 2.6843 | 1.4521 | 4.0467 | 0.55561 | 198.8604 | 0.68864 | 25523.243 | 0.83939 | 3.2736 | 3.2312 | 2.7465 | 1.4521 | 3.9551 | 0.54304 | 193.9624 | 37063.5069 | 1 | 45757.416 | 0.22856 | 0.88826 | 0.031381 | 0.91964 | 380.9549 | 37063.5069 | 1 | 45757.416 | 0.22856 | 1.466 | 0.031381 | 1.4974 | 620.2837 | 37063.5069 | 1 | 47700.7811 | 0.22856 | 0.10801 | 1.3432 | 0.04621 | 1.3894 | 575.5542 | 37063.5069 | 1 | 47885.6679 | 0.0042 | 0.92957 | 0.00057666 | 0.93015 | 385.625 | 37063.5069 | 1 | 44281.3703 | 0.0042 | 1.4187 | 0.00057666 | 1.4193 | 588.2498 | 37063.5069 | 1 | 46679.4798 | 0.0042 | 0.10801 | 1.3144 | 0.015406 | 1.3298 | 551.197
02/10 04:00:00 | 23.54 | -4.7 | 100% | 0.68156 | 25261.0691 | 0.83303 | 2.9989 | 2.9596 | 2.6636 | 1.4672 | 4.0781 | 0.55993 | 199.4203 | 0.68156 | 25261.0691 | 0.83303 | 3.2488 | 3.2062 | 2.7253 | 1.4672 | 3.9859 | 0.54726 | 194.5096 | 37063.5069 | 1 | 45757.416 | 0.22856 | 0.88826 | 0.031381 | 0.91964 | 381.8745 | 37063.5069 | 1 | 45757.416 | 0.22856 | 1.466 | 0.031381 | 1.4974 | 621.781 | 37063.5069 | 1 | 47700.7811 | 0.22856 | 0.10801 | 1.3432 | 0.04621 | 1.3894 | 576.9436 | 37063.5069 | 1 | 47885.6679 | 0.0042 | 0.92957 | 0.00057666 | 0.93015 | 386.5552 | 37063.5069 | 1 | 44281.3703 | 0.0042 | 1.4187 | 0.00057666 | 1.4193 | 589.669 | 37063.5069 | 1 | 46679.4798 | 0.0042 | 0.10801 | 1.3144 | 0.015406 | 1.3298 | 552.5269
02/10 05:00:00 | 23 | -5 | 100% | 0.67452 | 25000.1726 | 0.82666 | 2.976 | 2.9365 | 2.6429 | 1.4825 | 4.1102 | 0.56433 | 199.9846 | 0.67452 | 25000.1726 | 0.82666 | 3.224 | 3.1812 | 2.704 | 1.4825 | 4.0172 | 0.55156 | 195.0612 | 37063.5069 | 1 | 45757.416 | 0.22856 | 0.88826 | 0.031381 | 0.91964 | 382.7942 | 37063.5069 | 1 | 45757.416 | 0.22856 | 1.466 | 0.031381 | 1.4974 | 623.2784 | 37063.5069 | 1 | 47700.7811 | 0.22856 | 0.10801 | 1.3432 | 0.04621 | 1.3894 | 578.333 | 37063.5069 | 1 | 47885.6679 | 0.0042 | 0.92957 | 0.00057666 | 0.93015 | 387.4853 | 37063.5069 | 1 | 44281.3703 | 0.0042 | 1.4187 | 0.00057666 | 1.4193 | 591.0883 | 37063.5069 | 1 | 46679.4798 | 0.0042 | 0.10801 | 1.3144 | 0.015406 | 1.3298 | 553.8567
02/10 06:00:00 | 21.02 | -6.1 | 100% | 0.64901 | 24054.4818 | 0.8034 | 2.8922 | 2.8511 | 2.566 | 1.5408 | 4.2333 | 0.58123 | 200.5658 | 0.64901 | 24054.4818 | 0.8034 | 3.1332 | 3.0887 | 2.6254 | 1.5408 | 4.1375 | 0.56808 | 195.6293 | 37063.5069 | 1 | 45757.416 | 0.22856 | 0.88826 | 0.031381 | 0.91964 | 383.7138 | 37063.5069 | 1 | 45757.416 | 0.22856 | 1.466 | 0.031381 | 1.4974 | 624.7758 | 37063.5069 | 1 | 47700.7811 | 0.22856 | 0.10801 | 1.3432 | 0.04621 | 1.3894 | 579.7225 | 37063.5069 | 1 | 47885.6679 | 0.0042 | 0.92957 | 0.00057666 | 0.93015 | 388.4155 | 37063.5069 | 1 | 44281.3703 | 0.0042 | 1.4187 | 0.00057666 | 1.4193 | 592.5076 | 37063.5069 | 1 | 46679.4798 | 0.0042 | 0.10801 | 1.3144 | 0.015406 | 1.3298 | 555.1866
02/10 07:00:00 | 21.92 | -5.6 | 100% | 0.66055 | 24482.2121 | 0.81396 | 2.9302 | 2.8901 | 2.6011 | 1.5139 | 4.1762 | 0.5734 | 201.1392 | 0.66055 | 24482.2121 | 0.81396 | 3.1744 | 3.1309 | 2.6613 | 1.5139 | 4.0817 | 0.56042 | 196.1897 | 37063.5069 | 1 | 45757.416 | 0.22856 | 0.88826 | 0.031381 | 0.91964 | 384.6335 | 37063.5069 | 1 | 45757.416 | 0.22856 | 1.466 | 0.031381 | 1.4974 | 626.2732 | 37063.5069 | 1 | 47700.7811 | 0.22856 | 0.10801 | 1.3432 | 0.04621 | 1.3894 | 581.1119 | 37063.5069 | 1 | 47885.6679 | 0.0042 | 0.92957 | 0.00057666 | 0.93015 | 389.3456 | 37063.5069 | 1 | 44281.3703 | 0.0042 | 1.4187 | 0.00057666 | 1.4193 | 593.9269 | 37063.5069 | 1 | 46679.4798 | 0.0042 | 0.10801 | 1.3144 | 0.015406 | 1.3298 | 556.5164
02/10 08:00:00 | 23.9 | -4.5 | 100% | 0.68627 | 25435.7097 | 0.83727 | 3.0142 | 2.9749 | 2.6775 | 1.4571 | 4.0571 | 0.55704 | 201.6963 | 0.68627 | 25435.7097 | 0.83727 | 3.2654 | 3.2229 | 2.7394 | 1.4571 | 3.9653 | 0.54444 | 196.7341 | 37063.5069 | 1 | 45757.416 | 0.22856 | 0.88826 | 0.031381 | 0.91964 | 385.5531 | 37063.5069 | 1 | 45757.416 | 0.22856 | 1.466 | 0.031381 | 1.4974 | 627.7706 | 37063.5069 | 1 | 47700.7811 | 0.22856 | 0.10801 | 1.3432 | 0.04621 | 1.3894 | 582.5013 | 37063.5069 | 1 | 47885.6679 | 0.0042 | 0.92957 | 0.00057666 | 0.93015 | 390.2758 | 37063.5069 | 1 | 44281.3703 | 0.0042 | 1.4187 | 0.00057666 | 1.4193 | 595.3462 | 37063.5069 | 1 | 46679.4798 | 0.0042 | 0.10801 | 1.3144 | 0.015406 | 1.3298 | 557.8463
02/10 09:00:00 | 25.88 | -3.4 | 95.51% | 0.71246 | 26406.3822 | 0.86062 | 3.0982 | 3.0586 | 2.7528 | 1.3405 | 3.7689 | 0.51747 | 202.2137 | 0.71246 | 26406.3822 | 0.86062 | 3.3564 | 3.3135 | 2.8165 | 1.3405 | 3.6836 | 0.50576 | 197.2399 | 35398.7061 | 0.95508 | 43702.1063 | 0.21829 | 0.84836 | 0.029971 | 0.87833 | 386.4314 | 35398.7061 | 0.95508 | 43702.1063 | 0.21829 | 1.4002 | 0.029971 | 1.4301 | 629.2007 | 35398.7061 | 0.95508 | 45558.1803 | 0.21829 | 0.10315 | 1.2829 | 0.044135 | 1.327 | 583.8283 | 35398.7061 | 0.95508 | 45734.7624 | 0.0042 | 0.88782 | 0.00057666 | 0.8884 | 391.1642 | 35398.7061 | 0.95508 | 42292.3609 | 0.0042 | 1.355 | 0.00057666 | 1.3556 | 596.7018 | 35398.7061 | 0.95508 | 44582.7532 | 0.0042 | 0.10315 | 1.2554 | 0.01474 | 1.2701 | 559.1164
02/10 10:00:00 | 28.04 | -2.2 | 74.17% | 0.74156 | 27484.8856 | 0.886 | 3.1896 | 3.1484 | 2.8336 | 1.0002 | 2.8434 | 0.39041 | 202.6041 | 0.74156 | 27484.8856 | 0.886 | 3.4554 | 3.4108 | 2.8992 | 1.2879 | 3.5786 | 0.49133 | 197.7312 | 27490.7826 | 0.74172 | 33939.2378 | 0.16953 | 0.65884 | 0.023276 | 0.68212 | 387.1136 | 27490.7826 | 0.74172 | 33939.2378 | 0.16953 | 1.0874 | 0.023276 | 1.1106 | 630.3114 | 27490.7826 | 0.74172 | 35380.6726 | 0.16953 | 0.08011 | 0.99628 | 0.034275 | 1.0306 | 584.8588 | 27490.7826 | 0.74172 | 35517.807 | 0.0042 | 0.68948 | 0.00057666 | 0.69006 | 391.8542 | 27490.7826 | 0.74172 | 32844.4237 | 0.0042 | 1.0523 | 0.00057666 | 1.0529 | 597.7547 | 27490.7826 | 0.74172 | 34623.1519 | 0.0042 | 0.08011 | 0.97495 | 0.011576 | 0.98652 | 560.1029
02/10 11:00:00 | 30.02 | -1.1 | 63.3% | 0.76872 | 28491.4693 | 0.90904 | 3.2726 | 3.2292 | 2.9063 | 0.82346 | 2.366 | 0.32485 | 202.929 | 0.76872 | 28491.4693 | 0.90904 | 3.5453 | 3.4984 | 2.9736 | 0.82346 | 2.3124 | 0.3175 | 198.0487 | 23461.708 | 0.63301 | 28965.0716 | 0.14468 | 0.56228 | 0.019865 | 0.58214 | 387.6957 | 23461.708 | 0.63301 | 28965.0716 | 0.14468 | 0.928 | 0.019865 | 0.94787 | 631.2592 | 23461.708 | 0.63301 | 30195.2484 | 0.14468 | 0.068369 | 0.85026 | 0.029252 | 0.87951 | 585.7383 | 23461.708 | 0.63301 | 30312.2842 | 0.0042 | 0.58843 | 0.00057666 | 0.58901 | 392.4432 | 23461.708 | 0.63301 | 28030.7144 | 0.0042 | 0.89807 | 0.00057666 | 0.89864 | 598.6533 | 23461.708 | 0.63301 | 29548.7506 | 0.0042 | 0.068369 | 0.83206 | 0.0099637 | 0.84202 | 560.945
02/10 12:00:00 | 32 | 0 | 53.84% | 0.79634 | 29515.2278 | 0.93175 | 3.3543 | 3.3086 | 2.9777 | 0.67612 | 1.9641 | 0.26968 | 203.1987 | 0.79634 | 29515.2278 | 0.93175 | 3.6338 | 3.5843 | 3.0467 | 0.7949 | 2.257 | 0.30988 | 198.3586 | 19955.7022 | 0.53842 | 24636.6694 | 0.12306 | 0.47826 | 0.016896 | 0.49515 | 388.1908 | 19955.7022 | 0.53842 | 24636.6694 | 0.12306 | 0.78933 | 0.016896 | 0.80622 | 632.0655 | 19955.7022 | 0.53842 | 25683.0145 | 0.12306 | 0.058152 | 0.7232 | 0.02488 | 0.74808 | 586.4864 | 19955.7022 | 0.53842 | 25782.561 | 0.0042 | 0.5005 | 0.00057666 | 0.50108 | 392.9443 | 19955.7022 | 0.53842 | 23841.9381 | 0.0042 | 0.76386 | 0.00057666 | 0.76444 | 599.4177 | 19955.7022 | 0.53842 | 25133.1262 | 0.0042 | 0.058152 | 0.70772 | 0.008561 | 0.71628 | 561.6612
02/10 13:00:00 | 33.26 | 0.7 | 45.19% | 0.81416 | 30175.6529 | 0.94596 | 3.4054 | 3.3583 | 3.0225 | 0.55502 | 1.624 | 0.22298 | 203.4216 | 0.81416 | 30175.6529 | 0.94596 | 3.6892 | 3.6381 | 3.0924 | 0.55502 | 1.5873 | 0.21793 | 198.5765 | 16747.9479 | 0.45187 | 20676.4789 | 0.10328 | 0.40138 | 0.01418 | 0.41556 | 388.6064 | 16747.9479 | 0.45187 | 20676.4789 | 0.10328 | 0.66245 | 0.01418 | 0.67663 | 632.7421 | 16747.9479 | 0.45187 | 21554.6305 | 0.10328 | 0.048805 | 0.60695 | 0.020881 | 0.62783 | 587.1143 | 16747.9479 | 0.45187 | 21638.1756 | 0.0042 | 0.42005 | 0.00057666 | 0.42062 | 393.3649 | 16747.9479 | 0.45187 | 20009.4957 | 0.0042 | 0.64108 | 0.00057666 | 0.64165 | 600.0594 | 16747.9479 | 0.45187 | 21093.1334 | 0.0042 | 0.048805 | 0.59396 | 0.0072775 | 0.60124 | 562.2625
02/10 14:00:00 | 34.52 | 1.4 | 43.92% | 0.83217 | 30843.033 | 0.95993 | 3.4557 | 3.4073 | 3.0666 | 0.52781 | 1.5559 | 0.21362 | 203.6353 | 0.83217 | 30843.033 | 0.95993 | 3.7437 | 3.6912 | 3.1376 | 0.54301 | 1.5644 | 0.2148 | 198.7913 | 16279.1147 | 0.43922 | 20097.6725 | 0.10039 | 0.39014 | 0.013783 | 0.40393 | 389.0103 | 16279.1147 | 0.43922 | 20097.6725 | 0.10039 | 0.6439 | 0.013783 | 0.65769 | 633.3998 | 16279.1147 | 0.43922 | 20951.2416 | 0.10039 | 0.047438 | 0.58996 | 0.020297 | 0.61026 | 587.7245 | 16279.1147 | 0.43922 | 21032.448 | 0.0042 | 0.40829 | 0.00057666 | 0.40887 | 393.7738 | 16279.1147 | 0.43922 | 19449.3605 | 0.0042 | 0.62313 | 0.00057666 | 0.62371 | 600.6831 | 16279.1147 | 0.43922 | 20502.6634 | 0.0042 | 0.047438 | 0.57733 | 0.0070899 | 0.58442 | 562.8469
02/10 15:00:00 | 35.06 | 1.7 | 39.54% | 0.83994 | 31131.1822 | 0.96583 | 3.477 | 3.4281 | 3.0853 | 0.47071 | 1.392 | 0.19112 | 203.8264 | 0.83994 | 31131.1822 | 0.96583 | 3.7668 | 3.7138 | 3.1567 | 0.47071 | 1.3605 | 0.1868 | 198.9781 | 14653.7491 | 0.39537 | 18091.0483 | 0.090365 | 0.35119 | 0.012407 | 0.3636 | 389.3739 | 14653.7491 | 0.39537 | 18091.0483 | 0.090365 | 0.57961 | 0.012407 | 0.59202 | 633.9918 | 14653.7491 | 0.39537 | 18859.394 | 0.090365 | 0.042702 | 0.53106 | 0.01827 | 0.54933 | 588.2738 | 14653.7491 | 0.39537 | 18932.4924 | 0.0042 | 0.36752 | 0.00057666 | 0.3681 | 394.1419 | 14653.7491 | 0.39537 | 17507.4661 | 0.0042 | 0.56092 | 0.00057666 | 0.56149 | 601.2446 | 14653.7491 | 0.39537 | 18455.6034 | 0.0042 | 0.042702 | 0.51969 | 0.0064396 | 0.52613 | 563.373
02/10 16:00:00 | 36.5 | 2.5 | 35.84% | 0.86084 | 31905.8255 | 0.98131 | 3.5327 | 3.483 | 3.1347 | 0.41628 | 1.2418 | 0.1705 | 203.9969 | 0.86084 | 31905.8255 | 0.98131 | 3.8271 | 3.7732 | 3.2072 | 0.45928 | 1.3391 | 0.18386 | 199.162 | 13281.8481 | 0.35835 | 16397.3434 | 0.081905 | 0.31831 | 0.011246 | 0.32956 | 389.7035 | 13281.8481 | 0.35835 | 16397.3434 | 0.081905 | 0.52535 | 0.011246 | 0.53659 | 634.5284 | 13281.8481 | 0.35835 | 17093.7557 | 0.081905 | 0.038704 | 0.48134 | 0.01656 | 0.4979 | 588.7717 | 13281.8481 | 0.35835 | 17160.0105 | 0.0042 | 0.33312 | 0.00057666 | 0.33369 | 394.4756 | 13281.8481 | 0.35835 | 15868.3968 | 0.0042 | 0.5084 | 0.00057666 | 0.50898 | 601.7536 | 13281.8481 | 0.35835 | 16727.7684 | 0.0042 | 0.038704 | 0.47103 | 0.0058907 | 0.47693 | 563.8499
02/10 17:00:00 | 35.6 | 2 | 36.23% | 0.84775 | 31420.6089 | 0.97169 | 3.4981 | 3.4488 | 3.1039 | 0.42739 | 1.268 | 0.1741 | 204.171 | 0.84775 | 31420.6089 | 0.97169 | 3.7896 | 3.7362 | 3.1758 | 0.42739 | 1.2393 | 0.17016 | 199.3322 | 13428.8562 | 0.36232 | 16578.8348 | 0.082811 | 0.32183 | 0.01137 | 0.3332 | 390.0367 | 13428.8562 | 0.36232 | 16578.8348 | 0.082811 | 0.53116 | 0.01137 | 0.54253 | 635.0709 | 13428.8562 | 0.36232 | 17282.9552 | 0.082811 | 0.039133 | 0.48667 | 0.016743 | 0.50341 | 589.2752 | 13428.8562 | 0.36232 | 17349.9434 | 0.0042 | 0.3368 | 0.00057666 | 0.33738 | 394.813 | 13428.8562 | 0.36232 | 16044.0337 | 0.0042 | 0.51403 | 0.00057666 | 0.51461 | 602.2682 | 13428.8562 | 0.36232 | 16912.9171 | 0.0042 | 0.039133 | 0.47625 | 0.0059496 | 0.4822 | 564.3321
02/10 18:00:00 | 34.16 | 1.2 | 40.57% | 0.827 | 30651.6433 | 0.95596 | 3.4415 | 3.3934 | 3.054 | 0.49051 | 1.4429 | 0.1981 | 204.3691 | 0.827 | 30651.6433 | 0.95596 | 3.7283 | 3.6761 | 3.1247 | 0.43811 | 1.2596 | 0.17294 | 199.5051 | 15035.0897 | 0.40566 | 18561.8391 | 0.092716 | 0.36033 | 0.01273 | 0.37306 | 390.4097 | 15035.0897 | 0.40566 | 18561.8391 | 0.092716 | 0.5947 | 0.01273 | 0.60743 | 635.6783 | 15035.0897 | 0.40566 | 19350.1798 | 0.092716 | 0.043813 | 0.54488 | 0.018746 | 0.56362 | 589.8388 | 15035.0897 | 0.40566 | 19425.1805 | 0.0042 | 0.37709 | 0.00057666 | 0.37766 | 395.1906 | 15035.0897 | 0.40566 | 17963.0701 | 0.0042 | 0.57551 | 0.00057666 | 0.57609 | 602.8443 | 15035.0897 | 0.40566 | 18935.8812 | 0.0042 | 0.043813 | 0.53321 | 0.0065922 | 0.5398 | 564.8719
02/10 19:00:00 | 34.16 | 1.2 | 48.1% | 0.827 | 30651.6433 | 0.95596 | 3.4415 | 3.3934 | 3.054 | 0.58164 | 1.7109 | 0.23491 | 204.604 | 0.827 | 30651.6433 | 0.95596 | 3.7283 | 3.6761 | 3.1247 | 0.58164 | 1.6722 | 0.22959 | 199.7347 | 17828.3452 | 0.48102 | 22010.3027 | 0.10994 | 0.42727 | 0.015095 | 0.44237 | 390.8521 | 17828.3452 | 0.48102 | 22010.3027 | 0.10994 | 0.70518 | 0.015095 | 0.72028 | 636.3986 | 17828.3452 | 0.48102 | 22945.1032 | 0.10994 | 0.051953 | 0.64611 | 0.022228 | 0.66834 | 590.5071 | 17828.3452 | 0.48102 | 23034.0377 | 0.0042 | 0.44714 | 0.00057666 | 0.44772 | 395.6384 | 17828.3452 | 0.48102 | 21300.2929 | 0.0042 | 0.68243 | 0.00057666 | 0.68301 | 603.5273 | 17828.3452 | 0.48102 | 22453.8352 | 0.0042 | 0.051953 | 0.63227 | 0.0077098 | 0.63998 | 565.5119
02/10 20:00:00 | 34.16 | 1.2 | 54.38% | 0.827 | 30651.6433 | 0.95596 | 3.4415 | 3.3934 | 3.054 | 0.65756 | 1.9342 | 0.26557 | 204.8696 | 0.827 | 30651.6433 | 0.95596 | 3.7283 | 3.6761 | 3.1247 | 0.58164 | 1.6722 | 0.22959 | 199.9643 | 20155.4325 | 0.54381 | 24883.25 | 0.12429 | 0.48304 | 0.017065 | 0.50011 | 391.3522 | 20155.4325 | 0.54381 | 24883.25 | 0.12429 | 0.79723 | 0.017065 | 0.81429 | 637.2129 | 20155.4325 | 0.54381 | 25940.0676 | 0.12429 | 0.058734 | 0.73044 | 0.025129 | 0.75557 | 591.2627 | 20155.4325 | 0.54381 | 26040.6105 | 0.0042 | 0.50551 | 0.00057666 | 0.50609 | 396.1445 | 20155.4325 | 0.54381 | 24080.5646 | 0.0042 | 0.77151 | 0.00057666 | 0.77209 | 604.2994 | 20155.4325 | 0.54381 | 25384.6757 | 0.0042 | 0.058734 | 0.7148 | 0.0086409 | 0.72344 | 566.2354
02/10 21:00:00 | 33.44 | 0.8 | 59.56% | 0.81672 | 30270.5671 | 0.94797 | 3.4127 | 3.3653 | 3.0288 | 0.72921 | 2.136 | 0.29327 | 205.1628 | 0.81672 | 30270.5671 | 0.94797 | 3.6971 | 3.6458 | 3.0989 | 0.72921 | 2.0876 | 0.28663 | 200.2509 | 22073.6065 | 0.59556 | 27251.366 | 0.13612 | 0.52901 | 0.018689 | 0.5477 | 391.8999 | 22073.6065 | 0.59556 | 27251.366 | 0.13612 | 0.8731 | 0.018689 | 0.89179 | 638.1047 | 22073.6065 | 0.59556 | 28408.76 | 0.13612 | 0.064324 | 0.79996 | 0.027521 | 0.82748 | 592.0902 | 22073.6065 | 0.59556 | 28518.8714 | 0.0042 | 0.55362 | 0.00057666 | 0.55419 | 396.6986 | 22073.6065 | 0.59556 | 26372.2897 | 0.0042 | 0.84493 | 0.00057666 | 0.84551 | 605.1449 | 22073.6065 | 0.59556 | 27800.512 | 0.0042 | 0.064324 | 0.78283 | 0.0094083 | 0.79224 | 567.0276
02/10 22:00:00 | 32 | 0 | 64.53% | 0.79634 | 29515.2278 | 0.93175 | 3.3543 | 3.3086 | 2.9777 | 0.81032 | 2.354 | 0.32321 | 205.486 | 0.79634 | 29515.2278 | 0.93175 | 3.6338 | 3.5843 | 3.0467 | 0.74787 | 2.1234 | 0.29155 | 200.5425 | 23916.9079 | 0.6453 | 29527.0468 | 0.14749 | 0.57319 | 0.02025 | 0.59344 | 392.4934 | 23916.9079 | 0.6453 | 29527.0468 | 0.14749 | 0.94601 | 0.02025 | 0.96626 | 639.071 | 23916.9079 | 0.6453 | 30781.0913 | 0.14749 | 0.069695 | 0.86676 | 0.029819 | 0.89658 | 592.9867 | 23916.9079 | 0.6453 | 30900.3978 | 0.0042 | 0.59985 | 0.00057666 | 0.60043 | 397.2991 | 23916.9079 | 0.6453 | 28574.5615 | 0.0042 | 0.91549 | 0.00057666 | 0.91607 | 606.0609 | 23916.9079 | 0.6453 | 30122.0503 | 0.0042 | 0.069695 | 0.8482 | 0.010146 | 0.85835 | 567.886
02/10 23:00:00 | 32 | 0 | 70.14% | 0.79634 | 29515.2278 | 0.93175 | 3.3543 | 3.3086 | 2.9777 | 0.88084 | 2.5589 | 0.35133 | 205.8374 | 0.79634 | 29515.2278 | 0.93175 | 3.6338 | 3.5843 | 3.0467 | 0.88084 | 2.501 | 0.34338 | 200.8858 | 25998.1267 | 0.70145 | 32096.4527 | 0.16032 | 0.62307 | 0.022012 | 0.64508 | 393.1384 | 25998.1267 | 0.70145 | 32096.4527 | 0.16032 | 1.0283 | 0.022012 | 1.0503 | 640.1213 | 25998.1267 | 0.70145 | 33459.6225 | 0.16032 | 0.07576 | 0.94218 | 0.032414 | 0.9746 | 593.9613 | 25998.1267 | 0.70145 | 33589.3109 | 0.0042 | 0.65205 | 0.00057666 | 0.65262 | 397.9517 | 25998.1267 | 0.70145 | 31061.0832 | 0.0042 | 0.99516 | 0.00057666 | 0.99573 | 607.0567 | 25998.1267 | 0.70145 | 32743.2326 | 0.0042 | 0.07576 | 0.92201 | 0.010979 | 0.93299 | 568.8189
02/10 24:00:00 | 32 | 0 | 74.42% | 0.79634 | 29515.2278 | 0.93175 | 3.3543 | 3.3086 | 2.9777 | 0.93455 | 2.7149 | 0.37275 | 206.2101 | 0.79634 | 29515.2278 | 0.93175 | 3.6338 | 3.5843 | 3.0467 | 0.88084 | 2.501 | 0.34338 | 201.2292 | 27583.432 | 0.74422 | 34053.6197 | 0.1701 | 0.66106 | 0.023354 | 0.68441 | 393.8229 | 27583.432 | 0.74422 | 34053.6197 | 0.1701 | 1.091 | 0.023354 | 1.1144 | 641.2357 | 27583.432 | 0.74422 | 35499.9124 | 0.1701 | 0.08038 | 0.99964 | 0.034391 | 1.034 | 594.9954 | 27583.432 | 0.74422 | 35637.509 | 0.0042 | 0.69181 | 0.00057666 | 0.69238 | 398.6441 | 27583.432 | 0.74422 | 32955.1158 | 0.0042 | 1.0558 | 0.00057666 | 1.0564 | 608.1131 | 27583.432 | 0.74422 | 34739.8387 | 0.0042 | 0.08038 | 0.97823 | 0.011613 | 0.98985 | 569.8088
02/11 01:00:00 | 32 | 0 | 78.55% | 0.79634 | 29515.2278 | 0.93175 | 3.3543 | 3.3086 | 2.9777 | 0.98638 | 2.8655 | 0.39343 | 206.6036 | 0.79634 | 29515.2278 | 0.93175 | 3.6338 | 3.5843 | 3.0467 | 0.98638 | 2.8006 | 0.38453 | 201.6137 | 29113.1296 | 0.78549 | 35942.1353 | 0.17953 | 0.69772 | 0.02465 | 0.72237 | 394.5452 | 29113.1296 | 0.78549 | 35942.1353 | 0.17953 | 1.1515 | 0.02465 | 1.1762 | 642.4119 | 29113.1296 | 0.78549 | 37468.6353 | 0.17953 | 0.084837 | 1.0551 | 0.036298 | 1.0914 | 596.0867 | 29113.1296 | 0.78549 | 37613.8626 | 0.0042 | 0.73017 | 0.00057666 | 0.73075 | 399.3748 | 29113.1296 | 0.78549 | 34782.7116 | 0.0042 | 1.1144 | 0.00057666 | 1.115 | 609.2281 | 29113.1296 | 0.78549 | 36666.4101 | 0.0042 | 0.084837 | 1.0325 | 0.012225 | 1.0447 | 570.8535
02/11 02:00:00 | 31.28 | -0.4 | 82.27% | 0.78624 | 29140.9648 | 0.92354 | 3.3248 | 3.2799 | 2.9519 | 1.0464 | 3.0275 | 0.41567 | 207.0192 | 0.78624 | 29140.9648 | 0.92354 | 3.6018 | 3.5533 | 3.0203 | 0.99904 | 2.8251 | 0.38789 | 202.0016 | 30492.719 | 0.82272 | 37645.3321 | 0.18804 | 0.73078 | 0.025818 | 0.7566 | 395.3018 | 30492.719 | 0.82272 | 37645.3321 | 0.18804 | 1.2061 | 0.025818 | 1.2319 | 643.6438 | 30492.719 | 0.82272 | 39244.1686 | 0.18804 | 0.088858 | 1.1051 | 0.038018 | 1.1431 | 597.2298 | 30492.719 | 0.82272 | 39396.2778 | 0.0042 | 0.76477 | 0.00057666 | 0.76535 | 400.1402 | 30492.719 | 0.82272 | 36430.9666 | 0.0042 | 1.1672 | 0.00057666 | 1.1678 | 610.3958 | 30492.719 | 0.82272 | 38403.9282 | 0.0042 | 0.088858 | 1.0814 | 0.012777 | 1.0942 | 571.9477
02/11 03:00:00 | 31.46 | -0.3 | 84.64% | 0.78876 | 29234.3176 | 0.9256 | 3.3322 | 3.2871 | 2.9584 | 1.0731 | 3.1078 | 0.4267 | 207.4459 | 0.78876 | 29234.3176 | 0.9256 | 3.6098 | 3.561 | 3.0269 | 1.0731 | 3.0375 | 0.41705 | 202.4187 | 31370.3656 | 0.84639 | 38728.8464 | 0.19345 | 0.75182 | 0.026561 | 0.77838 | 396.0802 | 31370.3656 | 0.84639 | 38728.8464 | 0.19345 | 1.2408 | 0.026561 | 1.2674 | 644.9112 | 31370.3656 | 0.84639 | 40373.7009 | 0.19345 | 0.091415 | 1.1369 | 0.039112 | 1.176 | 598.4058 | 31370.3656 | 0.84639 | 40530.1881 | 0.0042 | 0.78679 | 0.00057666 | 0.78736 | 400.9275 | 31370.3656 | 0.84639 | 37479.5288 | 0.0042 | 1.2008 | 0.00057666 | 1.2014 | 611.5972 | 31370.3656 | 0.84639 | 39509.2766 | 0.0042 | 0.091415 | 1.1125 | 0.013128 | 1.1257 | 573.0734
02/11 04:00:00 | 30.38 | -0.9 | 86.72% | 0.77371 | 28676.3297 | 0.9132 | 3.2875 | 3.2438 | 2.9194 | 1.1208 | 3.2266 | 0.44302 | 207.8889 | 0.77371 | 28676.3297 | 0.9132 | 3.5615 | 3.5141 | 2.987 | 1.0939 | 3.0781 | 0.42262 | 202.8413 | 32140.5988 | 0.86718 | 39679.7516 | 0.1982 | 0.77028 | 0.027213 | 0.79749 | 396.8777 | 32140.5988 | 0.86718 | 39679.7516 | 0.1982 | 1.2713 | 0.027213 | 1.2985 | 646.2097 | 32140.5988 | 0.86718 | 41364.992 | 0.1982 | 0.09366 | 1.1648 | 0.040072 | 1.2049 | 599.6107 | 32140.5988 | 0.86718 | 41525.3214 | 0.0042 | 0.8061 | 0.00057666 | 0.80668 | 401.7342 | 32140.5988 | 0.86718 | 38399.7596 | 0.0042 | 1.2303 | 0.00057666 | 1.2309 | 612.8281 | 32140.5988 | 0.86718 | 40479.3435 | 0.0042 | 0.09366 | 1.1399 | 0.013436 | 1.1533 | 574.2266
02/11 05:00:00 | 30.38 | -0.9 | 87.93% | 0.77371 | 28676.3297 | 0.9132 | 3.2875 | 3.2438 | 2.9194 | 1.1365 | 3.2719 | 0.44923 | 208.3382 | 0.77371 | 28676.3297 | 0.9132 | 3.5615 | 3.5141 | 2.987 | 1.1365 | 3.1979 | 0.43907 | 203.2804 | 32591.2838 | 0.87934 | 40236.1529 | 0.20098 | 0.78108 | 0.027594 | 0.80867 | 397.6864 | 32591.2838 | 0.87934 | 40236.1529 | 0.20098 | 1.2891 | 0.027594 | 1.3167 | 647.5264 | 32591.2838 | 0.87934 | 41945.0242 | 0.20098 | 0.094973 | 1.1811 | 0.040634 | 1.2218 | 600.8324 | 32591.2838 | 0.87934 | 42107.6018 | 0.0042 | 0.81741 | 0.00057666 | 0.81798 | 402.5522 | 32591.2838 | 0.87934 | 38938.2125 | 0.0042 | 1.2475 | 0.00057666 | 1.2481 | 614.0762 | 32591.2838 | 0.87934 | 41046.957 | 0.0042 | 0.094973 | 1.1558 | 0.013616 | 1.1695 | 575.3961
02/11 06:00:00 | 28.94 | -1.7 | 89.03% | 0.75385 | 27940.2945 | 0.89651 | 3.2274 | 3.1853 | 2.8668 | 1.1811 | 3.3737 | 0.4632 | 208.8014 | 0.75385 | 27940.2945 | 0.89651 | 3.4964 | 3.4508 | 2.9332 | 1.1665 | 3.2565 | 0.44712 | 203.7275 | 32999.4622 | 0.89035 | 40740.0768 | 0.2035 | 0.79086 | 0.02794 | 0.8188 | 398.5052 | 32999.4622 | 0.89035 | 40740.0768 | 0.2035 | 1.3053 | 0.02794 | 1.3332 | 648.8596 | 32999.4622 | 0.89035 | 42470.3504 | 0.2035 | 0.096162 | 1.1959 | 0.041143 | 1.2371 | 602.0695 | 32999.4622 | 0.89035 | 42634.9641 | 0.0042 | 0.82764 | 0.00057666 | 0.82822 | 403.3804 | 32999.4622 | 0.89035 | 39425.8808 | 0.0042 | 1.2632 | 0.00057666 | 1.2637 | 615.3399 | 32999.4622 | 0.89035 | 41561.0355 | 0.0042 | 0.096162 | 1.1703 | 0.01378 | 1.1841 | 576.5802
02/11 07:00:00 | 29.12 | -1.6 | 89.22% | 0.75632 | 28031.8021 | 0.8986 | 3.235 | 3.1927 | 2.8734 | 1.1797 | 3.373 | 0.46311 | 209.2645 | 0.75632 | 28031.8021 | 0.8986 | 3.5045 | 3.4587 | 2.9399 | 1.1797 | 3.2967 | 0.45264 | 204.1801 | 33069.1567 | 0.89223 | 40826.1193 | 0.20393 | 0.79253 | 0.027999 | 0.82053 | 399.3257 | 33069.1567 | 0.89223 | 40826.1193 | 0.20393 | 1.308 | 0.027999 | 1.336 | 650.1956 | 33069.1567 | 0.89223 | 42560.0472 | 0.20393 | 0.096366 | 1.1984 | 0.04123 | 1.2397 | 603.3092 | 33069.1567 | 0.89223 | 42725.0086 | 0.0042 | 0.82939 | 0.00057666 | 0.82997 | 404.2104 | 33069.1567 | 0.89223 | 39509.1477 | 0.0042 | 1.2658 | 0.00057666 | 1.2664 | 616.6063 | 33069.1567 | 0.89223 | 41648.8119 | 0.0042 | 0.096366 | 1.1728 | 0.013808 | 1.1866 | 577.7668
02/11 08:00:00 | 30.2 | -1 | 82.6% | 0.77121 | 28583.8285 | 0.91113 | 3.2801 | 3.2365 | 2.9129 | 1.071 | 3.0803 | 0.42293 | 209.6874 | 0.77121 | 28583.8285 | 0.91113 | 3.5534 | 3.5062 | 2.9803 | 1.1569 | 3.252 | 0.4465 | 204.6266 | 30614.4705 | 0.826 | 37795.6426 | 0.18879 | 0.7337 | 0.025921 | 0.75962 | 400.0853 | 30614.4705 | 0.826 | 37795.6426 | 0.18879 | 1.2109 | 0.025921 | 1.2368 | 651.4324 | 30614.4705 | 0.826 | 39400.8629 | 0.18879 | 0.089212 | 1.1095 | 0.03817 | 1.1477 | 604.4568 | 30614.4705 | 0.826 | 39553.5794 | 0.0042 | 0.76783 | 0.00057666 | 0.7684 | 404.9788 | 30614.4705 | 0.826 | 36576.4283 | 0.0042 | 1.1719 | 0.00057666 | 1.1724 | 617.7787 | 30614.4705 | 0.826 | 38557.2676 | 0.0042 | 0.089212 | 1.0857 | 0.012826 | 1.0986 | 578.8653
02/11 09:00:00 | 33.98 | 1.1 | 58.57% | 0.82443 | 30556.1613 | 0.95397 | 3.4343 | 3.3864 | 3.0477 | 0.71045 | 2.0876 | 0.28663 | 209.9741 | 0.82443 | 30556.1613 | 0.95397 | 3.7205 | 3.6686 | 3.1183 | 0.71045 | 2.0404 | 0.28014 | 204.9068 | 21708.7655 | 0.58572 | 26800.945 | 0.13387 | 0.52027 | 0.01838 | 0.53865 | 400.624 | 21708.7655 | 0.58572 | 26800.945 | 0.13387 | 0.85867 | 0.01838 | 0.87705 | 652.3095 | 21708.7655 | 0.58572 | 27939.2091 | 0.13387 | 0.063261 | 0.78674 | 0.027066 | 0.8138 | 605.2706 | 21708.7655 | 0.58572 | 28047.5006 | 0.0042 | 0.54447 | 0.00057666 | 0.54504 | 405.5238 | 21708.7655 | 0.58572 | 25936.3984 | 0.0042 | 0.83097 | 0.00057666 | 0.83154 | 618.6103 | 21708.7655 | 0.58572 | 27341.0145 | 0.0042 | 0.063261 | 0.76989 | 0.0092624 | 0.77915 | 579.6445
02/11 10:00:00 | 37.76 | 3.2 | 37.31% | 0.87933 | 32591.0902 | 0.99448 | 3.5801 | 3.5302 | 3.1772 | 0.42434 | 1.2758 | 0.17516 | 210.1492 | 0.87933 | 32591.0902 | 0.99448 | 3.8785 | 3.8244 | 3.2507 | 0.6661 | 1.9573 | 0.26873 | 205.1755 | 13829.7974 | 0.37314 | 17073.8239 | 0.085284 | 0.33144 | 0.011709 | 0.34315 | 400.9671 | 13829.7974 | 0.37314 | 17073.8239 | 0.085284 | 0.54702 | 0.011709 | 0.55873 | 652.8682 | 13829.7974 | 0.37314 | 17798.967 | 0.085284 | 0.040301 | 0.5012 | 0.017243 | 0.51844 | 605.7891 | 13829.7974 | 0.37314 | 17867.9552 | 0.0042 | 0.34686 | 0.00057666 | 0.34744 | 405.8713 | 13829.7974 | 0.37314 | 16523.0554 | 0.0042 | 0.52938 | 0.00057666 | 0.52995 | 619.1402 | 13829.7974 | 0.37314 | 17417.8808 | 0.0042 | 0.040301 | 0.49047 | 0.00611 | 0.49658 | 580.1411
02/11 11:00:00 | 44.06 | 6.7 | 22.29% | 0.97459 | 36121.741 | 1.0537 | 3.7934 | 3.7554 | 3.3799 | 0.2287 | 0.71636 | 0.098357 | 210.2476 | 0.97459 | 36121.741 | 1.0537 | 4.1095 | 4.0684 | 3.4581 | 0.2287 | 0.70015 | 0.096131 | 205.2716 | 8261.1564 | 0.22289 | 10198.9585 | 0.050944 | 0.19799 | 0.0069946 | 0.20498 | 401.1721 | 8261.1564 | 0.22289 | 10198.9585 | 0.050944 | 0.32676 | 0.0069946 | 0.33376 | 653.202 | 8261.1564 | 0.22289 | 10632.1189 | 0.050944 | 0.024074 | 0.29939 | 0.0103 | 0.30969 | 606.0988 | 8261.1564 | 0.22289 | 10673.3287 | 0.0042 | 0.20719 | 0.00057666 | 0.20777 | 406.079 | 8261.1564 | 0.22289 | 9869.9599 | 0.0042 | 0.31622 | 0.00057666 | 0.3168 | 619.457 | 8261.1564 | 0.22289 | 10404.4791 | 0.0042 | 0.024074 | 0.29298 | 0.003882 | 0.29686 | 580.4379
02/11 12:00:00 | 46.94 | 8.3 | 11.6% | 1.0197 | 37793.6649 | 1.0761 | 3.8739 | 3.8522 | 3.4669 | 0.11372 | 0.36333 | 0.049885 | 210.2975 | 1.0197 | 37793.6649 | 1.0761 | 4.1967 | 4.1732 | 3.5472 | 0.21859 | 0.68257 | 0.093717 | 205.3654 | 4297.9154 | 0.11596 | 5306.0683 | 0.026504 | 0.103 | 0.003639 | 0.10664 | 401.2787 | 4297.9154 | 0.11596 | 5306.0683 | 0.026504 | 0.17 | 0.003639 | 0.17364 | 653.3756 | 4297.9154 | 0.11596 | 5531.4226 | 0.026504 | 0.012524 | 0.15576 | 0.0053586 | 0.16112 | 606.2599 | 4297.9154 | 0.11596 | 5552.8622 | 0.0042 | 0.10779 | 0.00057666 | 0.10837 | 406.1874 | 4297.9154 | 0.11596 | 5134.9049 | 0.0042 | 0.16452 | 0.00057666 | 0.16509 | 619.6221 | 4297.9154 | 0.11596 | 5412.9916 | 0.0042 | 0.012524 | 0.15242 | 0.0022963 | 0.15472 | 580.5926
02/11 13:00:00 | 46.94 | 8.3 | 5.008% | 1.0197 | 37793.6649 | 1.0761 | 3.8739 | 3.8522 | 3.4669 | 0.049109 | 0.1569 | 0.021543 | 210.319 | 1.0197 | 37793.6649 | 1.0761 | 4.1967 | 4.1732 | 3.5472 | 0.049109 | 0.15335 | 0.021055 | 205.3864 | 1856.0202 | 0.050077 | 2291.3829 | 0.011445 | 0.044481 | 0.0015715 | 0.046053 | 401.3248 | 1856.0202 | 0.050077 | 2291.3829 | 0.011445 | 0.073413 | 0.0015715 | 0.074984 | 653.4506 | 1856.0202 | 0.050077 | 2388.7003 | 0.011445 | 0.0054086 | 0.067263 | 0.0023141 | 0.069577 | 606.3294 | 1856.0202 | 0.050077 | 2397.9589 | 0.0042 | 0.04655 | 0.00057666 | 0.047127 | 406.2345 | 1856.0202 | 0.050077 | 2217.4673 | 0.0042 | 0.071045 | 0.00057666 | 0.071621 | 619.6937 | 1856.0202 | 0.050077 | 2337.5569 | 0.0042 | 0.0054086 | 0.065823 | 0.0013193 | 0.067142 | 580.6598
02/11 14:00:00 | 50 | 10 | 0% | 1.0687 | 39609.8985 | 1.0959 | 3.9451 | 3.9508 | 3.5557 | 0 | 0 | 0 | 210.319 | 1.0687 | 39609.8985 | 1.0959 | 4.2739 | 4.28 | 3.638 | 0.046857 | 0.14952 | 0.02053 | 205.4069 | 0 | 0 | 0 | 0 | 0 | 0 | 0 | 401.3248 | 0 | 0 | 0 | 0 | 0 | 0 | 0 | 653.4506 | 0 | 0 | 0 | 0 | 0 | 0 | 0 | 0 | 606.3294 | 0 | 0 | 0 | 0.0042 | 0 | 0.00057666 | 0.00057666 | 406.2351 | 0 | 0 | 0 | 0.0042 | 0 | 0.00057666 | 0.00057666 | 619.6943 | 0 | 0 | 0 | 0.0042 | 0 | 0 | 0.00057666 | 0.00057666 | 580.6604
02/11 15:00:00 | 51.08 | 10.6 | 0% | 1.0863 | 40260.7161 | 1.1018 | 3.9664 | 3.9846 | 3.5861 | 0 | 0 | 0 | 210.319 | 1.0863 | 40260.7161 | 1.1018 | 4.2969 | 4.3166 | 3.6692 | 0 | 0 | 0 | 205.4069 | 0 | 0 | 0 | 0 | 0 | 0 | 0 | 401.3248 | 0 | 0 | 0 | 0 | 0 | 0 | 0 | 653.4506 | 0 | 0 | 0 | 0 | 0 | 0 | 0 | 0 | 606.3294 | 0 | 0 | 0 | 0.0042 | 0 | 0.00057666 | 0.00057666 | 406.2357 | 0 | 0 | 0 | 0.0042 | 0 | 0.00057666 | 0.00057666 | 619.6949 | 0 | 0 | 0 | 0.0042 | 0 | 0 | 0.00057666 | 0.00057666 | 580.6609
02/11 16:00:00 | 51.98 | 11.1 | 0% | 1.101 | 40806.9675 | 1.1062 | 3.9825 | 4.0124 | 3.6112 | 0 | 0 | 0 | 210.319 | 1.101 | 40806.9675 | 1.1062 | 4.3143 | 4.3468 | 3.6948 | 0 | 0 | 0 | 205.4069 | 0 | 0 | 0 | 0 | 0 | 0 | 0 | 401.3248 | 0 | 0 | 0 | 0 | 0 | 0 | 0 | 653.4506 | 0 | 0 | 0 | 0 | 0 | 0 | 0 | 0 | 606.3294 | 0 | 0 | 0 | 0.0042 | 0 | 0.00057666 | 0.00057666 | 406.2363 | 0 | 0 | 0 | 0.0042 | 0 | 0.00057666 | 0.00057666 | 619.6955 | 0 | 0 | 0 | 0.0042 | 0 | 0 | 0.00057666 | 0.00057666 | 580.6615
02/11 17:00:00 | 48.92 | 9.4 | 0% | 1.0513 | 38964.1908 | 1.0894 | 3.9218 | 3.9165 | 3.5248 | 0 | 0 | 0 | 210.319 | 1.0513 | 38964.1908 | 1.0894 | 4.2486 | 4.2428 | 3.6064 | 0 | 0 | 0 | 205.4069 | 0 | 0 | 0 | 0 | 0 | 0 | 0 | 401.3248 | 0 | 0 | 0 | 0 | 0 | 0 | 0 | 653.4506 | 0 | 0 | 0 | 0 | 0 | 0 | 0 | 0 | 606.3294 | 0 | 0 | 0 | 0.0042 | 0 | 0.00057666 | 0.00057666 | 406.2369 | 0 | 0 | 0 | 0.0042 | 0 | 0.00057666 | 0.00057666 | 619.696 | 0 | 0 | 0 | 0.0042 | 0 | 0 | 0.00057666 | 0.00057666 | 580.6621
02/11 18:00:00 | 48.56 | 9.2 | 0% | 1.0455 | 38750.0905 | 1.0871 | 3.9136 | 3.9049 | 3.5144 | 0 | 0 | 0 | 210.319 | 1.0455 | 38750.0905 | 1.0871 | 4.2397 | 4.2303 | 3.5958 | 0 | 0 | 0 | 205.4069 | 0 | 0 | 0 | 0 | 0 | 0 | 0 | 401.3248 | 0 | 0 | 0 | 0 | 0 | 0 | 0 | 653.4506 | 0 | 0 | 0 | 0 | 0 | 0 | 0 | 0 | 606.3294 | 0 | 0 | 0 | 0.0042 | 0 | 0.00057666 | 0.00057666 | 406.2374 | 0 | 0 | 0 | 0.0042 | 0 | 0.00057666 | 0.00057666 | 619.6966 | 0 | 0 | 0 | 0.0042 | 0 | 0 | 0.00057666 | 0.00057666 | 580.6627
02/11 19:00:00 | 44.06 | 6.7 | 4.764% | 0.97459 | 36121.741 | 1.0537 | 3.7934 | 3.7554 | 3.3799 | 0.048887 | 0.15313 | 0.021024 | 210.34 | 0.97459 | 36121.741 | 1.0537 | 4.1095 | 4.0684 | 3.4581 | 0.048887 | 0.14966 | 0.020549 | 205.4275 | 1765.8851 | 0.047645 | 2180.105 | 0.01089 | 0.042321 | 0.0014951 | 0.043816 | 401.3686 | 1765.8851 | 0.047645 | 2180.105 | 0.01089 | 0.069848 | 0.0014951 | 0.071343 | 653.5219 | 1765.8851 | 0.047645 | 2272.6964 | 0.01089 | 0.0051459 | 0.063997 | 0.0022017 | 0.066198 | 606.3956 | 1765.8851 | 0.047645 | 2281.5053 | 0.0042 | 0.044289 | 0.00057666 | 0.044866 | 406.2823 | 1765.8851 | 0.047645 | 2109.7791 | 0.0042 | 0.067595 | 0.00057666 | 0.068171 | 619.7648 | 1765.8851 | 0.047645 | 2224.0366 | 0.0042 | 0.0051459 | 0.062626 | 0.0012832 | 0.063909 | 580.7266
02/11 20:00:00 | 44.96 | 7.2 | 17.76% | 0.98858 | 36640.3138 | 1.0611 | 3.8198 | 3.7861 | 3.4075 | 0.17962 | 0.56607 | 0.077721 | 210.4177 | 0.98858 | 36640.3138 | 1.0611 | 4.1381 | 4.1016 | 3.4863 | 0.048195 | 0.14845 | 0.020382 | 205.4479 | 6581.2422 | 0.17757 | 8124.9904 | 0.040584 | 0.15773 | 0.0055722 | 0.1633 | 401.5319 | 6581.2422 | 0.17757 | 8124.9904 | 0.040584 | 0.26031 | 0.0055722 | 0.26589 | 653.7878 | 6581.2422 | 0.17757 | 8470.0672 | 0.040584 | 0.019178 | 0.23851 | 0.0082054 | 0.24671 | 606.6424 | 6581.2422 | 0.17757 | 8502.8969 | 0.0042 | 0.16506 | 0.00057666 | 0.16564 | 406.4479 | 6581.2422 | 0.17757 | 7862.8939 | 0.0042 | 0.25192 | 0.00057666 | 0.25249 | 620.0173 | 6581.2422 | 0.17757 | 8288.7181 | 0.0042 | 0.019178 | 0.2334 | 0.0032098 | 0.23661 | 580.9632
02/11 21:00:00 | 42.08 | 5.6 | 25.05% | 0.94415 | 34993.3717 | 1.0365 | 3.7313 | 3.6866 | 3.318 | 0.2653 | 0.82007 | 0.1126 | 210.5303 | 0.94415 | 34993.3717 | 1.0365 | 4.0422 | 3.9938 | 3.3948 | 0.2653 | 0.80151 | 0.11005 | 205.5579 | 9283.9069 | 0.25049 | 11461.6135 | 0.057251 | 0.2225 | 0.0078605 | 0.23036 | 401.7623 | 9283.9069 | 0.25049 | 11461.6135 | 0.057251 | 0.36721 | 0.0078605 | 0.37508 | 654.1629 | 9283.9069 | 0.25049 | 11948.4001 | 0.057251 | 0.027054 | 0.33645 | 0.011575 | 0.34803 | 606.9904 | 9283.9069 | 0.25049 | 11994.7118 | 0.0042 | 0.23285 | 0.00057666 | 0.23342 | 406.6814 | 9283.9069 | 0.25049 | 11091.884 | 0.0042 | 0.35537 | 0.00057666 | 0.35595 | 620.3732 | 9283.9069 | 0.25049 | 11692.578 | 0.0042 | 0.027054 | 0.32925 | 0.0042912 | 0.33354 | 581.2967
02/11 22:00:00 | 38.66 | 3.7 | 38.42% | 0.89265 | 33084.8233 | 1.0037 | 3.6132 | 3.5635 | 3.2071 | 0.43046 | 1.3015 | 0.17869 | 210.709 | 0.89265 | 33084.8233 | 1.0037 | 3.9143 | 3.8605 | 3.2814 | 0.28061 | 0.82921 | 0.11385 | 205.6718 | 14241.5798 | 0.38425 | 17582.1973 | 0.087823 | 0.34131 | 0.012058 | 0.35337 | 402.1156 | 14241.5798 | 0.38425 | 17582.1973 | 0.087823 | 0.56331 | 0.012058 | 0.57537 | 654.7383 | 14241.5798 | 0.38425 | 18328.9316 | 0.087823 | 0.041501 | 0.51612 | 0.017756 | 0.53388 | 607.5243 | 14241.5798 | 0.38425 | 18399.9739 | 0.0042 | 0.35719 | 0.00057666 | 0.35776 | 407.0391 | 14241.5798 | 0.38425 | 17015.0297 | 0.0042 | 0.54514 | 0.00057666 | 0.54572 | 620.9189 | 14241.5798 | 0.38425 | 17936.4985 | 0.0042 | 0.041501 | 0.50507 | 0.0062747 | 0.51135 | 581.8081
02/11 23:00:00 | 37.04 | 2.8 | 49.05% | 0.86874 | 32198.6587 | 0.987 | 3.5532 | 3.5033 | 3.153 | 0.56464 | 1.69 | 0.23204 | 210.9411 | 0.86874 | 32198.6587 | 0.987 | 3.8493 | 3.7952 | 3.2259 | 0.56464 | 1.6518 | 0.22679 | 205.8986 | 18180.6877 | 0.49053 | 22445.2935 | 0.11211 | 0.43572 | 0.015393 | 0.45111 | 402.5667 | 18180.6877 | 0.49053 | 22445.2935 | 0.11211 | 0.71912 | 0.015393 | 0.73451 | 655.4728 | 18180.6877 | 0.49053 | 23398.5685 | 0.11211 | 0.05298 | 0.65888 | 0.022667 | 0.68154 | 608.2058 | 18180.6877 | 0.49053 | 23489.2606 | 0.0042 | 0.45598 | 0.00057666 | 0.45656 | 407.4957 | 18180.6877 | 0.49053 | 21721.2518 | 0.0042 | 0.69592 | 0.00057666 | 0.6965 | 621.6154 | 18180.6877 | 0.49053 | 22897.5916 | 0.0042 | 0.05298 | 0.64477 | 0.0078508 | 0.65262 | 582.4607
02/11 24:00:00 | 36.14 | 2.3 | 58.16% | 0.85559 | 31711.313 | 0.97748 | 3.5189 | 3.4693 | 3.1224 | 0.67977 | 2.0234 | 0.27781 | 211.2189 | 0.85559 | 31711.313 | 0.97748 | 3.8122 | 3.7584 | 3.1947 | 0.57332 | 1.6679 | 0.22901 | 206.1276 | 21556.4439 | 0.58161 | 26612.8936 | 0.13293 | 0.51662 | 0.018251 | 0.53487 | 403.1016 | 21556.4439 | 0.58161 | 26612.8936 | 0.13293 | 0.85264 | 0.018251 | 0.87089 | 656.3437 | 21556.4439 | 0.58161 | 27743.171 | 0.13293 | 0.062817 | 0.78122 | 0.026876 | 0.80809 | 609.0139 | 21556.4439 | 0.58161 | 27850.7026 | 0.0042 | 0.54065 | 0.00057666 | 0.54122 | 408.0369 | 21556.4439 | 0.58161 | 25754.4132 | 0.0042 | 0.82514 | 0.00057666 | 0.82571 | 622.4412 | 21556.4439 | 0.58161 | 27149.1736 | 0.0042 | 0.062817 | 0.76449 | 0.0092014 | 0.77369 | 583.2344
02/12 01:00:00 | 35.78 | 2.1 | 66.42% | 0.85036 | 31517.3683 | 0.97362 | 3.505 | 3.4556 | 3.1101 | 0.78111 | 2.32 | 0.31853 | 211.5374 | 0.85036 | 31517.3683 | 0.97362 | 3.7971 | 3.7436 | 3.1821 | 0.78111 | 2.2675 | 0.31132 | 206.4389 | 24618.4351 | 0.66422 | 30393.1298 | 0.15181 | 0.59 | 0.020844 | 0.61085 | 403.7125 | 24618.4351 | 0.66422 | 30393.1298 | 0.15181 | 0.97376 | 0.020844 | 0.9946 | 657.3383 | 24618.4351 | 0.66422 | 31683.9577 | 0.15181 | 0.07174 | 0.89218 | 0.030694 | 0.92288 | 609.9368 | 24618.4351 | 0.66422 | 31806.7637 | 0.0042 | 0.61744 | 0.00057666 | 0.61802 | 408.6549 | 24618.4351 | 0.66422 | 29412.7063 | 0.0042 | 0.94234 | 0.00057666 | 0.94292 | 623.3841 | 24618.4351 | 0.66422 | 31005.5858 | 0.0042 | 0.07174 | 0.87308 | 0.010427 | 0.88351 | 584.1179
02/12 02:00:00 | 35.42 | 1.9 | 68.12% | 0.84514 | 31323.9914 | 0.96974 | 3.4911 | 3.4419 | 3.0977 | 0.80603 | 2.3888 | 0.32798 | 211.8654 | 0.84514 | 31323.9914 | 0.96974 | 3.782 | 3.7287 | 3.1694 | 0.78593 | 2.2765 | 0.31257 | 206.7514 | 25247.9276 | 0.68121 | 31170.281 | 0.1557 | 0.60509 | 0.021377 | 0.62646 | 404.3389 | 25247.9276 | 0.68121 | 31170.281 | 0.1557 | 0.99865 | 0.021377 | 1.02 | 658.3583 | 25247.9276 | 0.68121 | 32494.1154 | 0.1557 | 0.073574 | 0.915 | 0.031479 | 0.94648 | 610.8833 | 25247.9276 | 0.68121 | 32620.0615 | 0.0042 | 0.63323 | 0.00057666 | 0.63381 | 409.2887 | 25247.9276 | 0.68121 | 30164.7881 | 0.0042 | 0.96644 | 0.00057666 | 0.96702 | 624.3511 | 25247.9276 | 0.68121 | 31798.3975 | 0.0042 | 0.073574 | 0.89541 | 0.010678 | 0.90608 | 585.024
02/12 03:00:00 | 35.06 | 1.7 | 71.59% | 0.83994 | 31131.1822 | 0.96583 | 3.477 | 3.4281 | 3.0853 | 0.8523 | 2.5205 | 0.34606 | 212.2114 | 0.83994 | 31131.1822 | 0.96583 | 3.7668 | 3.7138 | 3.1567 | 0.8523 | 2.4634 | 0.33823 | 207.0897 | 26533.0286 | 0.71588 | 32756.8255 | 0.16362 | 0.63589 | 0.022465 | 0.65835 | 404.9973 | 26533.0286 | 0.71588 | 32756.8255 | 0.16362 | 1.0495 | 0.022465 | 1.072 | 659.4302 | 26533.0286 | 0.71588 | 34148.042 | 0.16362 | 0.077319 | 0.96157 | 0.033081 | 0.99465 | 611.8779 | 26533.0286 | 0.71588 | 34280.3988 | 0.0042 | 0.66546 | 0.00057666 | 0.66604 | 409.9548 | 26533.0286 | 0.71588 | 31700.1537 | 0.0042 | 1.0156 | 0.00057666 | 1.0162 | 625.3673 | 26533.0286 | 0.71588 | 33416.9126 | 0.0042 | 0.077319 | 0.94098 | 0.011193 | 0.95217 | 585.9761
02/12 04:00:00 | 34.7 | 1.5 | 71.8% | 0.83475 | 30938.9408 | 0.9619 | 3.4629 | 3.4143 | 3.0728 | 0.86008 | 2.538 | 0.34847 | 212.5599 | 0.83475 | 30938.9408 | 0.9619 | 3.7514 | 3.6988 | 3.144 | 0.85759 | 2.4734 | 0.3396 | 207.4293 | 26609.9242 | 0.71795 | 32851.7583 | 0.16409 | 0.63773 | 0.02253 | 0.66026 | 405.6575 | 26609.9242 | 0.71795 | 32851.7583 | 0.16409 | 1.0525 | 0.02253 | 1.0751 | 660.5053 | 26609.9242 | 0.71795 | 34247.0067 | 0.16409 | 0.077543 | 0.96436 | 0.033177 | 0.99753 | 612.8754 | 26609.9242 | 0.71795 | 34379.7471 | 0.0042 | 0.66739 | 0.00057666 | 0.66797 | 410.6227 | 26609.9242 | 0.71795 | 31792.0242 | 0.0042 | 1.0186 | 0.00057666 | 1.0192 | 626.3864 | 26609.9242 | 0.71795 | 33513.7585 | 0.0042 | 0.077543 | 0.94371 | 0.011223 | 0.95493 | 586.9311
02/12 05:00:00 | 35.06 | 1.7 | 71.83% | 0.83994 | 31131.1822 | 0.96583 | 3.477 | 3.4281 | 3.0853 | 0.85516 | 2.5289 | 0.34722 | 212.9071 | 0.83994 | 31131.1822 | 0.96583 | 3.7668 | 3.7138 | 3.1567 | 0.85516 | 2.4717 | 0.33937 | 207.7686 | 26622.2353 | 0.71829 | 32866.9572 | 0.16417 | 0.63802 | 0.022541 | 0.66056 | 406.3181 | 26622.2353 | 0.71829 | 32866.9572 | 0.16417 | 1.053 | 0.022541 | 1.0756 | 661.5809 | 26622.2353 | 0.71829 | 34262.8512 | 0.16417 | 0.077579 | 0.9648 | 0.033192 | 0.99799 | 613.8734 | 26622.2353 | 0.71829 | 34395.6529 | 0.0042 | 0.6677 | 0.00057666 | 0.66828 | 411.291 | 26622.2353 | 0.71829 | 31806.7328 | 0.0042 | 1.019 | 0.00057666 | 1.0196 | 627.4061 | 26622.2353 | 0.71829 | 33529.2637 | 0.0042 | 0.077579 | 0.94415 | 0.011228 | 0.95537 | 587.8865
02/12 06:00:00 | 35.06 | 1.7 | 74.53% | 0.83994 | 31131.1822 | 0.96583 | 3.477 | 3.4281 | 3.0853 | 0.88737 | 2.6242 | 0.3603 | 213.2674 | 0.83994 | 31131.1822 | 0.96583 | 3.7668 | 3.7138 | 3.1567 | 0.85516 | 2.4717 | 0.33937 | 208.108 | 27625.028 | 0.74534 | 34104.9728 | 0.17035 | 0.66206 | 0.02339 | 0.68545 | 407.0035 | 27625.028 | 0.74534 | 34104.9728 | 0.17035 | 1.0927 | 0.02339 | 1.1161 | 662.6969 | 27625.028 | 0.74534 | 35553.4465 | 0.17035 | 0.080501 | 1.0011 | 0.034442 | 1.0356 | 614.909 | 27625.028 | 0.74534 | 35691.2506 | 0.0042 | 0.69285 | 0.00057666 | 0.69343 | 411.9844 | 27625.028 | 0.74534 | 33004.8124 | 0.0042 | 1.0574 | 0.00057666 | 1.058 | 628.4641 | 27625.028 | 0.74534 | 34792.2267 | 0.0042 | 0.080501 | 0.97971 | 0.011629 | 0.99134 | 588.8778
02/12 07:00:00 | 35.06 | 1.7 | 72.99% | 0.83994 | 31131.1822 | 0.96583 | 3.477 | 3.4281 | 3.0853 | 0.86903 | 2.57 | 0.35286 | 213.6203 | 0.83994 | 31131.1822 | 0.96583 | 3.7668 | 3.7138 | 3.1567 | 0.86903 | 2.5118 | 0.34487 | 208.4529 | 27054.0643 | 0.72994 | 33400.0794 | 0.16683 | 0.64837 | 0.022906 | 0.67128 | 407.6748 | 27054.0643 | 0.72994 | 33400.0794 | 0.16683 | 1.0701 | 0.022906 | 1.093 | 663.7899 | 27054.0643 | 0.72994 | 34818.6156 | 0.16683 | 0.078837 | 0.98045 | 0.033731 | 1.0142 | 615.9232 | 27054.0643 | 0.72994 | 34953.5715 | 0.0042 | 0.67853 | 0.00057666 | 0.67911 | 412.6635 | 27054.0643 | 0.72994 | 32322.6575 | 0.0042 | 1.0356 | 0.00057666 | 1.0362 | 629.5002 | 27054.0643 | 0.72994 | 34073.1289 | 0.0042 | 0.078837 | 0.95946 | 0.011401 | 0.97086 | 589.8487
02/12 08:00:00 | 35.96 | 2.2 | 66.23% | 0.85298 | 31614.2697 | 0.97555 | 3.512 | 3.4625 | 3.1162 | 0.77642 | 2.3085 | 0.31696 | 213.9373 | 0.85298 | 31614.2697 | 0.97555 | 3.8047 | 3.751 | 3.1884 | 0.85575 | 2.4869 | 0.34145 | 208.7943 | 24545.9119 | 0.66227 | 30303.595 | 0.15137 | 0.58826 | 0.020783 | 0.60905 | 408.2839 | 24545.9119 | 0.66227 | 30303.595 | 0.15137 | 0.97089 | 0.020783 | 0.99167 | 664.7816 | 24545.9119 | 0.66227 | 31590.6202 | 0.15137 | 0.071528 | 0.88956 | 0.030603 | 0.92016 | 616.8434 | 24545.9119 | 0.66227 | 31713.0645 | 0.0042 | 0.61562 | 0.00057666 | 0.6162 | 413.2797 | 24545.9119 | 0.66227 | 29326.0597 | 0.0042 | 0.93957 | 0.00057666 | 0.94014 | 630.4404 | 24545.9119 | 0.66227 | 30914.2468 | 0.0042 | 0.071528 | 0.87051 | 0.010397 | 0.88091 | 590.7296
02/12 09:00:00 | 37.22 | 2.9 | 49.14% | 0.87138 | 32296.5537 | 0.98888 | 3.56 | 3.51 | 3.159 | 0.56389 | 1.6896 | 0.23199 | 214.1692 | 0.87138 | 32296.5537 | 0.98888 | 3.8566 | 3.8025 | 3.2322 | 0.56389 | 1.6514 | 0.22674 | 209.0211 | 18211.8421 | 0.49137 | 22483.7556 | 0.11231 | 0.43646 | 0.01542 | 0.45188 | 408.7358 | 18211.8421 | 0.49137 | 22483.7556 | 0.11231 | 0.72035 | 0.01542 | 0.73577 | 665.5174 | 18211.8421 | 0.49137 | 23438.6642 | 0.11231 | 0.05307 | 0.66001 | 0.022706 | 0.68271 | 617.5261 | 18211.8421 | 0.49137 | 23529.5117 | 0.0042 | 0.45676 | 0.00057666 | 0.45734 | 413.7371 | 18211.8421 | 0.49137 | 21758.4732 | 0.0042 | 0.69711 | 0.00057666 | 0.69769 | 631.1381 | 18211.8421 | 0.49137 | 22936.8288 | 0.0042 | 0.05307 | 0.64587 | 0.0078632 | 0.65374 | 591.3833
02/12 10:00:00 | 42.08 | 5.6 | 29.55% | 0.94415 | 34993.3717 | 1.0365 | 3.7313 | 3.6866 | 3.318 | 0.31293 | 0.96729 | 0.13281 | 214.3021 | 0.94415 | 34993.3717 | 1.0365 | 4.0422 | 3.9938 | 3.3948 | 0.52044 | 1.5723 | 0.21588 | 209.237 | 10950.6395 | 0.29546 | 13519.3081 | 0.067529 | 0.26244 | 0.0092717 | 0.27171 | 409.0075 | 10950.6395 | 0.29546 | 13519.3081 | 0.067529 | 0.43314 | 0.0092717 | 0.44241 | 665.9598 | 10950.6395 | 0.29546 | 14093.4872 | 0.067529 | 0.031911 | 0.39686 | 0.013653 | 0.41051 | 617.9366 | 10950.6395 | 0.29546 | 14148.1131 | 0.0042 | 0.27465 | 0.00057666 | 0.27522 | 414.0123 | 10950.6395 | 0.29546 | 13083.2014 | 0.0042 | 0.41917 | 0.00057666 | 0.41974 | 631.5578 | 10950.6395 | 0.29546 | 13791.7375 | 0.0042 | 0.031911 | 0.38836 | 0.004958 | 0.39332 | 591.7766
02/12 11:00:00 | 51.08 | 10.6 | 10.83% | 1.0863 | 40260.7161 | 1.1018 | 3.9664 | 3.9846 | 3.5861 | 0.09972 | 0.32812 | 0.04505 | 214.3471 | 1.0863 | 40260.7161 | 1.1018 | 4.2969 | 4.3166 | 3.6692 | 0.09972 | 0.32069 | 0.044031 | 209.281 | 4014.8046 | 0.10832 | 4956.5489 | 0.024758 | 0.096218 | 0.0033993 | 0.099617 | 409.1071 | 4014.8046 | 0.10832 | 4956.5489 | 0.024758 | 0.1588 | 0.0033993 | 0.1622 | 666.122 | 4014.8046 | 0.10832 | 5167.0587 | 0.024758 | 0.011699 | 0.1455 | 0.0050056 | 0.1505 | 618.0871 | 4014.8046 | 0.10832 | 5187.0861 | 0.0042 | 0.10069 | 0.00057666 | 0.10127 | 414.1136 | 4014.8046 | 0.10832 | 4796.6602 | 0.0042 | 0.15368 | 0.00057666 | 0.15426 | 631.7121 | 4014.8046 | 0.10832 | 5056.429 | 0.0042 | 0.011699 | 0.14238 | 0.002183 | 0.14457 | 591.9212
02/12 12:00:00 | 55.94 | 13.3 | 0.4883% | 1.167 | 43252.6302 | 1.1207 | 4.0346 | 4.1309 | 3.7178 | 0.0041845 | 0.014268 | 0.001959 | 214.3491 | 1.167 | 43252.6302 | 1.1207 | 4.3708 | 4.4751 | 3.8039 | 0.092822 | 0.30934 | 0.042472 | 209.3235 | 180.989 | 0.0048832 | 223.4432 | 0.0011161 | 0.0043376 | 0.00015324 | 0.0044908 | 409.1116 | 180.989 | 0.0048832 | 223.4432 | 0.0011161 | 0.0071588 | 0.00015324 | 0.0073121 | 666.1293 | 180.989 | 0.0048832 | 232.933 | 0.0011161 | 0.00052741 | 0.0065591 | 0.00022565 | 0.0067848 | 618.0939 | 180.989 | 0.0048832 | 233.8359 | 0.0042 | 0.0045393 | 0.00057666 | 0.005116 | 414.1187 | 180.989 | 0.0048832 | 216.2353 | 0.0042 | 0.0069279 | 0.00057666 | 0.0075046 | 631.7196 | 180.989 | 0.0048832 | 227.9458 | 0.0042 | 0.00052741 | 0.0064187 | 0.00064907 | 0.0070678 | 591.9282
02/12 13:00:00 | 55.94 | 13.3 | 0% | 1.167 | 43252.6302 | 1.1207 | 4.0346 | 4.1309 | 3.7178 | 0 | 0 | 0 | 214.3491 | 1.167 | 43252.6302 | 1.1207 | 4.3708 | 4.4751 | 3.8039 | 0 | 0 | 0 | 209.3235 | 0 | 0 | 0 | 0 | 0 | 0 | 0 | 409.1116 | 0 | 0 | 0 | 0 | 0 | 0 | 0 | 666.1293 | 0 | 0 | 0 | 0 | 0 | 0 | 0 | 0 | 618.0939 | 0 | 0 | 0 | 0.0042 | 0 | 0.00057666 | 0.00057666 | 414.1193 | 0 | 0 | 0 | 0.0042 | 0 | 0.00057666 | 0.00057666 | 631.7201 | 0 | 0 | 0 | 0.0042 | 0 | 0 | 0.00057666 | 0.00057666 | 591.9288
02/12 14:00:00 | 57.92 | 14.4 | 0% | 1.2007 | 44501.2239 | 1.1247 | 4.0487 | 4.188 | 3.7692 | 0 | 0 | 0 | 214.3491 | 1.2007 | 44501.2239 | 1.1247 | 4.3861 | 4.537 | 3.8565 | 0 | 0 | 0 | 209.3235 | 0 | 0 | 0 | 0 | 0 | 0 | 0 | 409.1116 | 0 | 0 | 0 | 0 | 0 | 0 | 0 | 666.1293 | 0 | 0 | 0 | 0 | 0 | 0 | 0 | 0 | 618.0939 | 0 | 0 | 0 | 0.0042 | 0 | 0.00057666 | 0.00057666 | 414.1198 | 0 | 0 | 0 | 0.0042 | 0 | 0.00057666 | 0.00057666 | 631.7207 | 0 | 0 | 0 | 0.0042 | 0 | 0 | 0.00057666 | 0.00057666 | 591.9294
02/12 15:00:00 | 59 | 15 | 0% | 1.2192 | 45189.514 | 1.1258 | 4.053 | 4.2187 | 3.7968 | 0 | 0 | 0 | 214.3491 | 1.2192 | 45189.514 | 1.1258 | 4.3908 | 4.5702 | 3.8847 | 0 | 0 | 0 | 209.3235 | 0 | 0 | 0 | 0 | 0 | 0 | 0 | 409.1116 | 0 | 0 | 0 | 0 | 0 | 0 | 0 | 666.1293 | 0 | 0 | 0 | 0 | 0 | 0 | 0 | 0 | 618.0939 | 0 | 0 | 0 | 0.0042 | 0 | 0.00057666 | 0.00057666 | 414.1204 | 0 | 0 | 0 | 0.0042 | 0 | 0.00057666 | 0.00057666 | 631.7213 | 0 | 0 | 0 | 0.0042 | 0 | 0 | 0.00057666 | 0.00057666 | 591.93
02/12 16:00:00 | 57.92 | 14.4 | 0% | 1.2007 | 44501.2239 | 1.1247 | 4.0487 | 4.188 | 3.7692 | 0 | 0 | 0 | 214.3491 | 1.2007 | 44501.2239 | 1.1247 | 4.3861 | 4.537 | 3.8565 | 0 | 0 | 0 | 209.3235 | 0 | 0 | 0 | 0 | 0 | 0 | 0 | 409.1116 | 0 | 0 | 0 | 0 | 0 | 0 | 0 | 666.1293 | 0 | 0 | 0 | 0 | 0 | 0 | 0 | 0 | 618.0939 | 0 | 0 | 0 | 0.0042 | 0 | 0.00057666 | 0.00057666 | 414.121 | 0 | 0 | 0 | 0.0042 | 0 | 0.00057666 | 0.00057666 | 631.7219 | 0 | 0 | 0 | 0.0042 | 0 | 0 | 0.00057666 | 0.00057666 | 591.9306
02/12 17:00:00 | 55.04 | 12.8 | 0% | 1.1518 | 42690.7653 | 1.1182 | 4.0255 | 4.1045 | 3.694 | 0 | 0 | 0 | 214.3491 | 1.1518 | 42690.7653 | 1.1182 | 4.3609 | 4.4465 | 3.7795 | 0 | 0 | 0 | 209.3235 | 0 | 0 | 0 | 0 | 0 | 0 | 0 | 409.1116 | 0 | 0 | 0 | 0 | 0 | 0 | 0 | 666.1293 | 0 | 0 | 0 | 0 | 0 | 0 | 0 | 0 | 618.0939 | 0 | 0 | 0 | 0.0042 | 0 | 0.00057666 | 0.00057666 | 414.1216 | 0 | 0 | 0 | 0.0042 | 0 | 0.00057666 | 0.00057666 | 631.7224 | 0 | 0 | 0 | 0.0042 | 0 | 0 | 0.00057666 | 0.00057666 | 591.9311
02/12 18:00:00 | 51.08 | 10.6 | 0% | 1.0863 | 40260.7161 | 1.1018 | 3.9664 | 3.9846 | 3.5861 | 0 | 0 | 0 | 214.3491 | 1.0863 | 40260.7161 | 1.1018 | 4.2969 | 4.3166 | 3.6692 | 0 | 0 | 0 | 209.3235 | 0 | 0 | 0 | 0 | 0 | 0 | 0 | 409.1116 | 0 | 0 | 0 | 0 | 0 | 0 | 0 | 666.1293 | 0 | 0 | 0 | 0 | 0 | 0 | 0 | 0 | 618.0939 | 0 | 0 | 0 | 0.0042 | 0 | 0.00057666 | 0.00057666 | 414.1222 | 0 | 0 | 0 | 0.0042 | 0 | 0.00057666 | 0.00057666 | 631.723 | 0 | 0 | 0 | 0.0042 | 0 | 0 | 0.00057666 | 0.00057666 | 591.9317
02/12 19:00:00 | 51.08 | 10.6 | 0.7915% | 1.0863 | 40260.7161 | 1.1018 | 3.9664 | 3.9846 | 3.5861 | 0.0072868 | 0.023976 | 0.0032919 | 214.3524 | 1.0863 | 40260.7161 | 1.1018 | 4.2969 | 4.3166 | 3.6692 | 0.0072868 | 0.023434 | 0.0032175 | 209.3267 | 293.3713 | 0.0079154 | 362.1868 | 0.0018091 | 0.0070309 | 0.00024839 | 0.0072793 | 409.1189 | 293.3713 | 0.0079154 | 362.1868 | 0.0018091 | 0.011604 | 0.00024839 | 0.011852 | 666.1411 | 293.3713 | 0.0079154 | 377.5692 | 0.0018091 | 0.0008549 | 0.010632 | 0.00036577 | 0.010998 | 618.1049 | 293.3713 | 0.0079154 | 379.0327 | 0.0042 | 0.0073579 | 0.00057666 | 0.0079346 | 414.1301 | 293.3713 | 0.0079154 | 350.5033 | 0.0042 | 0.01123 | 0.00057666 | 0.011806 | 631.7348 | 293.3713 | 0.0079154 | 369.4853 | 0.0042 | 0.0008549 | 0.010404 | 0.00069404 | 0.011098 | 591.9428
02/12 20:00:00 | 46.04 | 7.8 | 17% | 1.0055 | 37267.2853 | 1.0695 | 3.8501 | 3.8223 | 3.4401 | 0.16907 | 0.53679 | 0.073701 | 214.4261 | 1.0055 | 37267.2853 | 1.0695 | 4.1709 | 4.1409 | 3.5197 | 0.0078721 | 0.024429 | 0.003354 | 209.33 | 6300.6209 | 0.17 | 7778.5444 | 0.038854 | 0.151 | 0.0053346 | 0.15633 | 409.2752 | 6300.6209 | 0.17 | 7778.5444 | 0.038854 | 0.24921 | 0.0053346 | 0.25455 | 666.3957 | 6300.6209 | 0.17 | 8108.9073 | 0.038854 | 0.01836 | 0.22834 | 0.0078555 | 0.23619 | 618.3411 | 6300.6209 | 0.17 | 8140.3371 | 0.0042 | 0.15802 | 0.00057666 | 0.1586 | 414.2887 | 6300.6209 | 0.17 | 7527.6236 | 0.0042 | 0.24118 | 0.00057666 | 0.24175 | 631.9766 | 6300.6209 | 0.17 | 7935.2909 | 0.0042 | 0.01836 | 0.22345 | 0.0030975 | 0.22655 | 592.1694
02/12 21:00:00 | 42.98 | 6.1 | 30.83% | 0.95793 | 35504.1377 | 1.0445 | 3.7601 | 3.7181 | 3.3463 | 0.32186 | 1.0009 | 0.13742 | 214.5635 | 0.95793 | 35504.1377 | 1.0445 | 4.0735 | 4.028 | 3.4238 | 0.32186 | 0.97821 | 0.13431 | 209.4643 | 11427.3761 | 0.30832 | 14107.8717 | 0.070469 | 0.27387 | 0.0096754 | 0.28354 | 409.5587 | 11427.3761 | 0.30832 | 14107.8717 | 0.070469 | 0.452 | 0.0096754 | 0.46167 | 666.8574 | 11427.3761 | 0.30832 | 14707.0477 | 0.070469 | 0.0333 | 0.41413 | 0.014247 | 0.42838 | 618.7694 | 11427.3761 | 0.30832 | 14764.0517 | 0.0042 | 0.2866 | 0.00057666 | 0.28718 | 414.5759 | 11427.3761 | 0.30832 | 13652.779 | 0.0042 | 0.43742 | 0.00057666 | 0.43799 | 632.4146 | 11427.3761 | 0.30832 | 14392.1613 | 0.0042 | 0.0333 | 0.40527 | 0.0051488 | 0.41042 | 592.5798
02/12 22:00:00 | 41 | 5 | 43.12% | 0.92774 | 34385.1365 | 1.0265 | 3.6954 | 3.6483 | 3.2835 | 0.4648 | 1.4266 | 0.19587 | 214.7593 | 0.92774 | 34385.1365 | 1.0265 | 4.0033 | 3.9524 | 3.3595 | 0.33233 | 0.99692 | 0.13688 | 209.6012 | 15982.3281 | 0.43121 | 19731.2693 | 0.098558 | 0.38303 | 0.013532 | 0.39656 | 409.9553 | 15982.3281 | 0.43121 | 19731.2693 | 0.098558 | 0.63216 | 0.013532 | 0.6457 | 667.5031 | 15982.3281 | 0.43121 | 20569.2769 | 0.098558 | 0.046574 | 0.57921 | 0.019927 | 0.59913 | 619.3686 | 15982.3281 | 0.43121 | 20649.0028 | 0.0042 | 0.40085 | 0.00057666 | 0.40142 | 414.9773 | 15982.3281 | 0.43121 | 19094.7767 | 0.0042 | 0.61177 | 0.00057666 | 0.61235 | 633.0269 | 15982.3281 | 0.43121 | 20128.8767 | 0.0042 | 0.046574 | 0.56681 | 0.0069712 | 0.57378 | 593.1535
02/12 23:00:00 | 40.1 | 4.5 | 60.56% | 0.91417 | 33882.1772 | 1.0179 | 3.6644 | 3.616 | 3.2544 | 0.66245 | 2.0213 | 0.27753 | 215.0369 | 0.91417 | 33882.1772 | 1.0179 | 3.9698 | 3.9173 | 3.3297 | 0.66245 | 1.9756 | 0.27125 | 209.8725 | 22445.083 | 0.60558 | 27709.979 | 0.13841 | 0.53792 | 0.019004 | 0.55692 | 410.5122 | 22445.083 | 0.60558 | 27709.979 | 0.13841 | 0.88779 | 0.019004 | 0.90679 | 668.4099 | 22445.083 | 0.60558 | 28886.8507 | 0.13841 | 0.065406 | 0.81342 | 0.027984 | 0.8414 | 620.21 | 22445.083 | 0.60558 | 28998.8153 | 0.0042 | 0.56293 | 0.00057666 | 0.56351 | 415.5408 | 22445.083 | 0.60558 | 26816.1087 | 0.0042 | 0.85915 | 0.00057666 | 0.85973 | 633.8867 | 22445.083 | 0.60558 | 28268.3665 | 0.0042 | 0.065406 | 0.796 | 0.009557 | 0.80556 | 593.9591
02/12 24:00:00 | 37.94 | 3.3 | 65.34% | 0.88199 | 32689.553 | 0.99634 | 3.5868 | 3.5369 | 3.1832 | 0.74084 | 2.2298 | 0.30615 | 215.343 | 0.88199 | 32689.553 | 0.99634 | 3.8857 | 3.8316 | 3.2569 | 0.68661 | 2.0198 | 0.27732 | 210.1498 | 24217.8725 | 0.65342 | 29898.608 | 0.14934 | 0.5804 | 0.020505 | 0.60091 | 411.1131 | 24217.8725 | 0.65342 | 29898.608 | 0.14934 | 0.95791 | 0.020505 | 0.97842 | 669.3883 | 24217.8725 | 0.65342 | 31168.433 | 0.14934 | 0.070572 | 0.87767 | 0.030194 | 0.90786 | 621.1178 | 24217.8725 | 0.65342 | 31289.2409 | 0.0042 | 0.6074 | 0.00057666 | 0.60797 | 416.1488 | 24217.8725 | 0.65342 | 28934.1368 | 0.0042 | 0.92701 | 0.00057666 | 0.92759 | 634.8142 | 24217.8725 | 0.65342 | 30501.0988 | 0.0042 | 0.070572 | 0.85888 | 0.010266 | 0.86914 | 594.8283
02/13 01:00:00 | 35.96 | 2.2 | 68.08% | 0.85298 | 31614.2697 | 0.97555 | 3.512 | 3.4625 | 3.1162 | 0.79815 | 2.3732 | 0.32583 | 215.6689 | 0.85298 | 31614.2697 | 0.97555 | 3.8047 | 3.751 | 3.1884 | 0.79815 | 2.3195 | 0.31846 | 210.4682 | 25232.9024 | 0.6808 | 31151.7313 | 0.1556 | 0.60473 | 0.021364 | 0.62609 | 411.7392 | 25232.9024 | 0.6808 | 31151.7313 | 0.1556 | 0.99806 | 0.021364 | 1.0194 | 670.4077 | 25232.9024 | 0.6808 | 32474.7778 | 0.1556 | 0.07353 | 0.91445 | 0.03146 | 0.94591 | 622.0638 | 25232.9024 | 0.6808 | 32600.6491 | 0.0042 | 0.63285 | 0.00057666 | 0.63343 | 416.7822 | 25232.9024 | 0.6808 | 30146.8368 | 0.0042 | 0.96586 | 0.00057666 | 0.96644 | 635.7807 | 25232.9024 | 0.6808 | 31779.474 | 0.0042 | 0.07353 | 0.89487 | 0.010672 | 0.90555 | 595.7338
02/13 02:00:00 | 36.5 | 2.5 | 75.16% | 0.86084 | 31905.8255 | 0.98131 | 3.5327 | 3.483 | 3.1347 | 0.8731 | 2.6046 | 0.35761 | 216.0265 | 0.86084 | 31905.8255 | 0.98131 | 3.8271 | 3.7732 | 3.2072 | 0.79086 | 2.3058 | 0.31659 | 210.7848 | 27857.0298 | 0.7516 | 34391.3948 | 0.17179 | 0.66762 | 0.023586 | 0.6912 | 412.4304 | 27857.0298 | 0.7516 | 34391.3948 | 0.17179 | 1.1019 | 0.023586 | 1.1254 | 671.5331 | 27857.0298 | 0.7516 | 35852.0332 | 0.17179 | 0.081177 | 1.0096 | 0.034732 | 1.0443 | 623.108 | 27857.0298 | 0.7516 | 35990.9945 | 0.0042 | 0.69867 | 0.00057666 | 0.69925 | 417.4815 | 27857.0298 | 0.7516 | 33281.9949 | 0.0042 | 1.0663 | 0.00057666 | 1.0669 | 636.8476 | 27857.0298 | 0.7516 | 35084.4204 | 0.0042 | 0.081177 | 0.98794 | 0.011722 | 0.99966 | 596.7335
02/13 03:00:00 | 35.24 | 1.8 | 81.74% | 0.84254 | 31227.5158 | 0.96779 | 3.484 | 3.435 | 3.0915 | 0.97022 | 2.8723 | 0.39436 | 216.4208 | 0.84254 | 31227.5158 | 0.96779 | 3.7744 | 3.7213 | 3.1631 | 0.97022 | 2.8073 | 0.38544 | 211.1703 | 30297.4166 | 0.81745 | 37404.2181 | 0.18683 | 0.7261 | 0.025652 | 0.75176 | 413.1822 | 30297.4166 | 0.81745 | 37404.2181 | 0.18683 | 1.1984 | 0.025652 | 1.224 | 672.7572 | 30297.4166 | 0.81745 | 38992.8142 | 0.18683 | 0.088289 | 1.098 | 0.037774 | 1.1358 | 624.2438 | 30297.4166 | 0.81745 | 39143.9491 | 0.0042 | 0.75988 | 0.00057666 | 0.76045 | 418.2419 | 30297.4166 | 0.81745 | 36197.6304 | 0.0042 | 1.1597 | 0.00057666 | 1.1603 | 638.0079 | 30297.4166 | 0.81745 | 38157.9555 | 0.0042 | 0.088289 | 1.0745 | 0.012699 | 1.0872 | 597.8206
02/13 04:00:00 | 32.54 | 0.3 | 92.95% | 0.80396 | 29797.4155 | 0.93787 | 3.3763 | 3.33 | 2.997 | 1.1561 | 3.3689 | 0.46255 | 216.8834 | 0.80396 | 29797.4155 | 0.93787 | 3.6577 | 3.6075 | 3.0663 | 1.0168 | 2.8958 | 0.3976 | 211.5679 | 34449.6377 | 0.92948 | 42530.4169 | 0.21244 | 0.82561 | 0.029168 | 0.85478 | 414.037 | 34449.6377 | 0.92948 | 42530.4169 | 0.21244 | 1.3626 | 0.029168 | 1.3918 | 674.149 | 34449.6377 | 0.92948 | 44336.728 | 0.21244 | 0.10039 | 1.2485 | 0.042951 | 1.2914 | 625.5352 | 34449.6377 | 0.92948 | 44508.5758 | 0.0042 | 0.86402 | 0.00057666 | 0.86459 | 419.1065 | 34449.6377 | 0.92948 | 41158.468 | 0.0042 | 1.3187 | 0.00057666 | 1.3192 | 639.3271 | 34449.6377 | 0.92948 | 43387.453 | 0.0042 | 0.10039 | 1.2217 | 0.01436 | 1.2361 | 599.0567
02/13 05:00:00 | 28.94 | -1.7 | 99.74% | 0.75385 | 27940.2945 | 0.89651 | 3.2274 | 3.1853 | 2.8668 | 1.3231 | 3.7793 | 0.5189 | 217.4023 | 0.75385 | 27940.2945 | 0.89651 | 3.4964 | 3.4508 | 2.9332 | 1.3231 | 3.6938 | 0.50716 | 212.075 | 36967.4875 | 0.99741 | 45638.8735 | 0.22797 | 0.88596 | 0.0313 | 0.91726 | 414.9542 | 36967.4875 | 0.99741 | 45638.8735 | 0.22797 | 1.4622 | 0.0313 | 1.4935 | 675.6425 | 36967.4875 | 0.99741 | 47577.204 | 0.22797 | 0.10773 | 1.3397 | 0.04609 | 1.3858 | 626.921 | 36967.4875 | 0.99741 | 47761.6118 | 0.0042 | 0.92716 | 0.00057666 | 0.92774 | 420.0342 | 36967.4875 | 0.99741 | 44166.6517 | 0.0042 | 1.415 | 0.00057666 | 1.4156 | 640.7427 | 36967.4875 | 0.99741 | 46558.5485 | 0.0042 | 0.10773 | 1.311 | 0.015367 | 1.3264 | 600.3831
02/13 06:00:00 | 28.94 | -1.7 | 100% | 0.75385 | 27940.2945 | 0.89651 | 3.2274 | 3.1853 | 2.8668 | 1.3265 | 3.7891 | 0.52025 | 217.9225 | 0.75385 | 27940.2945 | 0.89651 | 3.4964 | 3.4508 | 2.9332 | 1.3231 | 3.6938 | 0.50716 | 212.5822 | 37063.5069 | 1 | 45757.416 | 0.22856 | 0.88826 | 0.031381 | 0.91964 | 415.8738 | 37063.5069 | 1 | 45757.416 | 0.22856 | 1.466 | 0.031381 | 1.4974 | 677.1398 | 37063.5069 | 1 | 47700.7811 | 0.22856 | 0.10801 | 1.3432 | 0.04621 | 1.3894 | 628.3104 | 37063.5069 | 1 | 47885.6679 | 0.0042 | 0.92957 | 0.00057666 | 0.93015 | 420.9644 | 37063.5069 | 1 | 44281.3703 | 0.0042 | 1.4187 | 0.00057666 | 1.4193 | 642.162 | 37063.5069 | 1 | 46679.4798 | 0.0042 | 0.10801 | 1.3144 | 0.015406 | 1.3298 | 601.713
02/13 07:00:00 | 28.94 | -1.7 | 100% | 0.75385 | 27940.2945 | 0.89651 | 3.2274 | 3.1853 | 2.8668 | 1.3265 | 3.7891 | 0.52025 | 218.4428 | 0.75385 | 27940.2945 | 0.89651 | 3.4964 | 3.4508 | 2.9332 | 1.3265 | 3.7034 | 0.50848 | 213.0907 | 37063.5069 | 1 | 45757.416 | 0.22856 | 0.88826 | 0.031381 | 0.91964 | 416.7935 | 37063.5069 | 1 | 45757.416 | 0.22856 | 1.466 | 0.031381 | 1.4974 | 678.6372 | 37063.5069 | 1 | 47700.7811 | 0.22856 | 0.10801 | 1.3432 | 0.04621 | 1.3894 | 629.6999 | 37063.5069 | 1 | 47885.6679 | 0.0042 | 0.92957 | 0.00057666 | 0.93015 | 421.8945 | 37063.5069 | 1 | 44281.3703 | 0.0042 | 1.4187 | 0.00057666 | 1.4193 | 643.5813 | 37063.5069 | 1 | 46679.4798 | 0.0042 | 0.10801 | 1.3144 | 0.015406 | 1.3298 | 603.0428
02/13 08:00:00 | 28.04 | -2.2 | 100% | 0.74156 | 27484.8856 | 0.886 | 3.1896 | 3.1484 | 2.8336 | 1.3485 | 3.8336 | 0.52635 | 218.9691 | 0.74156 | 27484.8856 | 0.886 | 3.4554 | 3.4108 | 2.8992 | 1.3485 | 3.7468 | 0.51444 | 213.6051 | 37063.5069 | 1 | 45757.416 | 0.22856 | 0.88826 | 0.031381 | 0.91964 | 417.7131 | 37063.5069 | 1 | 45757.416 | 0.22856 | 1.466 | 0.031381 | 1.4974 | 680.1346 | 37063.5069 | 1 | 47700.7811 | 0.22856 | 0.10801 | 1.3432 | 0.04621 | 1.3894 | 631.0893 | 37063.5069 | 1 | 47885.6679 | 0.0042 | 0.92957 | 0.00057666 | 0.93015 | 422.8247 | 37063.5069 | 1 | 44281.3703 | 0.0042 | 1.4187 | 0.00057666 | 1.4193 | 645.0006 | 37063.5069 | 1 | 46679.4798 | 0.0042 | 0.10801 | 1.3144 | 0.015406 | 1.3298 | 604.3727
02/13 09:00:00 | 30.92 | -0.6 | 100% | 0.78122 | 28954.6849 | 0.91942 | 3.3099 | 3.2655 | 2.939 | 1.2801 | 3.6961 | 0.50748 | 219.4766 | 0.78122 | 28954.6849 | 0.91942 | 3.5857 | 3.5376 | 3.007 | 1.2801 | 3.6125 | 0.49599 | 214.1011 | 37063.5069 | 1 | 45757.416 | 0.22856 | 0.88826 | 0.031381 | 0.91964 | 418.6328 | 37063.5069 | 1 | 45757.416 | 0.22856 | 1.466 | 0.031381 | 1.4974 | 681.632 | 37063.5069 | 1 | 47700.7811 | 0.22856 | 0.10801 | 1.3432 | 0.04621 | 1.3894 | 632.4787 | 37063.5069 | 1 | 47885.6679 | 0.0042 | 0.92957 | 0.00057666 | 0.93015 | 423.7548 | 37063.5069 | 1 | 44281.3703 | 0.0042 | 1.4187 | 0.00057666 | 1.4193 | 646.4199 | 37063.5069 | 1 | 46679.4798 | 0.0042 | 0.10801 | 1.3144 | 0.015406 | 1.3298 | 605.7025
02/13 10:00:00 | 32.36 | 0.2 | 99.05% | 0.80141 | 29703.211 | 0.93583 | 3.369 | 3.3229 | 2.9906 | 1.2359 | 3.5977 | 0.49396 | 219.9706 | 0.80141 | 29703.211 | 0.93583 | 3.6497 | 3.5998 | 3.0598 | 1.2478 | 3.5501 | 0.48743 | 214.5885 | 36710.1995 | 0.99047 | 45321.234 | 0.22638 | 0.87979 | 0.031082 | 0.91087 | 419.5436 | 36710.1995 | 0.99047 | 45321.234 | 0.22638 | 1.452 | 0.031082 | 1.4831 | 683.1151 | 36710.1995 | 0.99047 | 47246.074 | 0.22638 | 0.10698 | 1.3304 | 0.04577 | 1.3762 | 633.8548 | 36710.1995 | 0.99047 | 47429.1984 | 0.0042 | 0.92071 | 0.00057666 | 0.92129 | 424.6761 | 36710.1995 | 0.99047 | 43859.2587 | 0.0042 | 1.4052 | 0.00057666 | 1.4058 | 647.8257 | 36710.1995 | 0.99047 | 46234.5082 | 0.0042 | 0.10698 | 1.3019 | 0.015264 | 1.3172 | 607.0197
02/13 11:00:00 | 33.62 | 0.9 | 79.99% | 0.81929 | 30365.6232 | 0.94998 | 3.4199 | 3.3724 | 3.0351 | 0.97639 | 2.863 | 0.39309 | 220.3637 | 0.81929 | 30365.6232 | 0.94998 | 3.7049 | 3.6534 | 3.1054 | 0.97639 | 2.7982 | 0.3842 | 214.9727 | 29648.7782 | 0.79995 | 36603.4299 | 0.18283 | 0.71056 | 0.025103 | 0.73566 | 420.2793 | 29648.7782 | 0.79995 | 36603.4299 | 0.18283 | 1.1727 | 0.025103 | 1.1978 | 684.313 | 29648.7782 | 0.79995 | 38158.0157 | 0.18283 | 0.086398 | 1.0745 | 0.036966 | 1.1115 | 634.9663 | 29648.7782 | 0.79995 | 38305.915 | 0.0042 | 0.74361 | 0.00057666 | 0.74418 | 425.4203 | 29648.7782 | 0.79995 | 35422.6741 | 0.0042 | 1.1349 | 0.00057666 | 1.1355 | 648.9611 | 29648.7782 | 0.79995 | 37341.0305 | 0.0042 | 0.086398 | 1.0515 | 0.012439 | 1.0639 | 608.0836
02/13 12:00:00 | 37.04 | 2.8 | 55.43% | 0.86874 | 32198.6587 | 0.987 | 3.5532 | 3.5033 | 3.153 | 0.63802 | 1.9096 | 0.26219 | 220.6259 | 0.86874 | 32198.6587 | 0.987 | 3.8493 | 3.7952 | 3.2259 | 0.92081 | 2.6936 | 0.36984 | 215.3426 | 20543.3709 | 0.55427 | 25362.1862 | 0.12668 | 0.49234 | 0.017394 | 0.50973 | 420.789 | 20543.3709 | 0.55427 | 25362.1862 | 0.12668 | 0.81257 | 0.017394 | 0.82996 | 685.1429 | 20543.3709 | 0.55427 | 26439.3447 | 0.12668 | 0.059865 | 0.7445 | 0.025613 | 0.77011 | 635.7364 | 20543.3709 | 0.55427 | 26541.8228 | 0.0042 | 0.51524 | 0.00057666 | 0.51582 | 425.9361 | 20543.3709 | 0.55427 | 24544.0512 | 0.0042 | 0.78636 | 0.00057666 | 0.78694 | 649.7481 | 20543.3709 | 0.55427 | 25873.263 | 0.0042 | 0.059865 | 0.72856 | 0.0087961 | 0.73736 | 608.821
02/13 13:00:00 | 37.04 | 2.8 | 42.83% | 0.86874 | 32198.6587 | 0.987 | 3.5532 | 3.5033 | 3.153 | 0.49304 | 1.4757 | 0.20261 | 220.8285 | 0.86874 | 32198.6587 | 0.987 | 3.8493 | 3.7952 | 3.2259 | 0.49304 | 1.4423 | 0.19803 | 215.5406 | 15875.2813 | 0.42833 | 19599.1127 | 0.097898 | 0.38046 | 0.013441 | 0.39391 | 421.1829 | 15875.2813 | 0.42833 | 19599.1127 | 0.097898 | 0.62793 | 0.013441 | 0.64137 | 685.7843 | 15875.2813 | 0.42833 | 20431.5074 | 0.097898 | 0.046262 | 0.57533 | 0.019793 | 0.59512 | 636.3315 | 15875.2813 | 0.42833 | 20510.6993 | 0.0042 | 0.39816 | 0.00057666 | 0.39874 | 426.3349 | 15875.2813 | 0.42833 | 18966.8832 | 0.0042 | 0.60767 | 0.00057666 | 0.60825 | 650.3563 | 15875.2813 | 0.42833 | 19994.057 | 0.0042 | 0.046262 | 0.56301 | 0.0069284 | 0.56994 | 609.3909
02/13 14:00:00 | 38.48 | 3.6 | 30.36% | 0.88998 | 32985.7928 | 1.0018 | 3.6066 | 3.5569 | 3.2012 | 0.34117 | 1.0303 | 0.14147 | 220.9699 | 0.88998 | 32985.7928 | 1.0018 | 3.9072 | 3.8533 | 3.2753 | 0.48128 | 1.4206 | 0.19504 | 215.7357 | 11253.8386 | 0.30364 | 13893.6279 | 0.069399 | 0.26971 | 0.0095284 | 0.27924 | 421.4622 | 11253.8386 | 0.30364 | 13893.6279 | 0.069399 | 0.44513 | 0.0095284 | 0.45466 | 686.239 | 11253.8386 | 0.30364 | 14483.7048 | 0.069399 | 0.032794 | 0.40784 | 0.014031 | 0.42188 | 636.7534 | 11253.8386 | 0.30364 | 14539.8432 | 0.0042 | 0.28225 | 0.00057666 | 0.28283 | 426.6177 | 11253.8386 | 0.30364 | 13445.4464 | 0.0042 | 0.43077 | 0.00057666 | 0.43135 | 650.7877 | 11253.8386 | 0.30364 | 14173.6003 | 0.0042 | 0.032794 | 0.39911 | 0.0050793 | 0.40419 | 609.7951
02/13 15:00:00 | 39.56 | 4.2 | 15.67% | 0.90607 | 33582.1049 | 1.0126 | 3.6455 | 3.5964 | 3.2368 | 0.173 | 0.52605 | 0.072227 | 221.0422 | 0.90607 | 33582.1049 | 1.0126 | 3.9492 | 3.8961 | 3.3117 | 0.173 | 0.51415 | 0.070593 | 215.8062 | 5809.6945 | 0.15675 | 7172.4624 | 0.035826 | 0.13923 | 0.004919 | 0.14415 | 421.6063 | 5809.6945 | 0.15675 | 7172.4624 | 0.035826 | 0.2298 | 0.004919 | 0.23472 | 686.4737 | 5809.6945 | 0.15675 | 7477.0843 | 0.035826 | 0.01693 | 0.21055 | 0.0072434 | 0.21779 | 636.9712 | 5809.6945 | 0.15675 | 7506.0653 | 0.0042 | 0.14571 | 0.00057666 | 0.14629 | 426.764 | 5809.6945 | 0.15675 | 6941.0926 | 0.0042 | 0.22238 | 0.00057666 | 0.22296 | 651.0106 | 5809.6945 | 0.15675 | 7316.9956 | 0.0042 | 0.01693 | 0.20604 | 0.0029011 | 0.20894 | 610.004
02/13 16:00:00 | 39.92 | 4.4 | 13.89% | 0.91146 | 33782.0112 | 1.0162 | 3.6581 | 3.6095 | 3.2485 | 0.15244 | 0.46462 | 0.063792 | 221.1059 | 0.91146 | 33782.0112 | 1.0162 | 3.963 | 3.9103 | 3.3237 | 0.17198 | 0.51229 | 0.070338 | 215.8766 | 5149.8287 | 0.13895 | 6357.8132 | 0.031757 | 0.12342 | 0.0043603 | 0.12778 | 421.7341 | 5149.8287 | 0.13895 | 6357.8132 | 0.031757 | 0.2037 | 0.0043603 | 0.20806 | 686.6817 | 5149.8287 | 0.13895 | 6627.8362 | 0.031757 | 0.015007 | 0.18663 | 0.0064207 | 0.19305 | 637.1642 | 5149.8287 | 0.13895 | 6653.5255 | 0.0042 | 0.12916 | 0.00057666 | 0.12974 | 426.8937 | 5149.8287 | 0.13895 | 6152.7225 | 0.0042 | 0.19713 | 0.00057666 | 0.1977 | 651.2083 | 5149.8287 | 0.13895 | 6485.9304 | 0.0042 | 0.015007 | 0.18264 | 0.0026371 | 0.18527 | 610.1893
02/13 17:00:00 | 37.94 | 3.3 | 24.62% | 0.88199 | 32689.553 | 0.99634 | 3.5868 | 3.5369 | 3.1832 | 0.27919 | 0.8403 | 0.11537 | 221.2213 | 0.88199 | 32689.553 | 0.99634 | 3.8857 | 3.8316 | 3.2569 | 0.27919 | 0.82129 | 0.11276 | 215.9894 | 9126.5702 | 0.24624 | 11267.3706 | 0.056281 | 0.21873 | 0.0077273 | 0.22645 | 421.9606 | 9126.5702 | 0.24624 | 11267.3706 | 0.056281 | 0.36099 | 0.0077273 | 0.36872 | 687.0504 | 9126.5702 | 0.24624 | 11745.9076 | 0.056281 | 0.026595 | 0.33075 | 0.011379 | 0.34213 | 637.5064 | 9126.5702 | 0.24624 | 11791.4343 | 0.0042 | 0.2289 | 0.00057666 | 0.22948 | 427.1232 | 9126.5702 | 0.24624 | 10903.907 | 0.0042 | 0.34935 | 0.00057666 | 0.34992 | 651.5583 | 9126.5702 | 0.24624 | 11494.4209 | 0.0042 | 0.026595 | 0.32367 | 0.0042282 | 0.3279 | 610.5172
02/13 18:00:00 | 37.22 | 2.9 | 32.12% | 0.87138 | 32296.5537 | 0.98888 | 3.56 | 3.51 | 3.159 | 0.36866 | 1.1046 | 0.15167 | 221.373 | 0.87138 | 32296.5537 | 0.98888 | 3.8566 | 3.8025 | 3.2322 | 0.28259 | 0.82757 | 0.11363 | 216.103 | 11906.4959 | 0.32125 | 14699.3776 | 0.073423 | 0.28535 | 0.010081 | 0.29543 | 422.256 | 11906.4959 | 0.32125 | 14699.3776 | 0.073423 | 0.47095 | 0.010081 | 0.48103 | 687.5315 | 11906.4959 | 0.32125 | 15323.6755 | 0.073423 | 0.034696 | 0.4315 | 0.014845 | 0.44634 | 637.9527 | 11906.4959 | 0.32125 | 15383.0696 | 0.0042 | 0.29862 | 0.00057666 | 0.2992 | 427.4224 | 11906.4959 | 0.32125 | 14225.2041 | 0.0042 | 0.45576 | 0.00057666 | 0.45633 | 652.0146 | 11906.4959 | 0.32125 | 14995.5867 | 0.0042 | 0.034696 | 0.42226 | 0.0053405 | 0.4276 | 610.9448
02/13 19:00:00 | 35.06 | 1.7 | 41.39% | 0.83994 | 31131.1822 | 0.96583 | 3.477 | 3.4281 | 3.0853 | 0.49273 | 1.4571 | 0.20006 | 221.5731 | 0.83994 | 31131.1822 | 0.96583 | 3.7668 | 3.7138 | 3.1567 | 0.49273 | 1.4242 | 0.19554 | 216.2985 | 15339.2543 | 0.41386 | 18937.351 | 0.094592 | 0.36762 | 0.012987 | 0.38061 | 422.6366 | 15339.2543 | 0.41386 | 18937.351 | 0.094592 | 0.60673 | 0.012987 | 0.61971 | 688.1512 | 15339.2543 | 0.41386 | 19741.64 | 0.094592 | 0.0447 | 0.5559 | 0.019125 | 0.57503 | 638.5277 | 15339.2543 | 0.41386 | 19818.158 | 0.0042 | 0.38472 | 0.00057666 | 0.38529 | 427.8077 | 15339.2543 | 0.41386 | 18326.4687 | 0.0042 | 0.58716 | 0.00057666 | 0.58773 | 652.6023 | 15339.2543 | 0.41386 | 19318.96 | 0.0042 | 0.0447 | 0.544 | 0.0067139 | 0.55071 | 611.4955
02/13 20:00:00 | 33.44 | 0.8 | 50.57% | 0.81672 | 30270.5671 | 0.94797 | 3.4127 | 3.3653 | 3.0288 | 0.61921 | 1.8138 | 0.24903 | 221.8221 | 0.81672 | 30270.5671 | 0.94797 | 3.6971 | 3.6458 | 3.0989 | 0.50674 | 1.4507 | 0.19919 | 216.4977 | 18743.7804 | 0.50572 | 23140.4696 | 0.11559 | 0.44921 | 0.01587 | 0.46508 | 423.1017 | 18743.7804 | 0.50572 | 23140.4696 | 0.11559 | 0.74139 | 0.01587 | 0.75726 | 688.9084 | 18743.7804 | 0.50572 | 24123.2695 | 0.11559 | 0.054621 | 0.67928 | 0.023369 | 0.70265 | 639.2304 | 18743.7804 | 0.50572 | 24216.7706 | 0.0042 | 0.4701 | 0.00057666 | 0.47068 | 428.2784 | 18743.7804 | 0.50572 | 22394.0029 | 0.0042 | 0.71747 | 0.00057666 | 0.71805 | 653.3204 | 18743.7804 | 0.50572 | 23606.7763 | 0.0042 | 0.054621 | 0.66474 | 0.0080761 | 0.67282 | 612.1683
02/13 21:00:00 | 32.36 | 0.2 | 61.66% | 0.80141 | 29703.211 | 0.93583 | 3.369 | 3.3229 | 2.9906 | 0.76939 | 2.2397 | 0.30751 | 222.1296 | 0.80141 | 29703.211 | 0.93583 | 3.6497 | 3.5998 | 3.0598 | 0.76939 | 2.189 | 0.30055 | 216.7982 | 22853.2405 | 0.6166 | 28213.8771 | 0.14093 | 0.5477 | 0.019349 | 0.56705 | 423.6687 | 22853.2405 | 0.6166 | 28213.8771 | 0.14093 | 0.90393 | 0.019349 | 0.92328 | 689.8317 | 22853.2405 | 0.6166 | 29412.1499 | 0.14093 | 0.066596 | 0.82821 | 0.028493 | 0.85671 | 640.0871 | 22853.2405 | 0.6166 | 29526.1505 | 0.0042 | 0.57317 | 0.00057666 | 0.57375 | 428.8521 | 22853.2405 | 0.6166 | 27303.7521 | 0.0042 | 0.87478 | 0.00057666 | 0.87535 | 654.1957 | 22853.2405 | 0.6166 | 28782.4187 | 0.0042 | 0.066596 | 0.81048 | 0.0097203 | 0.8202 | 612.9885
02/13 22:00:00 | 28.04 | -2.2 | 77.46% | 0.74156 | 27484.8856 | 0.886 | 3.1896 | 3.1484 | 2.8336 | 1.0445 | 2.9694 | 0.40769 | 222.5373 | 0.74156 | 27484.8856 | 0.886 | 3.4554 | 3.4108 | 2.8992 | 0.83148 | 2.3103 | 0.3172 | 217.1155 | 28708.1343 | 0.77457 | 35442.1411 | 0.17703 | 0.68801 | 0.024307 | 0.71232 | 424.381 | 28708.1343 | 0.77457 | 35442.1411 | 0.17703 | 1.1355 | 0.024307 | 1.1598 | 690.9916 | 28708.1343 | 0.77457 | 36947.4058 | 0.17703 | 0.083657 | 1.0404 | 0.035793 | 1.0762 | 641.1633 | 28708.1343 | 0.77457 | 37090.6128 | 0.0042 | 0.72002 | 0.00057666 | 0.72059 | 429.5727 | 28708.1343 | 0.77457 | 34298.8462 | 0.0042 | 1.0989 | 0.00057666 | 1.0995 | 655.2952 | 28708.1343 | 0.77457 | 36156.3404 | 0.0042 | 0.083657 | 1.0181 | 0.012063 | 1.0302 | 614.0187
02/13 23:00:00 | 28.04 | -2.2 | 94.9% | 0.74156 | 27484.8856 | 0.886 | 3.1896 | 3.1484 | 2.8336 | 1.2797 | 3.6379 | 0.49948 | 223.0368 | 0.74156 | 27484.8856 | 0.886 | 3.4554 | 3.4108 | 2.8992 | 1.2797 | 3.5556 | 0.48818 | 217.6036 | 35171.6227 | 0.94896 | 43421.7564 | 0.21689 | 0.84292 | 0.029779 | 0.8727 | 425.2537 | 35171.6227 | 0.94896 | 43421.7564 | 0.21689 | 1.3912 | 0.029779 | 1.421 | 692.4125 | 35171.6227 | 0.94896 | 45265.9237 | 0.21689 | 0.10249 | 1.2746 | 0.043851 | 1.3185 | 642.4818 | 35171.6227 | 0.94896 | 45441.373 | 0.0042 | 0.88212 | 0.00057666 | 0.8827 | 430.4554 | 35171.6227 | 0.94896 | 42021.0546 | 0.0042 | 1.3463 | 0.00057666 | 1.3469 | 656.6421 | 35171.6227 | 0.94896 | 44296.754 | 0.0042 | 0.10249 | 1.2473 | 0.014649 | 1.262 | 615.2807
02/13 24:00:00 | 26.96 | -2.8 | 97.97% | 0.72694 | 26943.079 | 0.87333 | 3.144 | 3.1037 | 2.7933 | 1.3476 | 3.8097 | 0.52307 | 223.5598 | 0.72694 | 26943.079 | 0.87333 | 3.406 | 3.3624 | 2.858 | 1.3054 | 3.6068 | 0.49521 | 218.0988 | 36309.8085 | 0.97966 | 44826.9241 | 0.22391 | 0.8702 | 0.030743 | 0.90094 | 426.1547 | 36309.8085 | 0.97966 | 44826.9241 | 0.22391 | 1.4362 | 0.030743 | 1.4669 | 693.8794 | 36309.8085 | 0.97966 | 46730.7703 | 0.22391 | 0.10581 | 1.3159 | 0.04527 | 1.3612 | 643.8429 | 36309.8085 | 0.97966 | 46911.8973 | 0.0042 | 0.91067 | 0.00057666 | 0.91125 | 431.3666 | 36309.8085 | 0.97966 | 43380.8943 | 0.0042 | 1.3899 | 0.00057666 | 1.3904 | 658.0325 | 36309.8085 | 0.97966 | 45730.2374 | 0.0042 | 0.10581 | 1.2877 | 0.015104 | 1.3028 | 616.5835
02/14 01:00:00 | 26.96 | -2.8 | 97.15% | 0.72694 | 26943.079 | 0.87333 | 3.144 | 3.1037 | 2.7933 | 1.3364 | 3.7779 | 0.5187 | 224.0785 | 0.72694 | 26943.079 | 0.87333 | 3.406 | 3.3624 | 2.858 | 1.3364 | 3.6924 | 0.50697 | 218.6058 | 36006.5584 | 0.97148 | 44452.5412 | 0.22204 | 0.86293 | 0.030486 | 0.89341 | 427.0481 | 36006.5584 | 0.97148 | 44452.5412 | 0.22204 | 1.4242 | 0.030486 | 1.4547 | 695.3341 | 36006.5584 | 0.97148 | 46340.487 | 0.22204 | 0.10493 | 1.3049 | 0.044892 | 1.3498 | 645.1927 | 36006.5584 | 0.97148 | 46520.1013 | 0.0042 | 0.90306 | 0.00057666 | 0.90364 | 432.2703 | 36006.5584 | 0.97148 | 43018.5883 | 0.0042 | 1.3783 | 0.00057666 | 1.3788 | 659.4113 | 36006.5584 | 0.97148 | 45348.3103 | 0.0042 | 0.10493 | 1.277 | 0.014983 | 1.2919 | 617.8755
02/14 02:00:00 | 26.06 | -3.3 | 99.92% | 0.71487 | 26495.4768 | 0.86274 | 3.1059 | 3.0662 | 2.7595 | 1.3977 | 3.9332 | 0.54002 | 224.6186 | 0.71487 | 26495.4768 | 0.86274 | 3.3647 | 3.3217 | 2.8234 | 1.359 | 3.7376 | 0.51318 | 219.119 | 37032.7938 | 0.99917 | 45719.4985 | 0.22837 | 0.88752 | 0.031355 | 0.91888 | 427.967 | 37032.7938 | 0.99917 | 45719.4985 | 0.22837 | 1.4648 | 0.031355 | 1.4961 | 696.8303 | 37032.7938 | 0.99917 | 47661.2533 | 0.22837 | 0.10792 | 1.3421 | 0.046172 | 1.3883 | 646.581 | 37032.7938 | 0.99917 | 47845.9868 | 0.0042 | 0.9288 | 0.00057666 | 0.92938 | 433.1997 | 37032.7938 | 0.99917 | 44244.676 | 0.0042 | 1.4175 | 0.00057666 | 1.4181 | 660.8295 | 37032.7938 | 0.99917 | 46640.7982 | 0.0042 | 0.10792 | 1.3134 | 0.015394 | 1.3287 | 619.2042
02/14 03:00:00 | 26.96 | -2.8 | 100% | 0.72694 | 26943.079 | 0.87333 | 3.144 | 3.1037 | 2.7933 | 1.3756 | 3.8888 | 0.53393 | 225.1525 | 0.72694 | 26943.079 | 0.87333 | 3.406 | 3.3624 | 2.858 | 1.3756 | 3.8008 | 0.52185 | 219.6408 | 37063.5069 | 1 | 45757.416 | 0.22856 | 0.88826 | 0.031381 | 0.91964 | 428.8866 | 37063.5069 | 1 | 45757.416 | 0.22856 | 1.466 | 0.031381 | 1.4974 | 698.3277 | 37063.5069 | 1 | 47700.7811 | 0.22856 | 0.10801 | 1.3432 | 0.04621 | 1.3894 | 647.9704 | 37063.5069 | 1 | 47885.6679 | 0.0042 | 0.92957 | 0.00057666 | 0.93015 | 434.1298 | 37063.5069 | 1 | 44281.3703 | 0.0042 | 1.4187 | 0.00057666 | 1.4193 | 662.2488 | 37063.5069 | 1 | 46679.4798 | 0.0042 | 0.10801 | 1.3144 | 0.015406 | 1.3298 | 620.5341
02/14 04:00:00 | 26.96 | -2.8 | 100% | 0.72694 | 26943.079 | 0.87333 | 3.144 | 3.1037 | 2.7933 | 1.3756 | 3.8888 | 0.53393 | 225.6864 | 0.72694 | 26943.079 | 0.87333 | 3.406 | 3.3624 | 2.858 | 1.3756 | 3.8008 | 0.52185 | 220.1627 | 37063.5069 | 1 | 45757.416 | 0.22856 | 0.88826 | 0.031381 | 0.91964 | 429.8062 | 37063.5069 | 1 | 45757.416 | 0.22856 | 1.466 | 0.031381 | 1.4974 | 699.8251 | 37063.5069 | 1 | 47700.7811 | 0.22856 | 0.10801 | 1.3432 | 0.04621 | 1.3894 | 649.3598 | 37063.5069 | 1 | 47885.6679 | 0.0042 | 0.92957 | 0.00057666 | 0.93015 | 435.06 | 37063.5069 | 1 | 44281.3703 | 0.0042 | 1.4187 | 0.00057666 | 1.4193 | 663.668 | 37063.5069 | 1 | 46679.4798 | 0.0042 | 0.10801 | 1.3144 | 0.015406 | 1.3298 | 621.8639
02/14 05:00:00 | 26.06 | -3.3 | 100% | 0.71487 | 26495.4768 | 0.86274 | 3.1059 | 3.0662 | 2.7595 | 1.3989 | 3.9364 | 0.54047 | 226.2269 | 0.71487 | 26495.4768 | 0.86274 | 3.3647 | 3.3217 | 2.8234 | 1.3989 | 3.8474 | 0.52824 | 220.6909 | 37063.5069 | 1 | 45757.416 | 0.22856 | 0.88826 | 0.031381 | 0.91964 | 430.7259 | 37063.5069 | 1 | 45757.416 | 0.22856 | 1.466 | 0.031381 | 1.4974 | 701.3224 | 37063.5069 | 1 | 47700.7811 | 0.22856 | 0.10801 | 1.3432 | 0.04621 | 1.3894 | 650.7492 | 37063.5069 | 1 | 47885.6679 | 0.0042 | 0.92957 | 0.00057666 | 0.93015 | 435.9901 | 37063.5069 | 1 | 44281.3703 | 0.0042 | 1.4187 | 0.00057666 | 1.4193 | 665.0873 | 37063.5069 | 1 | 46679.4798 | 0.0042 | 0.10801 | 1.3144 | 0.015406 | 1.3298 | 623.1938
02/14 06:00:00 | 24.98 | -3.9 | 100% | 0.7005 | 25963.0383 | 0.85001 | 3.06 | 3.0207 | 2.7187 | 1.4275 | 3.9956 | 0.5486 | 226.7755 | 0.7005 | 25963.0383 | 0.85001 | 3.315 | 3.2725 | 2.7816 | 1.4275 | 3.9052 | 0.53618 | 221.2271 | 37063.5069 | 1 | 45757.416 | 0.22856 | 0.88826 | 0.031381 | 0.91964 | 431.6455 | 37063.5069 | 1 | 45757.416 | 0.22856 | 1.466 | 0.031381 | 1.4974 | 702.8198 | 37063.5069 | 1 | 47700.7811 | 0.22856 | 0.10801 | 1.3432 | 0.04621 | 1.3894 | 652.1386 | 37063.5069 | 1 | 47885.6679 | 0.0042 | 0.92957 | 0.00057666 | 0.93015 | 436.9203 | 37063.5069 | 1 | 44281.3703 | 0.0042 | 1.4187 | 0.00057666 | 1.4193 | 666.5066 | 37063.5069 | 1 | 46679.4798 | 0.0042 | 0.10801 | 1.3144 | 0.015406 | 1.3298 | 624.5236
02/14 07:00:00 | 24.98 | -3.9 | 100% | 0.7005 | 25963.0383 | 0.85001 | 3.06 | 3.0207 | 2.7187 | 1.4275 | 3.9956 | 0.5486 | 227.3241 | 0.7005 | 25963.0383 | 0.85001 | 3.315 | 3.2725 | 2.7816 | 1.4275 | 3.9052 | 0.53618 | 221.7633 | 37063.5069 | 1 | 45757.416 | 0.22856 | 0.88826 | 0.031381 | 0.91964 | 432.5652 | 37063.5069 | 1 | 45757.416 | 0.22856 | 1.466 | 0.031381 | 1.4974 | 704.3172 | 37063.5069 | 1 | 47700.7811 | 0.22856 | 0.10801 | 1.3432 | 0.04621 | 1.3894 | 653.528 | 37063.5069 | 1 | 47885.6679 | 0.0042 | 0.92957 | 0.00057666 | 0.93015 | 437.8504 | 37063.5069 | 1 | 44281.3703 | 0.0042 | 1.4187 | 0.00057666 | 1.4193 | 667.9259 | 37063.5069 | 1 | 46679.4798 | 0.0042 | 0.10801 | 1.3144 | 0.015406 | 1.3298 | 625.8535
02/14 08:00:00 | 28.94 | -1.7 | 96.91% | 0.75385 | 27940.2945 | 0.89651 | 3.2274 | 3.1853 | 2.8668 | 1.2856 | 3.6722 | 0.50419 | 227.8283 | 0.75385 | 27940.2945 | 0.89651 | 3.4964 | 3.4508 | 2.9332 | 1.3265 | 3.7034 | 0.50848 | 222.2718 | 35919.7804 | 0.96914 | 44345.408 | 0.22151 | 0.86085 | 0.030413 | 0.89126 | 433.4564 | 35919.7804 | 0.96914 | 44345.408 | 0.22151 | 1.4208 | 0.030413 | 1.4512 | 705.7684 | 35919.7804 | 0.96914 | 46228.8037 | 0.22151 | 0.10467 | 1.3017 | 0.044784 | 1.3465 | 654.8746 | 35919.7804 | 0.96914 | 46407.9851 | 0.0042 | 0.90089 | 0.00057666 | 0.90146 | 438.7519 | 35919.7804 | 0.96914 | 42914.9109 | 0.0042 | 1.3749 | 0.00057666 | 1.3755 | 669.3014 | 35919.7804 | 0.96914 | 45239.0182 | 0.0042 | 0.10467 | 1.2739 | 0.014948 | 1.2888 | 627.1423
02/14 09:00:00 | 33.98 | 1.1 | 78.33% | 0.82443 | 30556.1613 | 0.95397 | 3.4343 | 3.3864 | 3.0477 | 0.95011 | 2.7918 | 0.38332 | 228.2116 | 0.82443 | 30556.1613 | 0.95397 | 3.7205 | 3.6686 | 3.1183 | 0.95011 | 2.7287 | 0.37464 | 222.6464 | 29031.7956 | 0.7833 | 35841.723 | 0.17903 | 0.69577 | 0.024581 | 0.72035 | 434.1768 | 29031.7956 | 0.7833 | 35841.723 | 0.17903 | 1.1483 | 0.024581 | 1.1729 | 706.9413 | 29031.7956 | 0.7833 | 37363.9584 | 0.17903 | 0.0846 | 1.0521 | 0.036196 | 1.0883 | 655.9629 | 29031.7956 | 0.7833 | 37508.7799 | 0.0042 | 0.72813 | 0.00057666 | 0.72871 | 439.4806 | 29031.7956 | 0.7833 | 34685.5384 | 0.0042 | 1.1113 | 0.00057666 | 1.1119 | 670.4133 | 29031.7956 | 0.7833 | 36563.9744 | 0.0042 | 0.0846 | 1.0296 | 0.012192 | 1.0418 | 628.1841
02/14 10:00:00 | 35.06 | 1.7 | 78.92% | 0.83994 | 31131.1822 | 0.96583 | 3.477 | 3.4281 | 3.0853 | 0.93964 | 2.7788 | 0.38152 | 228.5931 | 0.83994 | 31131.1822 | 0.96583 | 3.7668 | 3.7138 | 3.1567 | 0.93256 | 2.6954 | 0.37008 | 223.0165 | 29252.0061 | 0.78924 | 36113.5878 | 0.18039 | 0.70105 | 0.024767 | 0.72582 | 434.9026 | 29252.0061 | 0.78924 | 36113.5878 | 0.18039 | 1.157 | 0.024767 | 1.1818 | 708.1231 | 29252.0061 | 0.78924 | 37647.3695 | 0.18039 | 0.085242 | 1.0601 | 0.036471 | 1.0966 | 657.0595 | 29252.0061 | 0.78924 | 37793.2896 | 0.0042 | 0.73366 | 0.00057666 | 0.73423 | 440.2148 | 29252.0061 | 0.78924 | 34948.6334 | 0.0042 | 1.1197 | 0.00057666 | 1.1203 | 671.5336 | 29252.0061 | 0.78924 | 36841.3176 | 0.0042 | 0.085242 | 1.0374 | 0.01228 | 1.0497 | 629.2338
02/14 11:00:00 | 36.68 | 2.6 | 65.99% | 0.86347 | 32003.2946 | 0.98321 | 3.5396 | 3.4897 | 3.1408 | 0.76427 | 2.2824 | 0.31338 | 228.9065 | 0.86347 | 32003.2946 | 0.98321 | 3.8345 | 3.7806 | 3.2135 | 0.76427 | 2.2308 | 0.30629 | 223.3228 | 24459.0826 | 0.65992 | 30196.3983 | 0.15083 | 0.58618 | 0.020709 | 0.60689 | 435.5095 | 24459.0826 | 0.65992 | 30196.3983 | 0.15083 | 0.96745 | 0.020709 | 0.98816 | 709.1113 | 24459.0826 | 0.65992 | 31478.8708 | 0.15083 | 0.071275 | 0.88641 | 0.030495 | 0.9169 | 657.9764 | 24459.0826 | 0.65992 | 31600.8819 | 0.0042 | 0.61345 | 0.00057666 | 0.61402 | 440.8288 | 24459.0826 | 0.65992 | 29222.3209 | 0.0042 | 0.93624 | 0.00057666 | 0.93682 | 672.4704 | 24459.0826 | 0.65992 | 30804.89 | 0.0042 | 0.071275 | 0.86743 | 0.010363 | 0.87779 | 630.1116
02/14 12:00:00 | 38.12 | 3.4 | 50.45% | 0.88465 | 32788.1577 | 0.99818 | 3.5934 | 3.5436 | 3.1892 | 0.57029 | 1.7184 | 0.23594 | 229.1424 | 0.88465 | 32788.1577 | 0.99818 | 3.8929 | 3.8389 | 3.263 | 0.74597 | 2.1969 | 0.30163 | 223.6244 | 18698.7814 | 0.50451 | 23084.9153 | 0.11531 | 0.44813 | 0.015832 | 0.46396 | 435.9735 | 18698.7814 | 0.50451 | 23084.9153 | 0.11531 | 0.73961 | 0.015832 | 0.75544 | 709.8667 | 18698.7814 | 0.50451 | 24065.3558 | 0.11531 | 0.054489 | 0.67765 | 0.023313 | 0.70097 | 658.6773 | 18698.7814 | 0.50451 | 24158.6323 | 0.0042 | 0.46898 | 0.00057666 | 0.46955 | 441.2984 | 18698.7814 | 0.50451 | 22340.2406 | 0.0042 | 0.71575 | 0.00057666 | 0.71633 | 673.1867 | 18698.7814 | 0.50451 | 23550.1025 | 0.0042 | 0.054489 | 0.66314 | 0.0080581 | 0.6712 | 630.7828
02/14 13:00:00 | 39.38 | 4.1 | 46.58% | 0.90338 | 33482.3647 | 1.0109 | 3.6391 | 3.5899 | 3.2309 | 0.51561 | 1.5661 | 0.21502 | 229.3575 | 0.90338 | 33482.3647 | 1.0109 | 3.9423 | 3.889 | 3.3057 | 0.51561 | 1.5306 | 0.21016 | 223.8346 | 17263.9773 | 0.46579 | 21313.5523 | 0.10646 | 0.41375 | 0.014617 | 0.42836 | 436.4018 | 17263.9773 | 0.46579 | 21313.5523 | 0.10646 | 0.68286 | 0.014617 | 0.69747 | 710.5642 | 17263.9773 | 0.46579 | 22218.7611 | 0.10646 | 0.050308 | 0.62565 | 0.021524 | 0.64718 | 659.3245 | 17263.9773 | 0.46579 | 22304.8803 | 0.0042 | 0.43299 | 0.00057666 | 0.43357 | 441.732 | 17263.9773 | 0.46579 | 20626.0183 | 0.0042 | 0.66083 | 0.00057666 | 0.66141 | 673.8481 | 17263.9773 | 0.46579 | 21743.0445 | 0.0042 | 0.050308 | 0.61226 | 0.007484 | 0.61974 | 631.4025
02/14 14:00:00 | 41.18 | 5.1 | 42.26% | 0.93046 | 34486.1541 | 1.0282 | 3.7014 | 3.6548 | 3.2893 | 0.45413 | 1.3955 | 0.1916 | 229.5491 | 0.93046 | 34486.1541 | 1.0282 | 4.0099 | 3.9593 | 3.3654 | 0.50061 | 1.5035 | 0.20643 | 224.041 | 15661.3296 | 0.42255 | 19334.9748 | 0.096578 | 0.37534 | 0.01326 | 0.3886 | 436.7904 | 15661.3296 | 0.42255 | 19334.9748 | 0.096578 | 0.61947 | 0.01326 | 0.63273 | 711.1969 | 15661.3296 | 0.42255 | 20156.1514 | 0.096578 | 0.045638 | 0.56757 | 0.019526 | 0.5871 | 659.9116 | 15661.3296 | 0.42255 | 20234.276 | 0.0042 | 0.39279 | 0.00057666 | 0.39337 | 442.1253 | 15661.3296 | 0.42255 | 18711.266 | 0.0042 | 0.59948 | 0.00057666 | 0.60006 | 674.4482 | 15661.3296 | 0.42255 | 19724.5965 | 0.0042 | 0.045638 | 0.55542 | 0.0068428 | 0.56226 | 631.9648
02/14 15:00:00 | 42.62 | 5.9 | 45.78% | 0.9524 | 35299.4055 | 1.0413 | 3.7487 | 3.7056 | 3.335 | 0.48072 | 1.4912 | 0.20475 | 229.7538 | 0.9524 | 35299.4055 | 1.0413 | 4.0611 | 4.0144 | 3.4122 | 0.48072 | 1.4575 | 0.20012 | 224.2411 | 16968.9589 | 0.45783 | 20949.332 | 0.10464 | 0.40668 | 0.014367 | 0.42104 | 437.2115 | 16968.9589 | 0.45783 | 20949.332 | 0.10464 | 0.67119 | 0.014367 | 0.68556 | 711.8825 | 16968.9589 | 0.45783 | 21839.072 | 0.10464 | 0.049449 | 0.61496 | 0.021157 | 0.63612 | 660.5477 | 16968.9589 | 0.45783 | 21923.7196 | 0.0042 | 0.42559 | 0.00057666 | 0.42617 | 442.5515 | 16968.9589 | 0.45783 | 20273.5471 | 0.0042 | 0.64954 | 0.00057666 | 0.65011 | 675.0983 | 16968.9589 | 0.45783 | 21371.4848 | 0.0042 | 0.049449 | 0.6018 | 0.007366 | 0.60916 | 632.5739
02/14 16:00:00 | 46.04 | 7.8 | 44.71% | 1.0055 | 37267.2853 | 1.0695 | 3.8501 | 3.8223 | 3.4401 | 0.44469 | 1.4119 | 0.19385 | 229.9477 | 1.0055 | 37267.2853 | 1.0695 | 4.1709 | 4.1409 | 3.5197 | 0.45533 | 1.413 | 0.194 | 224.4351 | 16572.2397 | 0.44713 | 20459.5551 | 0.1022 | 0.39717 | 0.014031 | 0.4112 | 437.6227 | 16572.2397 | 0.44713 | 20459.5551 | 0.1022 | 0.6555 | 0.014031 | 0.66953 | 712.552 | 16572.2397 | 0.44713 | 21328.4938 | 0.1022 | 0.048293 | 0.60059 | 0.020662 | 0.62125 | 661.169 | 16572.2397 | 0.44713 | 21411.1623 | 0.0042 | 0.41564 | 0.00057666 | 0.41622 | 442.9677 | 16572.2397 | 0.44713 | 19799.5695 | 0.0042 | 0.63435 | 0.00057666 | 0.63493 | 675.7332 | 16572.2397 | 0.44713 | 20871.8384 | 0.0042 | 0.048293 | 0.58773 | 0.0072072 | 0.59493 | 633.1689
02/14 17:00:00 | 43.16 | 6.2 | 44.23% | 0.96069 | 35606.7167 | 1.046 | 3.7658 | 3.7244 | 3.3519 | 0.46035 | 1.4332 | 0.19678 | 230.1444 | 0.96069 | 35606.7167 | 1.046 | 4.0796 | 4.0347 | 3.4295 | 0.46035 | 1.4008 | 0.19233 | 224.6275 | 16391.3924 | 0.44225 | 20236.2869 | 0.10108 | 0.39283 | 0.013878 | 0.40671 | 438.0294 | 16391.3924 | 0.44225 | 20236.2869 | 0.10108 | 0.64834 | 0.013878 | 0.66222 | 713.2142 | 16391.3924 | 0.44225 | 21095.7431 | 0.10108 | 0.047766 | 0.59403 | 0.020437 | 0.61447 | 661.7834 | 16391.3924 | 0.44225 | 21177.5095 | 0.0042 | 0.4111 | 0.00057666 | 0.41168 | 443.3794 | 16391.3924 | 0.44225 | 19583.5034 | 0.0042 | 0.62743 | 0.00057666 | 0.62801 | 676.3612 | 16391.3924 | 0.44225 | 20644.071 | 0.0042 | 0.047766 | 0.58131 | 0.0071349 | 0.58845 | 633.7573
02/14 18:00:00 | 46.04 | 7.8 | 48.04% | 1.0055 | 37267.2853 | 1.0695 | 3.8501 | 3.8223 | 3.4401 | 0.47777 | 1.5169 | 0.20828 | 230.3527 | 1.0055 | 37267.2853 | 1.0695 | 4.1709 | 4.1409 | 3.5197 | 0.43983 | 1.3649 | 0.1874 | 224.8149 | 17805.3664 | 0.4804 | 21981.9338 | 0.1098 | 0.42672 | 0.015076 | 0.4418 | 438.4712 | 17805.3664 | 0.4804 | 21981.9338 | 0.1098 | 0.70427 | 0.015076 | 0.71935 | 713.9336 | 17805.3664 | 0.4804 | 22915.5294 | 0.1098 | 0.051886 | 0.64527 | 0.022199 | 0.66747 | 662.4509 | 17805.3664 | 0.4804 | 23004.3493 | 0.0042 | 0.44657 | 0.00057666 | 0.44714 | 443.8265 | 17805.3664 | 0.4804 | 21272.8391 | 0.0042 | 0.68155 | 0.00057666 | 0.68213 | 677.0434 | 17805.3664 | 0.4804 | 22424.8947 | 0.0042 | 0.051886 | 0.63146 | 0.0077006 | 0.63916 | 634.3965
02/14 19:00:00 | 46.04 | 7.8 | 48.27% | 1.0055 | 37267.2853 | 1.0695 | 3.8501 | 3.8223 | 3.4401 | 0.48004 | 1.5241 | 0.20926 | 230.562 | 1.0055 | 37267.2853 | 1.0695 | 4.1709 | 4.1409 | 3.5197 | 0.48004 | 1.4897 | 0.20453 | 225.0194 | 17889.7996 | 0.48268 | 22086.1723 | 0.11032 | 0.42874 | 0.015147 | 0.44389 | 438.9151 | 17889.7996 | 0.48268 | 22086.1723 | 0.11032 | 0.70761 | 0.015147 | 0.72276 | 714.6563 | 17889.7996 | 0.48268 | 23024.195 | 0.11032 | 0.052132 | 0.64833 | 0.022305 | 0.67064 | 663.1216 | 17889.7996 | 0.48268 | 23113.4361 | 0.0042 | 0.44869 | 0.00057666 | 0.44926 | 444.2758 | 17889.7996 | 0.48268 | 21373.7151 | 0.0042 | 0.68479 | 0.00057666 | 0.68536 | 677.7287 | 17889.7996 | 0.48268 | 22531.2337 | 0.0042 | 0.052132 | 0.63445 | 0.0077344 | 0.64219 | 635.0387
02/14 20:00:00 | 44.06 | 6.7 | 51.8% | 0.97459 | 36121.741 | 1.0537 | 3.7934 | 3.7554 | 3.3799 | 0.53155 | 1.665 | 0.2286 | 230.7906 | 0.97459 | 36121.741 | 1.0537 | 4.1095 | 4.0684 | 3.4581 | 0.49526 | 1.5162 | 0.20818 | 225.2276 | 19200.4719 | 0.51804 | 23704.2863 | 0.1184 | 0.46016 | 0.016257 | 0.47641 | 439.3915 | 19200.4719 | 0.51804 | 23704.2863 | 0.1184 | 0.75945 | 0.016257 | 0.77571 | 715.432 | 19200.4719 | 0.51804 | 24711.0321 | 0.1184 | 0.055951 | 0.69583 | 0.023939 | 0.71977 | 663.8413 | 19200.4719 | 0.51804 | 24806.8113 | 0.0042 | 0.48156 | 0.00057666 | 0.48213 | 444.7579 | 19200.4719 | 0.51804 | 22939.6319 | 0.0042 | 0.73496 | 0.00057666 | 0.73553 | 678.4643 | 19200.4719 | 0.51804 | 24181.9546 | 0.0042 | 0.055951 | 0.68094 | 0.0082588 | 0.68919 | 635.7278
02/14 21:00:00 | 42.08 | 5.6 | 49.21% | 0.94415 | 34993.3717 | 1.0365 | 3.7313 | 3.6866 | 3.318 | 0.52117 | 1.611 | 0.22118 | 231.0118 | 0.94415 | 34993.3717 | 1.0365 | 4.0422 | 3.9938 | 3.3948 | 0.52117 | 1.5745 | 0.21618 | 225.4437 | 18237.4876 | 0.49206 | 22515.4168 | 0.11246 | 0.43708 | 0.015441 | 0.45252 | 439.844 | 18237.4876 | 0.49206 | 22515.4168 | 0.11246 | 0.72136 | 0.015441 | 0.73681 | 716.1688 | 18237.4876 | 0.49206 | 23471.67 | 0.11246 | 0.053145 | 0.66094 | 0.022738 | 0.68367 | 664.525 | 18237.4876 | 0.49206 | 23562.6455 | 0.0042 | 0.45741 | 0.00057666 | 0.45798 | 445.2159 | 18237.4876 | 0.49206 | 21789.113 | 0.0042 | 0.69809 | 0.00057666 | 0.69867 | 679.1629 | 18237.4876 | 0.49206 | 22969.128 | 0.0042 | 0.053145 | 0.64678 | 0.0078735 | 0.65466 | 636.3825
02/14 22:00:00 | 39.92 | 4.4 | 51.26% | 0.91146 | 33782.0112 | 1.0162 | 3.6581 | 3.6095 | 3.2485 | 0.56243 | 1.7142 | 0.23536 | 231.2471 | 0.91146 | 33782.0112 | 1.0162 | 3.963 | 3.9103 | 3.3237 | 0.53986 | 1.6082 | 0.2208 | 225.6645 | 18999.9002 | 0.51263 | 23456.6669 | 0.11717 | 0.45535 | 0.016087 | 0.47144 | 440.3154 | 18999.9002 | 0.51263 | 23456.6669 | 0.11717 | 0.75152 | 0.016087 | 0.76761 | 716.9364 | 18999.9002 | 0.51263 | 24452.896 | 0.11717 | 0.055367 | 0.68857 | 0.023689 | 0.71225 | 665.2373 | 18999.9002 | 0.51263 | 24547.6746 | 0.0042 | 0.47653 | 0.00057666 | 0.4771 | 445.693 | 18999.9002 | 0.51263 | 22700.0002 | 0.0042 | 0.72728 | 0.00057666 | 0.72785 | 679.8908 | 18999.9002 | 0.51263 | 23929.3453 | 0.0042 | 0.055367 | 0.67382 | 0.0081785 | 0.682 | 637.0645
02/14 23:00:00 | 40.28 | 4.6 | 58.87% | 0.91687 | 33982.4852 | 1.0196 | 3.6707 | 3.6225 | 3.2602 | 0.64211 | 1.9616 | 0.26932 | 231.5164 | 0.91687 | 33982.4852 | 1.0196 | 3.9766 | 3.9244 | 3.3357 | 0.64211 | 1.9172 | 0.26323 | 225.9278 | 21820.508 | 0.58873 | 26938.8988 | 0.13456 | 0.52295 | 0.018475 | 0.54142 | 440.8568 | 21820.508 | 0.58873 | 26938.8988 | 0.13456 | 0.86309 | 0.018475 | 0.88156 | 717.818 | 21820.508 | 0.58873 | 28083.0219 | 0.13456 | 0.063586 | 0.79079 | 0.027205 | 0.81799 | 666.0552 | 21820.508 | 0.58873 | 28191.8708 | 0.0042 | 0.54727 | 0.00057666 | 0.54785 | 446.2409 | 21820.508 | 0.58873 | 26069.902 | 0.0042 | 0.83524 | 0.00057666 | 0.83582 | 680.7266 | 21820.508 | 0.58873 | 27481.7481 | 0.0042 | 0.063586 | 0.77385 | 0.0093071 | 0.78316 | 637.8477
02/14 24:00:00 | 40.46 | 4.7 | 65.19% | 0.91958 | 34082.9351 | 1.0214 | 3.6769 | 3.629 | 3.2661 | 0.70895 | 2.1683 | 0.2977 | 231.8141 | 0.91958 | 34082.9351 | 1.0214 | 3.9833 | 3.9314 | 3.3417 | 0.64022 | 1.9138 | 0.26276 | 226.1905 | 24163.0098 | 0.65194 | 29830.8763 | 0.14901 | 0.57909 | 0.020458 | 0.59955 | 441.4564 | 24163.0098 | 0.65194 | 29830.8763 | 0.14901 | 0.95574 | 0.020458 | 0.9762 | 718.7942 | 24163.0098 | 0.65194 | 31097.8248 | 0.14901 | 0.070413 | 0.87568 | 0.030126 | 0.9058 | 666.961 | 24163.0098 | 0.65194 | 31218.359 | 0.0042 | 0.60602 | 0.00057666 | 0.6066 | 446.8475 | 24163.0098 | 0.65194 | 28868.59 | 0.0042 | 0.92491 | 0.00057666 | 0.92549 | 681.6521 | 24163.0098 | 0.65194 | 30432.0023 | 0.0042 | 0.070413 | 0.85693 | 0.010244 | 0.86717 | 638.7148
02/15 01:00:00 | 40.1 | 4.5 | 69.98% | 0.91417 | 33882.1772 | 1.0179 | 3.6644 | 3.616 | 3.2544 | 0.76548 | 2.3357 | 0.3207 | 232.1348 | 0.91417 | 33882.1772 | 1.0179 | 3.9698 | 3.9173 | 3.3297 | 0.76548 | 2.2829 | 0.31344 | 226.504 | 25936.1215 | 0.69978 | 32019.9031 | 0.15994 | 0.62158 | 0.02196 | 0.64354 | 442.0999 | 25936.1215 | 0.69978 | 32019.9031 | 0.15994 | 1.0259 | 0.02196 | 1.0478 | 719.842 | 25936.1215 | 0.69978 | 33379.8218 | 0.15994 | 0.075579 | 0.93994 | 0.032337 | 0.97227 | 667.9333 | 25936.1215 | 0.69978 | 33509.2009 | 0.0042 | 0.65049 | 0.00057666 | 0.65107 | 447.4985 | 25936.1215 | 0.69978 | 30987.003 | 0.0042 | 0.99278 | 0.00057666 | 0.99336 | 682.6455 | 25936.1215 | 0.69978 | 32665.1405 | 0.0042 | 0.075579 | 0.91981 | 0.010954 | 0.93077 | 639.6456
02/15 02:00:00 | 39.74 | 4.3 | 70.16% | 0.90876 | 33681.9871 | 1.0144 | 3.6518 | 3.603 | 3.2427 | 0.772 | 2.3502 | 0.32268 | 232.4575 | 0.90876 | 33681.9871 | 1.0144 | 3.9561 | 3.9032 | 3.3177 | 0.77003 | 2.2912 | 0.31458 | 226.8186 | 26002.6315 | 0.70157 | 32102.0143 | 0.16035 | 0.62317 | 0.022016 | 0.64519 | 442.7451 | 26002.6315 | 0.70157 | 32102.0143 | 0.16035 | 1.0285 | 0.022016 | 1.0505 | 720.8926 | 26002.6315 | 0.70157 | 33465.4203 | 0.16035 | 0.075773 | 0.94235 | 0.03242 | 0.97477 | 668.9081 | 26002.6315 | 0.70157 | 33595.1312 | 0.0042 | 0.65216 | 0.00057666 | 0.65274 | 448.1513 | 26002.6315 | 0.70157 | 31066.4654 | 0.0042 | 0.99533 | 0.00057666 | 0.9959 | 683.6414 | 26002.6315 | 0.70157 | 32748.9062 | 0.0042 | 0.075773 | 0.92217 | 0.01098 | 0.93315 | 640.5788
02/15 03:00:00 | 39.56 | 4.2 | 71.76% | 0.90607 | 33582.1049 | 1.0126 | 3.6455 | 3.5964 | 3.2368 | 0.79204 | 2.4084 | 0.33067 | 232.7882 | 0.90607 | 33582.1049 | 1.0126 | 3.9492 | 3.8961 | 3.3117 | 0.79204 | 2.3539 | 0.32319 | 227.1417 | 26598.2129 | 0.71764 | 32837.2999 | 0.16402 | 0.63745 | 0.02252 | 0.65997 | 443.4051 | 26598.2129 | 0.71764 | 32837.2999 | 0.16402 | 1.0521 | 0.02252 | 1.0746 | 721.9671 | 26598.2129 | 0.71764 | 34231.9343 | 0.16402 | 0.077509 | 0.96393 | 0.033162 | 0.99709 | 669.9052 | 26598.2129 | 0.71764 | 34364.6162 | 0.0042 | 0.6671 | 0.00057666 | 0.66767 | 448.8189 | 26598.2129 | 0.71764 | 31778.0322 | 0.0042 | 1.0181 | 0.00057666 | 1.0187 | 684.6601 | 26598.2129 | 0.71764 | 33499.0087 | 0.0042 | 0.077509 | 0.94329 | 0.011219 | 0.95451 | 641.5333
02/15 04:00:00 | 38.66 | 3.7 | 72.26% | 0.89265 | 33084.8233 | 1.0037 | 3.6132 | 3.5635 | 3.2071 | 0.80946 | 2.4473 | 0.33602 | 233.1242 | 0.89265 | 33084.8233 | 1.0037 | 3.9143 | 3.8605 | 3.2814 | 0.80394 | 2.3757 | 0.32618 | 227.4679 | 26780.775 | 0.72256 | 33062.6852 | 0.16515 | 0.64182 | 0.022675 | 0.6645 | 444.0696 | 26780.775 | 0.72256 | 33062.6852 | 0.16515 | 1.0593 | 0.022675 | 1.082 | 723.0491 | 26780.775 | 0.72256 | 34466.8919 | 0.16515 | 0.078041 | 0.97055 | 0.03339 | 1.0039 | 670.9091 | 26780.775 | 0.72256 | 34600.4845 | 0.0042 | 0.67168 | 0.00057666 | 0.67225 | 449.4912 | 26780.775 | 0.72256 | 31996.147 | 0.0042 | 1.0251 | 0.00057666 | 1.0257 | 685.6858 | 26780.775 | 0.72256 | 33728.9358 | 0.0042 | 0.078041 | 0.94977 | 0.011292 | 0.96106 | 642.4943
02/15 05:00:00 | 37.4 | 3 | 72.12% | 0.87403 | 32394.5906 | 0.99076 | 3.5667 | 3.5168 | 3.1651 | 0.82518 | 2.4753 | 0.33986 | 233.4641 | 0.87403 | 32394.5906 | 0.99076 | 3.864 | 3.8098 | 3.2384 | 0.82518 | 2.4193 | 0.33217 | 227.8001 | 26731.3587 | 0.72123 | 33001.6774 | 0.16484 | 0.64064 | 0.022633 | 0.66327 | 444.7329 | 26731.3587 | 0.72123 | 33001.6774 | 0.16484 | 1.0573 | 0.022633 | 1.08 | 724.1291 | 26731.3587 | 0.72123 | 34403.2931 | 0.16484 | 0.077897 | 0.96876 | 0.033328 | 1.0021 | 671.9112 | 26731.3587 | 0.72123 | 34536.6392 | 0.0042 | 0.67044 | 0.00057666 | 0.67101 | 450.1622 | 26731.3587 | 0.72123 | 31937.1072 | 0.0042 | 1.0232 | 0.00057666 | 1.0238 | 686.7096 | 26731.3587 | 0.72123 | 33666.6986 | 0.0042 | 0.077897 | 0.94802 | 0.011272 | 0.95929 | 643.4536
02/15 06:00:00 | 37.4 | 3 | 74.29% | 0.87403 | 32394.5906 | 0.99076 | 3.5667 | 3.5168 | 3.1651 | 0.85001 | 2.5498 | 0.35008 | 233.8142 | 0.87403 | 32394.5906 | 0.99076 | 3.864 | 3.8098 | 3.2384 | 0.82518 | 2.4193 | 0.33217 | 228.1323 | 27535.6001 | 0.74293 | 33994.568 | 0.1698 | 0.65991 | 0.023314 | 0.68323 | 445.4161 | 27535.6001 | 0.74293 | 33994.568 | 0.1698 | 1.0891 | 0.023314 | 1.1125 | 725.2415 | 27535.6001 | 0.74293 | 35438.3527 | 0.1698 | 0.08024 | 0.9979 | 0.034331 | 1.0322 | 672.9434 | 27535.6001 | 0.74293 | 35575.7107 | 0.0042 | 0.69061 | 0.00057666 | 0.69118 | 450.8534 | 27535.6001 | 0.74293 | 32897.969 | 0.0042 | 1.054 | 0.00057666 | 1.0546 | 687.7641 | 27535.6001 | 0.74293 | 34679.5971 | 0.0042 | 0.08024 | 0.97654 | 0.011594 | 0.98813 | 644.4417
02/15 07:00:00 | 37.22 | 2.9 | 75.7% | 0.87138 | 32296.5537 | 0.98888 | 3.56 | 3.51 | 3.159 | 0.86872 | 2.603 | 0.35739 | 234.1715 | 0.87138 | 32296.5537 | 0.98888 | 3.8566 | 3.8025 | 3.2322 | 0.86872 | 2.5441 | 0.34931 | 228.4816 | 28056.7349 | 0.75699 | 34637.9443 | 0.17302 | 0.6724 | 0.023755 | 0.69616 | 446.1122 | 28056.7349 | 0.75699 | 34637.9443 | 0.17302 | 1.1098 | 0.023755 | 1.1335 | 726.375 | 28056.7349 | 0.75699 | 36109.0539 | 0.17302 | 0.081759 | 1.0168 | 0.034981 | 1.0518 | 673.9952 | 28056.7349 | 0.75699 | 36249.0115 | 0.0042 | 0.70368 | 0.00057666 | 0.70425 | 451.5577 | 28056.7349 | 0.75699 | 33520.5912 | 0.0042 | 1.074 | 0.00057666 | 1.0745 | 688.8387 | 28056.7349 | 0.75699 | 35335.9381 | 0.0042 | 0.081759 | 0.99502 | 0.011802 | 1.0068 | 645.4486
02/15 08:00:00 | 37.04 | 2.8 | 77.82% | 0.86874 | 32198.6587 | 0.987 | 3.5532 | 3.5033 | 3.153 | 0.89578 | 2.6811 | 0.36811 | 234.5397 | 0.86874 | 32198.6587 | 0.987 | 3.8493 | 3.7952 | 3.2259 | 0.87136 | 2.549 | 0.34998 | 228.8315 | 28842.8475 | 0.7782 | 35608.4537 | 0.17786 | 0.69124 | 0.024421 | 0.71566 | 446.8279 | 28842.8475 | 0.7782 | 35608.4537 | 0.17786 | 1.1408 | 0.024421 | 1.1653 | 727.5403 | 28842.8475 | 0.7782 | 37120.7818 | 0.17786 | 0.08405 | 1.0453 | 0.035961 | 1.0812 | 675.0764 | 28842.8475 | 0.7782 | 37264.6608 | 0.0042 | 0.72339 | 0.00057666 | 0.72397 | 452.2816 | 28842.8475 | 0.7782 | 34459.7939 | 0.0042 | 1.104 | 0.00057666 | 1.1046 | 689.9433 | 28842.8475 | 0.7782 | 36326.0044 | 0.0042 | 0.08405 | 1.0229 | 0.012117 | 1.035 | 646.4836
02/15 09:00:00 | 38.12 | 3.4 | 75.52% | 0.88465 | 32788.1577 | 0.99818 | 3.5934 | 3.5436 | 3.1892 | 0.85362 | 2.5721 | 0.35315 | 234.8928 | 0.88465 | 32788.1577 | 0.99818 | 3.8929 | 3.8389 | 3.263 | 0.85362 | 2.5139 | 0.34516 | 229.1767 | 27988.5877 | 0.75515 | 34553.812 | 0.1726 | 0.67077 | 0.023697 | 0.69447 | 447.5224 | 27988.5877 | 0.75515 | 34553.812 | 0.1726 | 1.1071 | 0.023697 | 1.1308 | 728.671 | 27988.5877 | 0.75515 | 36021.3484 | 0.1726 | 0.08156 | 1.0143 | 0.034896 | 1.0492 | 676.1257 | 27988.5877 | 0.75515 | 36160.966 | 0.0042 | 0.70197 | 0.00057666 | 0.70255 | 452.9842 | 27988.5877 | 0.75515 | 33439.1729 | 0.0042 | 1.0713 | 0.00057666 | 1.0719 | 691.0152 | 27988.5877 | 0.75515 | 35250.1105 | 0.0042 | 0.08156 | 0.9926 | 0.011775 | 1.0044 | 647.488
02/15 10:00:00 | 39.56 | 4.2 | 75.97% | 0.90607 | 33582.1049 | 1.0126 | 3.6455 | 3.5964 | 3.2368 | 0.83841 | 2.5494 | 0.35004 | 235.2428 | 0.90607 | 33582.1049 | 1.0126 | 3.9492 | 3.8961 | 3.3117 | 0.83344 | 2.477 | 0.34009 | 229.5168 | 28155.5667 | 0.75966 | 34759.9589 | 0.17363 | 0.67477 | 0.023839 | 0.69861 | 448.221 | 28155.5667 | 0.75966 | 34759.9589 | 0.17363 | 1.1137 | 0.023839 | 1.1375 | 729.8085 | 28155.5667 | 0.75966 | 36236.2506 | 0.17363 | 0.082047 | 1.0204 | 0.035104 | 1.0555 | 677.1811 | 28155.5667 | 0.75966 | 36376.7011 | 0.0042 | 0.70616 | 0.00057666 | 0.70673 | 453.6909 | 28155.5667 | 0.75966 | 33638.6699 | 0.0042 | 1.0777 | 0.00057666 | 1.0783 | 692.0935 | 28155.5667 | 0.75966 | 35460.4114 | 0.0042 | 0.082047 | 0.99852 | 0.011842 | 1.0104 | 648.4983
02/15 11:00:00 | 39.02 | 3.9 | 61.73% | 0.89801 | 33283.3101 | 1.0073 | 3.6262 | 3.5767 | 3.219 | 0.68736 | 2.0829 | 0.28599 | 235.5288 | 0.89801 | 33283.3101 | 1.0073 | 3.9284 | 3.8748 | 3.2936 | 0.68736 | 2.0358 | 0.27952 | 229.7963 | 22877.6849 | 0.61726 | 28244.0554 | 0.14108 | 0.54828 | 0.01937 | 0.56765 | 448.7886 | 22877.6849 | 0.61726 | 28244.0554 | 0.14108 | 0.9049 | 0.01937 | 0.92427 | 730.7328 | 22877.6849 | 0.61726 | 29443.6099 | 0.14108 | 0.066667 | 0.8291 | 0.028524 | 0.85762 | 678.0388 | 22877.6849 | 0.61726 | 29557.7324 | 0.0042 | 0.57378 | 0.00057666 | 0.57436 | 454.2653 | 22877.6849 | 0.61726 | 27332.9568 | 0.0042 | 0.87571 | 0.00057666 | 0.87629 | 692.9698 | 22877.6849 | 0.61726 | 28813.2051 | 0.0042 | 0.066667 | 0.81135 | 0.00973 | 0.82108 | 649.3194
02/15 12:00:00 | 41.9 | 5.5 | 45.47% | 0.9414 | 34891.6443 | 1.0348 | 3.7254 | 3.6803 | 3.3123 | 0.48296 | 1.4911 | 0.20472 | 235.7336 | 0.9414 | 34891.6443 | 1.0348 | 4.0358 | 3.987 | 3.3889 | 0.65568 | 1.9785 | 0.27165 | 230.068 | 16851.1905 | 0.45466 | 20803.9389 | 0.10392 | 0.40385 | 0.014268 | 0.41812 | 449.2068 | 16851.1905 | 0.45466 | 20803.9389 | 0.10392 | 0.66653 | 0.014268 | 0.6808 | 731.4136 | 16851.1905 | 0.45466 | 21687.5039 | 0.10392 | 0.049105 | 0.6107 | 0.02101 | 0.6317 | 678.6705 | 16851.1905 | 0.45466 | 21771.564 | 0.0042 | 0.42264 | 0.00057666 | 0.42321 | 454.6885 | 16851.1905 | 0.45466 | 20132.8441 | 0.0042 | 0.64503 | 0.00057666 | 0.64561 | 693.6154 | 16851.1905 | 0.45466 | 21223.1619 | 0.0042 | 0.049105 | 0.59762 | 0.0073188 | 0.60494 | 649.9243
02/15 13:00:00 | 42.8 | 6 | 40.25% | 0.95516 | 35401.7006 | 1.0429 | 3.7544 | 3.7119 | 3.3407 | 0.42138 | 1.3087 | 0.17969 | 235.9132 | 0.95516 | 35401.7006 | 1.0429 | 4.0673 | 4.0212 | 3.418 | 0.42138 | 1.2791 | 0.17562 | 230.2436 | 14917.3976 | 0.40248 | 18416.5403 | 0.091991 | 0.35751 | 0.01263 | 0.37014 | 449.5769 | 14917.3976 | 0.40248 | 18416.5403 | 0.091991 | 0.59004 | 0.01263 | 0.60267 | 732.0163 | 14917.3976 | 0.40248 | 19198.7099 | 0.091991 | 0.04347 | 0.54061 | 0.018599 | 0.55921 | 679.2297 | 14917.3976 | 0.40248 | 19273.1235 | 0.0042 | 0.37414 | 0.00057666 | 0.37471 | 455.0632 | 14917.3976 | 0.40248 | 17822.4583 | 0.0042 | 0.57101 | 0.00057666 | 0.57158 | 694.187 | 14917.3976 | 0.40248 | 18787.6544 | 0.0042 | 0.04347 | 0.52904 | 0.0065451 | 0.53558 | 650.4599
02/15 14:00:00 | 44.06 | 6.7 | 37.96% | 0.97459 | 36121.741 | 1.0537 | 3.7934 | 3.7554 | 3.3799 | 0.38946 | 1.2199 | 0.16749 | 236.0807 | 0.97459 | 36121.741 | 1.0537 | 4.1095 | 4.0684 | 3.4581 | 0.41298 | 1.2643 | 0.17359 | 230.4172 | 14067.9839 | 0.37956 | 17367.8813 | 0.086753 | 0.33715 | 0.011911 | 0.34906 | 449.926 | 14067.9839 | 0.37956 | 17367.8813 | 0.086753 | 0.55644 | 0.011911 | 0.56835 | 732.5846 | 14067.9839 | 0.37956 | 18105.5134 | 0.086753 | 0.040995 | 0.50983 | 0.01754 | 0.52737 | 679.757 | 14067.9839 | 0.37956 | 18175.6898 | 0.0042 | 0.35283 | 0.00057666 | 0.35341 | 455.4166 | 14067.9839 | 0.37956 | 16807.6271 | 0.0042 | 0.53849 | 0.00057666 | 0.53907 | 694.7261 | 14067.9839 | 0.37956 | 17717.8638 | 0.0042 | 0.040995 | 0.49891 | 0.0062053 | 0.50512 | 650.965
02/15 15:00:00 | 45.5 | 7.5 | 36.63% | 0.99702 | 36953.1608 | 1.0653 | 3.8352 | 3.8043 | 3.4238 | 0.36739 | 1.1621 | 0.15956 | 236.2403 | 0.99702 | 36953.1608 | 1.0653 | 4.1548 | 4.1213 | 3.5031 | 0.36739 | 1.1359 | 0.15595 | 230.5731 | 13576.3798 | 0.3663 | 16760.9627 | 0.083721 | 0.32537 | 0.011495 | 0.33686 | 450.2628 | 13576.3798 | 0.3663 | 16760.9627 | 0.083721 | 0.537 | 0.011495 | 0.54849 | 733.1331 | 13576.3798 | 0.3663 | 17472.8183 | 0.083721 | 0.039562 | 0.49201 | 0.016927 | 0.50894 | 680.266 | 13576.3798 | 0.3663 | 17540.5424 | 0.0042 | 0.3405 | 0.00057666 | 0.34108 | 455.7577 | 13576.3798 | 0.3663 | 16220.2865 | 0.0042 | 0.51968 | 0.00057666 | 0.52025 | 695.2463 | 13576.3798 | 0.3663 | 17098.7151 | 0.0042 | 0.039562 | 0.48148 | 0.0060086 | 0.48749 | 651.4525
02/15 16:00:00 | 47.84 | 8.8 | 35.24% | 1.034 | 38323.593 | 1.0824 | 3.8965 | 3.8816 | 3.4934 | 0.34078 | 1.0957 | 0.15043 | 236.3907 | 1.034 | 38323.593 | 1.0824 | 4.2212 | 4.2051 | 3.5743 | 0.35426 | 1.1132 | 0.15285 | 230.726 | 13059.7619 | 0.35236 | 16123.1629 | 0.080535 | 0.31299 | 0.011057 | 0.32405 | 450.5869 | 13059.7619 | 0.35236 | 16123.1629 | 0.080535 | 0.51656 | 0.011057 | 0.52762 | 733.6608 | 13059.7619 | 0.35236 | 16807.9304 | 0.080535 | 0.038057 | 0.47329 | 0.016283 | 0.48957 | 680.7556 | 13059.7619 | 0.35236 | 16873.0774 | 0.0042 | 0.32755 | 0.00057666 | 0.32812 | 456.0858 | 13059.7619 | 0.35236 | 15603.0609 | 0.0042 | 0.4999 | 0.00057666 | 0.50048 | 695.7468 | 13059.7619 | 0.35236 | 16448.0629 | 0.0042 | 0.038057 | 0.46316 | 0.0058019 | 0.46896 | 651.9215
02/15 17:00:00 | 41 | 5 | 41.02% | 0.92774 | 34385.1365 | 1.0265 | 3.6954 | 3.6483 | 3.2835 | 0.44221 | 1.3572 | 0.18635 | 236.5771 | 0.92774 | 34385.1365 | 1.0265 | 4.0033 | 3.9524 | 3.3595 | 0.44221 | 1.3265 | 0.18213 | 230.9081 | 15205.2948 | 0.41025 | 18771.9689 | 0.093766 | 0.36441 | 0.012874 | 0.37728 | 450.9641 | 15205.2948 | 0.41025 | 18771.9689 | 0.093766 | 0.60143 | 0.012874 | 0.6143 | 734.2751 | 15205.2948 | 0.41025 | 19569.234 | 0.093766 | 0.044309 | 0.55105 | 0.018958 | 0.57 | 681.3256 | 15205.2948 | 0.41025 | 19645.0837 | 0.0042 | 0.38136 | 0.00057666 | 0.38193 | 456.4677 | 15205.2948 | 0.41025 | 18166.4215 | 0.0042 | 0.58203 | 0.00057666 | 0.5826 | 696.3294 | 15205.2948 | 0.41025 | 19150.2453 | 0.0042 | 0.044309 | 0.53925 | 0.0066603 | 0.54591 | 652.4674
02/15 18:00:00 | 43.34 | 6.3 | 51.3% | 0.96347 | 35709.4377 | 1.0476 | 3.7714 | 3.7306 | 3.3575 | 0.5324 | 1.6596 | 0.22786 | 236.8049 | 0.96347 | 35709.4377 | 1.0476 | 4.0856 | 4.0415 | 3.4353 | 0.42581 | 1.2973 | 0.17811 | 231.0862 | 19011.8759 | 0.51295 | 23471.4518 | 0.11724 | 0.45564 | 0.016097 | 0.47173 | 451.4359 | 19011.8759 | 0.51295 | 23471.4518 | 0.11724 | 0.75199 | 0.016097 | 0.76809 | 735.0432 | 19011.8759 | 0.51295 | 24468.3088 | 0.11724 | 0.055402 | 0.689 | 0.023704 | 0.7127 | 682.0383 | 19011.8759 | 0.51295 | 24563.1472 | 0.0042 | 0.47683 | 0.00057666 | 0.4774 | 456.9451 | 19011.8759 | 0.51295 | 22714.3082 | 0.0042 | 0.72774 | 0.00057666 | 0.72831 | 697.0577 | 19011.8759 | 0.51295 | 23944.4281 | 0.0042 | 0.055402 | 0.67425 | 0.0081833 | 0.68243 | 653.1498
02/15 19:00:00 | 44.78 | 7.1 | 51.67% | 0.98578 | 36536.3154 | 1.0596 | 3.8146 | 3.78 | 3.402 | 0.52415 | 1.6498 | 0.22652 | 237.0315 | 0.98578 | 36536.3154 | 1.0596 | 4.1325 | 4.095 | 3.4807 | 0.52415 | 1.6125 | 0.2214 | 231.3076 | 19150.5315 | 0.5167 | 23642.6315 | 0.11809 | 0.45896 | 0.016214 | 0.47517 | 451.9111 | 19150.5315 | 0.5167 | 23642.6315 | 0.11809 | 0.75748 | 0.016214 | 0.77369 | 735.8168 | 19150.5315 | 0.5167 | 24646.7587 | 0.11809 | 0.055806 | 0.69402 | 0.023877 | 0.7179 | 682.7562 | 19150.5315 | 0.5167 | 24742.2888 | 0.0042 | 0.48031 | 0.00057666 | 0.48088 | 457.426 | 19150.5315 | 0.5167 | 22879.966 | 0.0042 | 0.73304 | 0.00057666 | 0.73362 | 697.7913 | 19150.5315 | 0.5167 | 24119.0573 | 0.0042 | 0.055806 | 0.67916 | 0.0082388 | 0.6874 | 653.8372
02/15 20:00:00 | 45.32 | 7.4 | 44.45% | 0.99421 | 36848.7366 | 1.0639 | 3.8301 | 3.7982 | 3.4184 | 0.44706 | 1.4124 | 0.19392 | 237.2254 | 0.99421 | 36848.7366 | 1.0639 | 4.1493 | 4.1147 | 3.4975 | 0.51971 | 1.6048 | 0.22033 | 231.528 | 16473.5144 | 0.44447 | 20337.6721 | 0.10159 | 0.3948 | 0.013948 | 0.40875 | 452.3198 | 16473.5144 | 0.44447 | 20337.6721 | 0.10159 | 0.65159 | 0.013948 | 0.66554 | 736.4824 | 16473.5144 | 0.44447 | 21201.4342 | 0.10159 | 0.048005 | 0.59701 | 0.020539 | 0.61755 | 683.3737 | 16473.5144 | 0.44447 | 21283.6103 | 0.0042 | 0.41316 | 0.00057666 | 0.41374 | 457.8398 | 16473.5144 | 0.44447 | 19681.6182 | 0.0042 | 0.63057 | 0.00057666 | 0.63115 | 698.4225 | 16473.5144 | 0.44447 | 20747.4993 | 0.0042 | 0.048005 | 0.58423 | 0.0071677 | 0.59139 | 654.4286
02/15 21:00:00 | 47.12 | 8.4 | 40.89% | 1.0226 | 37899.3666 | 1.0774 | 3.8785 | 3.8581 | 3.4723 | 0.39993 | 1.2793 | 0.17565 | 237.401 | 1.0226 | 37899.3666 | 1.0774 | 4.2017 | 4.1796 | 3.5526 | 0.39993 | 1.2504 | 0.17168 | 231.6996 | 15156.9252 | 0.40894 | 18712.2533 | 0.093468 | 0.36325 | 0.012833 | 0.37608 | 452.6959 | 15156.9252 | 0.40894 | 18712.2533 | 0.093468 | 0.59952 | 0.012833 | 0.61235 | 737.0947 | 15156.9252 | 0.40894 | 19506.9822 | 0.093468 | 0.044168 | 0.54929 | 0.018897 | 0.56819 | 683.9419 | 15156.9252 | 0.40894 | 19582.5907 | 0.0042 | 0.38014 | 0.00057666 | 0.38072 | 458.2205 | 15156.9252 | 0.40894 | 18108.6323 | 0.0042 | 0.58018 | 0.00057666 | 0.58075 | 699.0033 | 15156.9252 | 0.40894 | 19089.3265 | 0.0042 | 0.044168 | 0.53753 | 0.006641 | 0.54417 | 654.9728
02/15 22:00:00 | 49.64 | 9.8 | 38.48% | 1.0629 | 39394.0949 | 1.0938 | 3.9376 | 3.9394 | 3.5455 | 0.36201 | 1.1789 | 0.16186 | 237.5629 | 1.0629 | 39394.0949 | 1.0938 | 4.2657 | 4.2677 | 3.6275 | 0.38475 | 1.2246 | 0.16814 | 231.8678 | 14261.0741 | 0.38477 | 17606.2644 | 0.087943 | 0.34178 | 0.012075 | 0.35385 | 453.0497 | 14261.0741 | 0.38477 | 17606.2644 | 0.087943 | 0.56408 | 0.012075 | 0.57616 | 737.6709 | 14261.0741 | 0.38477 | 18354.0208 | 0.087943 | 0.041558 | 0.51683 | 0.01778 | 0.53461 | 684.4765 | 14261.0741 | 0.38477 | 18425.1604 | 0.0042 | 0.35768 | 0.00057666 | 0.35825 | 458.5787 | 14261.0741 | 0.38477 | 17038.3204 | 0.0042 | 0.54589 | 0.00057666 | 0.54646 | 699.5497 | 14261.0741 | 0.38477 | 17961.0506 | 0.0042 | 0.041558 | 0.50576 | 0.0062825 | 0.51204 | 655.4849
02/15 23:00:00 | 50.72 | 10.4 | 35.51% | 1.0804 | 40043.2092 | 1.0999 | 3.9595 | 3.9734 | 3.576 | 0.32867 | 1.0786 | 0.1481 | 237.711 | 1.0804 | 40043.2092 | 1.0999 | 4.2895 | 4.3045 | 3.6588 | 0.32867 | 1.0542 | 0.14475 | 232.0125 | 13161.075 | 0.3551 | 16248.2407 | 0.08116 | 0.31542 | 0.011143 | 0.32656 | 453.3763 | 13161.075 | 0.3551 | 16248.2407 | 0.08116 | 0.52057 | 0.011143 | 0.53172 | 738.2026 | 13161.075 | 0.3551 | 16938.3205 | 0.08116 | 0.038352 | 0.47696 | 0.016409 | 0.49337 | 684.9699 | 13161.075 | 0.3551 | 17003.9729 | 0.0042 | 0.33009 | 0.00057666 | 0.33066 | 458.9094 | 13161.075 | 0.3551 | 15724.1039 | 0.0042 | 0.50378 | 0.00057666 | 0.50436 | 700.0541 | 13161.075 | 0.3551 | 16575.6612 | 0.0042 | 0.038352 | 0.46675 | 0.0058424 | 0.47259 | 655.9574
02/15 24:00:00 | 46.04 | 7.8 | 40.35% | 1.0055 | 37267.2853 | 1.0695 | 3.8501 | 3.8223 | 3.4401 | 0.40129 | 1.2741 | 0.17493 | 237.8859 | 1.0055 | 37267.2853 | 1.0695 | 4.1709 | 4.1409 | 3.5197 | 0.35315 | 1.0959 | 0.15047 | 232.163 | 14954.9146 | 0.40349 | 18462.8575 | 0.092222 | 0.35841 | 0.012662 | 0.37107 | 453.7474 | 14954.9146 | 0.40349 | 18462.8575 | 0.092222 | 0.59153 | 0.012662 | 0.60419 | 738.8068 | 14954.9146 | 0.40349 | 19246.9943 | 0.092222 | 0.04358 | 0.54197 | 0.018646 | 0.56062 | 685.5305 | 14954.9146 | 0.40349 | 19321.5951 | 0.0042 | 0.37508 | 0.00057666 | 0.37565 | 459.2851 | 14954.9146 | 0.40349 | 17867.2815 | 0.0042 | 0.57244 | 0.00057666 | 0.57302 | 700.6271 | 14954.9146 | 0.40349 | 18834.905 | 0.0042 | 0.04358 | 0.53037 | 0.0065601 | 0.53693 | 656.4944
02/16 01:00:00 | 42.44 | 5.8 | 44.5% | 0.94965 | 35197.2523 | 1.0397 | 3.7429 | 3.6993 | 3.3293 | 0.46861 | 1.452 | 0.19935 | 238.0853 | 0.94965 | 35197.2523 | 1.0397 | 4.0548 | 4.0075 | 3.4064 | 0.46861 | 1.4191 | 0.19484 | 232.3578 | 16493.8221 | 0.44502 | 20362.7433 | 0.10171 | 0.39529 | 0.013965 | 0.40925 | 454.1566 | 16493.8221 | 0.44502 | 20362.7433 | 0.10171 | 0.6524 | 0.013965 | 0.66636 | 739.4732 | 16493.8221 | 0.44502 | 21227.5702 | 0.10171 | 0.048064 | 0.59774 | 0.020564 | 0.61831 | 686.1488 | 16493.8221 | 0.44502 | 21309.8476 | 0.0042 | 0.41367 | 0.00057666 | 0.41425 | 459.6993 | 16493.8221 | 0.44502 | 19705.8806 | 0.0042 | 0.63135 | 0.00057666 | 0.63193 | 701.259 | 16493.8221 | 0.44502 | 20773.0756 | 0.0042 | 0.048064 | 0.58495 | 0.0071759 | 0.59212 | 657.0865
02/16 02:00:00 | 39.92 | 4.4 | 51.54% | 0.91146 | 33782.0112 | 1.0162 | 3.6581 | 3.6095 | 3.2485 | 0.56548 | 1.7235 | 0.23663 | 238.3219 | 0.91146 | 33782.0112 | 1.0162 | 3.963 | 3.9103 | 3.3237 | 0.48824 | 1.4544 | 0.19969 | 232.5575 | 19103.1724 | 0.51542 | 23584.1634 | 0.1178 | 0.45782 | 0.016174 | 0.474 | 454.6306 | 19103.1724 | 0.51542 | 23584.1634 | 0.1178 | 0.75561 | 0.016174 | 0.77178 | 740.2449 | 19103.1724 | 0.51542 | 24585.8074 | 0.1178 | 0.055668 | 0.69231 | 0.023818 | 0.71613 | 686.8649 | 19103.1724 | 0.51542 | 24681.1013 | 0.0042 | 0.47912 | 0.00057666 | 0.47969 | 460.179 | 19103.1724 | 0.51542 | 22823.384 | 0.0042 | 0.73123 | 0.00057666 | 0.73181 | 701.9908 | 19103.1724 | 0.51542 | 24059.411 | 0.0042 | 0.055668 | 0.67749 | 0.0082199 | 0.68571 | 657.7722
02/16 03:00:00 | 41 | 5 | 62.51% | 0.92774 | 34385.1365 | 1.0265 | 3.6954 | 3.6483 | 3.2835 | 0.67374 | 2.0679 | 0.28392 | 238.6058 | 0.92774 | 34385.1365 | 1.0265 | 4.0033 | 3.9524 | 3.3595 | 0.67374 | 2.0211 | 0.27749 | 232.835 | 23166.8032 | 0.62506 | 28600.9916 | 0.14286 | 0.55521 | 0.019615 | 0.57483 | 455.2054 | 23166.8032 | 0.62506 | 28600.9916 | 0.14286 | 0.91634 | 0.019615 | 0.93595 | 741.1809 | 23166.8032 | 0.62506 | 29815.7056 | 0.14286 | 0.06751 | 0.83958 | 0.028884 | 0.86846 | 687.7334 | 23166.8032 | 0.62506 | 29931.2703 | 0.0042 | 0.58104 | 0.00057666 | 0.58161 | 460.7606 | 23166.8032 | 0.62506 | 27678.379 | 0.0042 | 0.88678 | 0.00057666 | 0.88735 | 702.8782 | 23166.8032 | 0.62506 | 29177.334 | 0.0042 | 0.06751 | 0.8216 | 0.0098457 | 0.83145 | 658.6036
02/16 04:00:00 | 41.9 | 5.5 | 59.28% | 0.9414 | 34891.6443 | 1.0348 | 3.7254 | 3.6803 | 3.3123 | 0.62967 | 1.944 | 0.26692 | 238.8728 | 0.9414 | 34891.6443 | 1.0348 | 4.0358 | 3.987 | 3.3889 | 0.66396 | 2.0035 | 0.27508 | 233.1101 | 21970.2566 | 0.59277 | 27123.7735 | 0.13548 | 0.52654 | 0.018602 | 0.54514 | 455.7506 | 21970.2566 | 0.59277 | 27123.7735 | 0.13548 | 0.86901 | 0.018602 | 0.88761 | 742.0685 | 21970.2566 | 0.59277 | 28275.7485 | 0.13548 | 0.064023 | 0.79621 | 0.027392 | 0.8236 | 688.557 | 21970.2566 | 0.59277 | 28385.3444 | 0.0042 | 0.55103 | 0.00057666 | 0.5516 | 461.3122 | 21970.2566 | 0.59277 | 26248.8131 | 0.0042 | 0.84098 | 0.00057666 | 0.84155 | 703.7197 | 21970.2566 | 0.59277 | 27670.3483 | 0.0042 | 0.064023 | 0.77917 | 0.009367 | 0.78853 | 659.3922
02/16 05:00:00 | 40.46 | 4.7 | 57.85% | 0.91958 | 34082.9351 | 1.0214 | 3.6769 | 3.629 | 3.2661 | 0.62908 | 1.924 | 0.26417 | 239.1369 | 0.91958 | 34082.9351 | 1.0214 | 3.9833 | 3.9314 | 3.3417 | 0.62908 | 1.8805 | 0.25819 | 233.3683 | 21440.8908 | 0.57849 | 26470.2355 | 0.13222 | 0.51385 | 0.018154 | 0.532 | 456.2826 | 21440.8908 | 0.57849 | 26470.2355 | 0.13222 | 0.84807 | 0.018154 | 0.86622 | 742.9347 | 21440.8908 | 0.57849 | 27594.454 | 0.13222 | 0.06248 | 0.77703 | 0.026732 | 0.80376 | 689.3608 | 21440.8908 | 0.57849 | 27701.4093 | 0.0042 | 0.53775 | 0.00057666 | 0.53833 | 461.8505 | 21440.8908 | 0.57849 | 25616.357 | 0.0042 | 0.82071 | 0.00057666 | 0.82129 | 704.541 | 21440.8908 | 0.57849 | 27003.6408 | 0.0042 | 0.06248 | 0.76039 | 0.0091552 | 0.76955 | 660.1617
02/16 06:00:00 | 40.28 | 4.6 | 58.24% | 0.91687 | 33982.4852 | 1.0196 | 3.6707 | 3.6225 | 3.2602 | 0.63521 | 1.9405 | 0.26643 | 239.4033 | 0.91687 | 33982.4852 | 1.0196 | 3.9766 | 3.9244 | 3.3357 | 0.63094 | 1.8838 | 0.25865 | 233.6269 | 21586.1626 | 0.58241 | 26649.5834 | 0.13311 | 0.51733 | 0.018277 | 0.53561 | 456.8182 | 21586.1626 | 0.58241 | 26649.5834 | 0.13311 | 0.85382 | 0.018277 | 0.87209 | 743.8068 | 21586.1626 | 0.58241 | 27781.419 | 0.13311 | 0.062903 | 0.78229 | 0.026913 | 0.80921 | 690.17 | 21586.1626 | 0.58241 | 27889.0989 | 0.0042 | 0.54139 | 0.00057666 | 0.54197 | 462.3925 | 21586.1626 | 0.58241 | 25789.9194 | 0.0042 | 0.82627 | 0.00057666 | 0.82685 | 705.3679 | 21586.1626 | 0.58241 | 27186.6027 | 0.0042 | 0.062903 | 0.76554 | 0.0092133 | 0.77476 | 660.9365
02/16 07:00:00 | 39.74 | 4.3 | 58.45% | 0.90876 | 33681.9871 | 1.0144 | 3.6518 | 3.603 | 3.2427 | 0.64315 | 1.9579 | 0.26883 | 239.6722 | 0.90876 | 33681.9871 | 1.0144 | 3.9561 | 3.9032 | 3.3177 | 0.64315 | 1.9136 | 0.26274 | 233.8897 | 21662.6242 | 0.58447 | 26743.9804 | 0.13359 | 0.51916 | 0.018341 | 0.5375 | 457.3557 | 21662.6242 | 0.58447 | 26743.9804 | 0.13359 | 0.85684 | 0.018341 | 0.87518 | 744.682 | 21662.6242 | 0.58447 | 27879.8252 | 0.13359 | 0.063126 | 0.78506 | 0.027009 | 0.81207 | 690.982 | 21662.6242 | 0.58447 | 27987.8865 | 0.0042 | 0.54331 | 0.00057666 | 0.54389 | 462.9364 | 21662.6242 | 0.58447 | 25881.2714 | 0.0042 | 0.8292 | 0.00057666 | 0.82978 | 706.1977 | 21662.6242 | 0.58447 | 27282.902 | 0.0042 | 0.063126 | 0.76826 | 0.0092439 | 0.7775 | 661.714
02/16 08:00:00 | 39.38 | 4.1 | 56.61% | 0.90338 | 33482.3647 | 1.0109 | 3.6391 | 3.5899 | 3.2309 | 0.62669 | 1.9034 | 0.26134 | 239.9335 | 0.90338 | 33482.3647 | 1.0109 | 3.9423 | 3.889 | 3.3057 | 0.64699 | 1.9206 | 0.2637 | 234.1534 | 20983.1724 | 0.56614 | 25905.1511 | 0.1294 | 0.50288 | 0.017766 | 0.52065 | 457.8763 | 20983.1724 | 0.56614 | 25905.1511 | 0.1294 | 0.82997 | 0.017766 | 0.84773 | 745.5297 | 20983.1724 | 0.56614 | 27005.3699 | 0.1294 | 0.061146 | 0.76044 | 0.026161 | 0.7866 | 691.7686 | 20983.1724 | 0.56614 | 27110.0419 | 0.0042 | 0.52627 | 0.00057666 | 0.52685 | 463.4632 | 20983.1724 | 0.56614 | 25069.5011 | 0.0042 | 0.80319 | 0.00057666 | 0.80377 | 707.0014 | 20983.1724 | 0.56614 | 26427.1693 | 0.0042 | 0.061146 | 0.74416 | 0.008972 | 0.75313 | 662.4671
02/16 09:00:00 | 41.36 | 5.2 | 55.83% | 0.93319 | 34587.3138 | 1.0299 | 3.7075 | 3.6612 | 3.295 | 0.59823 | 1.8404 | 0.25269 | 240.1862 | 0.93319 | 34587.3138 | 1.0299 | 4.0164 | 3.9663 | 3.3713 | 0.59823 | 1.7988 | 0.24697 | 234.4004 | 20691.2864 | 0.55827 | 25544.798 | 0.1276 | 0.49588 | 0.017519 | 0.5134 | 458.3897 | 20691.2864 | 0.55827 | 25544.798 | 0.1276 | 0.81842 | 0.017519 | 0.83594 | 746.3657 | 20691.2864 | 0.55827 | 26629.7122 | 0.1276 | 0.060296 | 0.74986 | 0.025798 | 0.77566 | 692.5443 | 20691.2864 | 0.55827 | 26732.9281 | 0.0042 | 0.51895 | 0.00057666 | 0.51953 | 463.9828 | 20691.2864 | 0.55827 | 24720.7723 | 0.0042 | 0.79202 | 0.00057666 | 0.7926 | 707.794 | 20691.2864 | 0.55827 | 26059.5546 | 0.0042 | 0.060296 | 0.73381 | 0.0088553 | 0.74266 | 663.2098
02/16 10:00:00 | 46.94 | 8.3 | 49% | 1.0197 | 37793.6649 | 1.0761 | 3.8739 | 3.8522 | 3.4669 | 0.48052 | 1.5352 | 0.21079 | 240.397 | 1.0197 | 37793.6649 | 1.0761 | 4.1967 | 4.1732 | 3.5472 | 0.54748 | 1.7096 | 0.23473 | 234.6351 | 18160.4981 | 0.48998 | 22420.368 | 0.11199 | 0.43523 | 0.015376 | 0.45061 | 458.8404 | 18160.4981 | 0.48998 | 22420.368 | 0.11199 | 0.71832 | 0.015376 | 0.73369 | 747.0994 | 18160.4981 | 0.48998 | 23372.5844 | 0.11199 | 0.052921 | 0.65814 | 0.022642 | 0.68079 | 693.2251 | 18160.4981 | 0.48998 | 23463.1758 | 0.0042 | 0.45547 | 0.00057666 | 0.45605 | 464.4388 | 18160.4981 | 0.48998 | 21697.1303 | 0.0042 | 0.69515 | 0.00057666 | 0.69572 | 708.4897 | 18160.4981 | 0.48998 | 22872.1638 | 0.0042 | 0.052921 | 0.64405 | 0.0078427 | 0.6519 | 663.8617
02/16 11:00:00 | 48.92 | 9.4 | 40.83% | 1.0513 | 38964.1908 | 1.0894 | 3.9218 | 3.9165 | 3.5248 | 0.38839 | 1.2583 | 0.17276 | 240.5698 | 1.0513 | 38964.1908 | 1.0894 | 4.2486 | 4.2428 | 3.6064 | 0.38839 | 1.2298 | 0.16886 | 234.8039 | 15133.1089 | 0.4083 | 18682.8505 | 0.093321 | 0.36268 | 0.012813 | 0.37549 | 459.2158 | 15133.1089 | 0.4083 | 18682.8505 | 0.093321 | 0.59857 | 0.012813 | 0.61139 | 747.7108 | 15133.1089 | 0.4083 | 19476.3306 | 0.093321 | 0.044099 | 0.54843 | 0.018868 | 0.5673 | 693.7924 | 15133.1089 | 0.4083 | 19551.8203 | 0.0042 | 0.37955 | 0.00057666 | 0.38012 | 464.8189 | 15133.1089 | 0.4083 | 18080.1779 | 0.0042 | 0.57926 | 0.00057666 | 0.57984 | 709.0696 | 15133.1089 | 0.4083 | 19059.3311 | 0.0042 | 0.044099 | 0.53669 | 0.0066314 | 0.54332 | 664.405
02/16 12:00:00 | 51.08 | 10.6 | 35.64% | 1.0863 | 40260.7161 | 1.1018 | 3.9664 | 3.9846 | 3.5861 | 0.32814 | 1.0797 | 0.14824 | 240.718 | 1.0863 | 40260.7161 | 1.1018 | 4.2969 | 4.3166 | 3.6692 | 0.37588 | 1.2088 | 0.16597 | 234.9699 | 13211.2827 | 0.35645 | 16310.2255 | 0.08147 | 0.31662 | 0.011186 | 0.32781 | 459.5437 | 13211.2827 | 0.35645 | 16310.2255 | 0.08147 | 0.52256 | 0.011186 | 0.53374 | 748.2445 | 13211.2827 | 0.35645 | 17002.9378 | 0.08147 | 0.038499 | 0.47878 | 0.016472 | 0.49525 | 694.2876 | 13211.2827 | 0.35645 | 17068.8407 | 0.0042 | 0.33135 | 0.00057666 | 0.33192 | 465.1509 | 13211.2827 | 0.35645 | 15784.0892 | 0.0042 | 0.5057 | 0.00057666 | 0.50628 | 709.5759 | 13211.2827 | 0.35645 | 16638.8951 | 0.0042 | 0.038499 | 0.46853 | 0.0058625 | 0.47439 | 664.8794
02/16 13:00:00 | 51.08 | 10.6 | 30.62% | 1.0863 | 40260.7161 | 1.1018 | 3.9664 | 3.9846 | 3.5861 | 0.28193 | 0.92765 | 0.12737 | 240.8454 | 1.0863 | 40260.7161 | 1.1018 | 4.2969 | 4.3166 | 3.6692 | 0.28193 | 0.90666 | 0.12449 | 235.0944 | 11350.664 | 0.30625 | 14013.1655 | 0.069996 | 0.27203 | 0.0096104 | 0.28164 | 459.8253 | 11350.664 | 0.30625 | 14013.1655 | 0.069996 | 0.44896 | 0.0096104 | 0.45857 | 748.7031 | 11350.664 | 0.30625 | 14608.3192 | 0.069996 | 0.033077 | 0.41135 | 0.014152 | 0.42551 | 694.7132 | 11350.664 | 0.30625 | 14664.9406 | 0.0042 | 0.28468 | 0.00057666 | 0.28526 | 465.4361 | 11350.664 | 0.30625 | 13561.1279 | 0.0042 | 0.43448 | 0.00057666 | 0.43506 | 710.0109 | 11350.664 | 0.30625 | 14295.5467 | 0.0042 | 0.033077 | 0.40255 | 0.0051181 | 0.40766 | 665.2871
02/16 14:00:00 | 53.96 | 12.2 | 21.5% | 1.1338 | 42021.2114 | 1.1146 | 4.0124 | 4.0724 | 3.6652 | 0.18963 | 0.63721 | 0.087489 | 240.9329 | 1.1338 | 42021.2114 | 1.1146 | 4.3467 | 4.4118 | 3.75 | 0.27012 | 0.88712 | 0.1218 | 235.2162 | 7968.6216 | 0.215 | 9837.8044 | 0.04914 | 0.19097 | 0.0067469 | 0.19772 | 460.023 | 7968.6216 | 0.215 | 9837.8044 | 0.04914 | 0.31519 | 0.0067469 | 0.32194 | 749.025 | 7968.6216 | 0.215 | 10255.6262 | 0.04914 | 0.023221 | 0.28879 | 0.0099352 | 0.29872 | 695.0119 | 7968.6216 | 0.215 | 10295.3767 | 0.0042 | 0.19986 | 0.00057666 | 0.20043 | 465.6366 | 7968.6216 | 0.215 | 9520.4559 | 0.0042 | 0.30502 | 0.00057666 | 0.3056 | 710.3165 | 7968.6216 | 0.215 | 10036.0474 | 0.0042 | 0.023221 | 0.2826 | 0.0037649 | 0.28637 | 665.5734
02/16 15:00:00 | 55.04 | 12.8 | 11.6% | 1.1518 | 42690.7653 | 1.1182 | 4.0255 | 4.1045 | 3.694 | 0.10067 | 0.34099 | 0.046817 | 240.9797 | 1.1518 | 42690.7653 | 1.1182 | 4.3609 | 4.4465 | 3.7795 | 0.10067 | 0.33327 | 0.045758 | 235.2619 | 4297.7985 | 0.11596 | 5305.9241 | 0.026503 | 0.103 | 0.0036389 | 0.10664 | 460.1296 | 4297.7985 | 0.11596 | 5305.9241 | 0.026503 | 0.16999 | 0.0036389 | 0.17363 | 749.1986 | 4297.7985 | 0.11596 | 5531.2722 | 0.026503 | 0.012524 | 0.15575 | 0.0053584 | 0.16111 | 695.173 | 4297.7985 | 0.11596 | 5552.7113 | 0.0042 | 0.10779 | 0.00057666 | 0.10837 | 465.7449 | 4297.7985 | 0.11596 | 5134.7653 | 0.0042 | 0.16451 | 0.00057666 | 0.16509 | 710.4816 | 4297.7985 | 0.11596 | 5412.8445 | 0.0042 | 0.012524 | 0.15242 | 0.0022962 | 0.15472 | 665.7281
02/16 16:00:00 | 55.76 | 13.2 | 9.03% | 1.1639 | 43139.9733 | 1.1202 | 4.0329 | 4.1256 | 3.7131 | 0.077583 | 0.26418 | 0.036272 | 241.0159 | 1.1639 | 43139.9733 | 1.1202 | 4.3689 | 4.4694 | 3.799 | 0.099625 | 0.33156 | 0.045524 | 235.3075 | 3346.9091 | 0.090302 | 4131.9866 | 0.020639 | 0.080211 | 0.0028338 | 0.083045 | 460.2127 | 3346.9091 | 0.090302 | 4131.9866 | 0.020639 | 0.13238 | 0.0028338 | 0.13522 | 749.3339 | 3346.9091 | 0.090302 | 4307.4764 | 0.020639 | 0.0097531 | 0.12129 | 0.0041729 | 0.12547 | 695.2985 | 3346.9091 | 0.090302 | 4324.172 | 0.0042 | 0.083942 | 0.00057666 | 0.084519 | 465.8294 | 3346.9091 | 0.090302 | 3998.6967 | 0.0042 | 0.12811 | 0.00057666 | 0.12869 | 710.6103 | 3346.9091 | 0.090302 | 4215.2508 | 0.0042 | 0.0097531 | 0.1187 | 0.0019158 | 0.12061 | 665.8487
02/16 17:00:00 | 54.68 | 12.6 | 8.236% | 1.1458 | 42467.0129 | 1.117 | 4.0214 | 4.0938 | 3.6845 | 0.071879 | 0.24281 | 0.033338 | 241.0493 | 1.1458 | 42467.0129 | 1.117 | 4.3565 | 4.435 | 3.7697 | 0.071879 | 0.23732 | 0.032584 | 235.3401 | 3052.4921 | 0.082358 | 3768.5088 | 0.018824 | 0.073156 | 0.0025845 | 0.07574 | 460.2884 | 3052.4921 | 0.082358 | 3768.5088 | 0.018824 | 0.12074 | 0.0025845 | 0.12332 | 749.4572 | 3052.4921 | 0.082358 | 3928.5613 | 0.018824 | 0.0088952 | 0.11062 | 0.0038058 | 0.11443 | 695.4129 | 3052.4921 | 0.082358 | 3943.7882 | 0.0042 | 0.076558 | 0.00057666 | 0.077135 | 465.9066 | 3052.4921 | 0.082358 | 3646.944 | 0.0042 | 0.11684 | 0.00057666 | 0.11742 | 710.7277 | 3052.4921 | 0.082358 | 3844.4485 | 0.0042 | 0.0088952 | 0.10826 | 0.001798 | 0.11005 | 665.9588
02/16 18:00:00 | 51.62 | 10.9 | 9.472% | 1.0951 | 40588.0411 | 1.1045 | 3.9762 | 4.0013 | 3.6012 | 0.086491 | 0.2857 | 0.039227 | 241.0885 | 1.0951 | 40588.0411 | 1.1045 | 4.3076 | 4.3348 | 3.6845 | 0.075207 | 0.24281 | 0.033337 | 235.3734 | 3510.5178 | 0.094716 | 4333.9726 | 0.021648 | 0.084133 | 0.0029723 | 0.087105 | 460.3755 | 3510.5178 | 0.094716 | 4333.9726 | 0.021648 | 0.13885 | 0.0029723 | 0.14183 | 749.599 | 3510.5178 | 0.094716 | 4518.0409 | 0.021648 | 0.01023 | 0.12722 | 0.0043769 | 0.1316 | 695.5445 | 3510.5178 | 0.094716 | 4535.5527 | 0.0042 | 0.088046 | 0.00057666 | 0.088622 | 465.9952 | 3510.5178 | 0.094716 | 4194.167 | 0.0042 | 0.13438 | 0.00057666 | 0.13495 | 710.8627 | 3510.5178 | 0.094716 | 4421.307 | 0.0042 | 0.01023 | 0.1245 | 0.0019812 | 0.12648 | 666.0853
02/16 19:00:00 | 50.9 | 10.5 | 11.73% | 1.0833 | 40151.8917 | 1.1008 | 3.963 | 3.979 | 3.5811 | 0.10827 | 0.35577 | 0.048848 | 241.1374 | 1.0833 | 40151.8917 | 1.1008 | 4.2932 | 4.3106 | 3.664 | 0.10827 | 0.34773 | 0.047743 | 235.4211 | 4347.1046 | 0.11729 | 5366.7958 | 0.026807 | 0.10418 | 0.0036806 | 0.10786 | 460.4834 | 4347.1046 | 0.11729 | 5366.7958 | 0.026807 | 0.17194 | 0.0036806 | 0.17563 | 749.7746 | 4347.1046 | 0.11729 | 5594.7292 | 0.026807 | 0.012668 | 0.15754 | 0.0054199 | 0.16296 | 695.7074 | 4347.1046 | 0.11729 | 5616.4142 | 0.0042 | 0.10903 | 0.00057666 | 0.1096 | 466.1048 | 4347.1046 | 0.11729 | 5193.6734 | 0.0042 | 0.1664 | 0.00057666 | 0.16698 | 711.0296 | 4347.1046 | 0.11729 | 5474.9428 | 0.0042 | 0.012668 | 0.15417 | 0.0023159 | 0.15648 | 666.2418
02/16 20:00:00 | 45.86 | 7.7 | 16.71% | 1.0027 | 37162.4352 | 1.0681 | 3.8451 | 3.8163 | 3.4347 | 0.16665 | 0.52844 | 0.072555 | 241.2099 | 1.0027 | 37162.4352 | 1.0681 | 4.1656 | 4.1344 | 3.5142 | 0.11698 | 0.36255 | 0.049778 | 235.4709 | 6192.9424 | 0.16709 | 7645.608 | 0.03819 | 0.14842 | 0.0052435 | 0.15366 | 460.6371 | 6192.9424 | 0.16709 | 7645.608 | 0.03819 | 0.24496 | 0.0052435 | 0.2502 | 750.0248 | 6192.9424 | 0.16709 | 7970.3249 | 0.03819 | 0.018047 | 0.22444 | 0.0077213 | 0.23216 | 695.9396 | 6192.9424 | 0.16709 | 8001.2176 | 0.0042 | 0.15532 | 0.00057666 | 0.1559 | 466.2607 | 6192.9424 | 0.16709 | 7398.9754 | 0.0042 | 0.23705 | 0.00057666 | 0.23763 | 711.2673 | 6192.9424 | 0.16709 | 7799.6756 | 0.0042 | 0.018047 | 0.21963 | 0.0030545 | 0.22268 | 666.4644
02/16 21:00:00 | 45.68 | 7.6 | 22.51% | 0.99984 | 37057.727 | 1.0667 | 3.8402 | 3.8103 | 3.4293 | 0.22517 | 0.71315 | 0.097916 | 241.3078 | 0.99984 | 37057.727 | 1.0667 | 4.1602 | 4.1278 | 3.5087 | 0.22517 | 0.69702 | 0.095701 | 235.5666 | 8344.4009 | 0.22514 | 10301.7295 | 0.051457 | 0.19998 | 0.0070651 | 0.20705 | 460.8441 | 8344.4009 | 0.22514 | 10301.7295 | 0.051457 | 0.33005 | 0.0070651 | 0.33712 | 750.362 | 8344.4009 | 0.22514 | 10739.2546 | 0.051457 | 0.024316 | 0.30241 | 0.010404 | 0.31281 | 696.2524 | 8344.4009 | 0.22514 | 10780.8797 | 0.0042 | 0.20928 | 0.00057666 | 0.20986 | 466.4706 | 8344.4009 | 0.22514 | 9969.4156 | 0.0042 | 0.31941 | 0.00057666 | 0.31998 | 711.5873 | 8344.4009 | 0.22514 | 10509.321 | 0.0042 | 0.024316 | 0.29593 | 0.0039153 | 0.29985 | 666.7643
02/16 22:00:00 | 44.6 | 7 | 27.66% | 0.98297 | 36432.4589 | 1.0582 | 3.8094 | 3.7738 | 3.3965 | 0.2814 | 0.88465 | 0.12146 | 241.4293 | 0.98297 | 36432.4589 | 1.0582 | 4.1268 | 4.0883 | 3.4751 | 0.22904 | 0.70375 | 0.096626 | 235.6632 | 10251.9588 | 0.27661 | 12656.7393 | 0.06322 | 0.2457 | 0.0086802 | 0.25438 | 461.0985 | 10251.9588 | 0.27661 | 12656.7393 | 0.06322 | 0.40551 | 0.0086802 | 0.41419 | 750.7761 | 10251.9588 | 0.27661 | 13194.2842 | 0.06322 | 0.029875 | 0.37154 | 0.012782 | 0.38432 | 696.6367 | 10251.9588 | 0.27661 | 13245.4248 | 0.0042 | 0.25712 | 0.00057666 | 0.2577 | 466.7283 | 10251.9588 | 0.27661 | 12248.4574 | 0.0042 | 0.39242 | 0.00057666 | 0.393 | 711.9803 | 10251.9588 | 0.27661 | 12911.7869 | 0.0042 | 0.029875 | 0.36358 | 0.0046785 | 0.36826 | 667.1326
02/16 23:00:00 | 47.3 | 8.5 | 30.87% | 1.0254 | 38005.2103 | 1.0786 | 3.8831 | 3.864 | 3.4776 | 0.30106 | 0.9643 | 0.1324 | 241.5617 | 1.0254 | 38005.2103 | 1.0786 | 4.2067 | 4.186 | 3.5581 | 0.30106 | 0.94248 | 0.1294 | 235.7926 | 11441.8836 | 0.30871 | 14125.7822 | 0.070558 | 0.27421 | 0.0096877 | 0.2839 | 461.3824 | 11441.8836 | 0.30871 | 14125.7822 | 0.070558 | 0.45257 | 0.0096877 | 0.46226 | 751.2384 | 11441.8836 | 0.30871 | 14725.7189 | 0.070558 | 0.033342 | 0.41466 | 0.014266 | 0.42892 | 697.0657 | 11441.8836 | 0.30871 | 14782.7953 | 0.0042 | 0.28697 | 0.00057666 | 0.28755 | 467.0158 | 11441.8836 | 0.30871 | 13670.1118 | 0.0042 | 0.43797 | 0.00057666 | 0.43855 | 712.4188 | 11441.8836 | 0.30871 | 14410.4327 | 0.0042 | 0.033342 | 0.40578 | 0.0051546 | 0.41094 | 667.5435
02/16 24:00:00 | 46.04 | 7.8 | 34.04% | 1.0055 | 37267.2853 | 1.0695 | 3.8501 | 3.8223 | 3.4401 | 0.33851 | 1.0748 | 0.14757 | 241.7093 | 1.0055 | 37267.2853 | 1.0695 | 4.1709 | 4.1409 | 3.5197 | 0.30702 | 0.95275 | 0.13081 | 235.9235 | 12615.4474 | 0.34037 | 15574.6264 | 0.077795 | 0.30234 | 0.010681 | 0.31302 | 461.6954 | 12615.4474 | 0.34037 | 15574.6264 | 0.077795 | 0.49899 | 0.010681 | 0.50967 | 751.7481 | 12615.4474 | 0.34037 | 16236.097 | 0.077795 | 0.036762 | 0.45719 | 0.015729 | 0.47292 | 697.5386 | 12615.4474 | 0.34037 | 16299.0276 | 0.0042 | 0.3164 | 0.00057666 | 0.31698 | 467.3328 | 12615.4474 | 0.34037 | 15072.2191 | 0.0042 | 0.48289 | 0.00057666 | 0.48347 | 712.9023 | 12615.4474 | 0.34037 | 15888.4727 | 0.0042 | 0.036762 | 0.4474 | 0.0056241 | 0.45303 | 667.9965
02/17 01:00:00 | 46.04 | 7.8 | 37.26% | 1.0055 | 37267.2853 | 1.0695 | 3.8501 | 3.8223 | 3.4401 | 0.37059 | 1.1766 | 0.16155 | 241.8708 | 1.0055 | 37267.2853 | 1.0695 | 4.1709 | 4.1409 | 3.5197 | 0.37059 | 1.15 | 0.1579 | 236.0813 | 13810.8024 | 0.37263 | 17050.3733 | 0.085167 | 0.33099 | 0.011693 | 0.34268 | 462.0381 | 13810.8024 | 0.37263 | 17050.3733 | 0.085167 | 0.54627 | 0.011693 | 0.55796 | 752.306 | 13810.8024 | 0.37263 | 17774.5204 | 0.085167 | 0.040246 | 0.50051 | 0.017219 | 0.51773 | 698.0563 | 13810.8024 | 0.37263 | 17843.4139 | 0.0042 | 0.34638 | 0.00057666 | 0.34696 | 467.6797 | 13810.8024 | 0.37263 | 16500.3612 | 0.0042 | 0.52865 | 0.00057666 | 0.52923 | 713.4315 | 13810.8024 | 0.37263 | 17393.9576 | 0.0042 | 0.040246 | 0.48979 | 0.0061024 | 0.4959 | 668.4924
02/17 02:00:00 | 45.86 | 7.7 | 38.98% | 1.0027 | 37162.4352 | 1.0681 | 3.8451 | 3.8163 | 3.4347 | 0.38877 | 1.2328 | 0.16927 | 242.0401 | 1.0027 | 37162.4352 | 1.0681 | 4.1656 | 4.1344 | 3.5142 | 0.37163 | 1.1518 | 0.15814 | 236.2395 | 14447.7189 | 0.38981 | 17836.6899 | 0.089094 | 0.34625 | 0.012233 | 0.35848 | 462.3966 | 14447.7189 | 0.38981 | 17836.6899 | 0.089094 | 0.57146 | 0.012233 | 0.5837 | 752.8897 | 14447.7189 | 0.38981 | 18594.2328 | 0.089094 | 0.042102 | 0.52359 | 0.018013 | 0.54161 | 698.5979 | 14447.7189 | 0.38981 | 18666.3034 | 0.0042 | 0.36236 | 0.00057666 | 0.36293 | 468.0427 | 14447.7189 | 0.38981 | 17261.3128 | 0.0042 | 0.55303 | 0.00057666 | 0.55361 | 713.9851 | 14447.7189 | 0.38981 | 18196.1195 | 0.0042 | 0.042102 | 0.51238 | 0.0063572 | 0.51874 | 669.0111
02/17 03:00:00 | 45.32 | 7.4 | 41.06% | 0.99421 | 36848.7366 | 1.0639 | 3.8301 | 3.7982 | 3.4184 | 0.41301 | 1.3048 | 0.17915 | 242.2192 | 0.99421 | 36848.7366 | 1.0639 | 4.1493 | 4.1147 | 3.4975 | 0.41301 | 1.2753 | 0.1751 | 236.4146 | 15218.7881 | 0.41061 | 18788.6273 | 0.093849 | 0.36473 | 0.012885 | 0.37762 | 462.7742 | 15218.7881 | 0.41061 | 18788.6273 | 0.093849 | 0.60196 | 0.012885 | 0.61485 | 753.5046 | 15218.7881 | 0.41061 | 19586.5999 | 0.093849 | 0.044348 | 0.55154 | 0.018975 | 0.57051 | 699.1684 | 15218.7881 | 0.41061 | 19662.5169 | 0.0042 | 0.3817 | 0.00057666 | 0.38227 | 468.4249 | 15218.7881 | 0.41061 | 18182.5425 | 0.0042 | 0.58254 | 0.00057666 | 0.58312 | 714.5682 | 15218.7881 | 0.41061 | 19167.2394 | 0.0042 | 0.044348 | 0.53973 | 0.0066657 | 0.54639 | 669.5575
02/17 04:00:00 | 44.6 | 7 | 41.99% | 0.98297 | 36432.4589 | 1.0582 | 3.8094 | 3.7738 | 3.3965 | 0.4272 | 1.343 | 0.1844 | 242.4036 | 0.98297 | 36432.4589 | 1.0582 | 4.1268 | 4.0883 | 3.4751 | 0.41773 | 1.2835 | 0.17623 | 236.5908 | 15563.9194 | 0.41993 | 19214.7153 | 0.095978 | 0.373 | 0.013178 | 0.38618 | 463.1604 | 15563.9194 | 0.41993 | 19214.7153 | 0.095978 | 0.61561 | 0.013178 | 0.62879 | 754.1334 | 15563.9194 | 0.41993 | 20030.7843 | 0.095978 | 0.045354 | 0.56404 | 0.019405 | 0.58345 | 699.7519 | 15563.9194 | 0.41993 | 20108.423 | 0.0042 | 0.39035 | 0.00057666 | 0.39093 | 468.8159 | 15563.9194 | 0.41993 | 18594.8858 | 0.0042 | 0.59576 | 0.00057666 | 0.59633 | 715.1646 | 15563.9194 | 0.41993 | 19601.9136 | 0.0042 | 0.045354 | 0.55197 | 0.0068038 | 0.55877 | 670.1163
02/17 05:00:00 | 42.08 | 5.6 | 43.81% | 0.94415 | 34993.3717 | 1.0365 | 3.7313 | 3.6866 | 3.318 | 0.46402 | 1.4343 | 0.19693 | 242.6006 | 0.94415 | 34993.3717 | 1.0365 | 4.0422 | 3.9938 | 3.3948 | 0.46402 | 1.4019 | 0.19248 | 236.7833 | 16237.6727 | 0.4381 | 20046.5095 | 0.10013 | 0.38915 | 0.013748 | 0.4029 | 463.5633 | 16237.6727 | 0.4381 | 20046.5095 | 0.10013 | 0.64226 | 0.013748 | 0.65601 | 754.7894 | 16237.6727 | 0.4381 | 20897.9056 | 0.10013 | 0.047318 | 0.58846 | 0.020245 | 0.60871 | 700.3606 | 16237.6727 | 0.4381 | 20978.9053 | 0.0042 | 0.40725 | 0.00057666 | 0.40783 | 469.2237 | 16237.6727 | 0.4381 | 19399.8479 | 0.0042 | 0.62155 | 0.00057666 | 0.62212 | 715.7867 | 16237.6727 | 0.4381 | 20450.4694 | 0.0042 | 0.047318 | 0.57586 | 0.0070734 | 0.58293 | 670.6992
02/17 06:00:00 | 41.9 | 5.5 | 44.81% | 0.9414 | 34891.6443 | 1.0348 | 3.7254 | 3.6803 | 3.3123 | 0.47602 | 1.4696 | 0.20178 | 242.8023 | 0.9414 | 34891.6443 | 1.0348 | 4.0358 | 3.987 | 3.3889 | 0.46537 | 1.4043 | 0.19281 | 236.9761 | 16609.1044 | 0.44813 | 20505.0672 | 0.10242 | 0.39805 | 0.014063 | 0.41211 | 463.9754 | 16609.1044 | 0.44813 | 20505.0672 | 0.10242 | 0.65695 | 0.014063 | 0.67102 | 755.4604 | 16609.1044 | 0.44813 | 21375.9388 | 0.10242 | 0.0484 | 0.60192 | 0.020708 | 0.62263 | 700.9832 | 16609.1044 | 0.44813 | 21458.7912 | 0.0042 | 0.41657 | 0.00057666 | 0.41714 | 469.6408 | 16609.1044 | 0.44813 | 19843.6134 | 0.0042 | 0.63576 | 0.00057666 | 0.63634 | 716.423 | 16609.1044 | 0.44813 | 20918.2675 | 0.0042 | 0.0484 | 0.58903 | 0.007222 | 0.59626 | 671.2955
02/17 07:00:00 | 41.9 | 5.5 | 44.48% | 0.9414 | 34891.6443 | 1.0348 | 3.7254 | 3.6803 | 3.3123 | 0.4725 | 1.4588 | 0.20029 | 243.0026 | 0.9414 | 34891.6443 | 1.0348 | 4.0358 | 3.987 | 3.3889 | 0.4725 | 1.4258 | 0.19576 | 237.1719 | 16486.4454 | 0.44482 | 20353.6363 | 0.10167 | 0.39511 | 0.013959 | 0.40907 | 464.3845 | 16486.4454 | 0.44482 | 20353.6363 | 0.10167 | 0.6521 | 0.013959 | 0.66606 | 756.1265 | 16486.4454 | 0.44482 | 21218.0765 | 0.10167 | 0.048043 | 0.59748 | 0.020555 | 0.61803 | 701.6012 | 16486.4454 | 0.44482 | 21300.3171 | 0.0042 | 0.41349 | 0.00057666 | 0.41407 | 470.0549 | 16486.4454 | 0.44482 | 19697.0674 | 0.0042 | 0.63107 | 0.00057666 | 0.63164 | 717.0547 | 16486.4454 | 0.44482 | 20763.7852 | 0.0042 | 0.048043 | 0.58468 | 0.0071729 | 0.59186 | 671.8874
02/17 08:00:00 | 41.72 | 5.4 | 41.93% | 0.93866 | 34790.0588 | 1.0332 | 3.7195 | 3.6739 | 3.3065 | 0.44667 | 1.3774 | 0.18912 | 243.1918 | 0.93866 | 34790.0588 | 1.0332 | 4.0294 | 3.9801 | 3.3831 | 0.47388 | 1.4283 | 0.1961 | 237.368 | 15539.8399 | 0.41928 | 19184.9875 | 0.095829 | 0.37243 | 0.013157 | 0.38558 | 464.77 | 15539.8399 | 0.41928 | 19184.9875 | 0.095829 | 0.61466 | 0.013157 | 0.62782 | 756.7543 | 15539.8399 | 0.41928 | 19999.7939 | 0.095829 | 0.045284 | 0.56317 | 0.019375 | 0.58255 | 702.1838 | 15539.8399 | 0.41928 | 20077.3125 | 0.0042 | 0.38975 | 0.00057666 | 0.39032 | 470.4452 | 15539.8399 | 0.41928 | 18566.117 | 0.0042 | 0.59483 | 0.00057666 | 0.59541 | 717.6501 | 15539.8399 | 0.41928 | 19571.5868 | 0.0042 | 0.045284 | 0.55111 | 0.0067942 | 0.55791 | 672.4453
02/17 09:00:00 | 44.24 | 6.8 | 38.43% | 0.97738 | 36225.1717 | 1.0552 | 3.7987 | 3.7616 | 3.3854 | 0.39321 | 1.2331 | 0.16931 | 243.3611 | 0.97738 | 36225.1717 | 1.0552 | 4.1153 | 4.075 | 3.4638 | 0.39321 | 1.2052 | 0.16548 | 237.5334 | 14243.9888 | 0.38431 | 17585.1714 | 0.087838 | 0.34137 | 0.01206 | 0.35343 | 465.1235 | 14243.9888 | 0.38431 | 17585.1714 | 0.087838 | 0.56341 | 0.01206 | 0.57547 | 757.3297 | 14243.9888 | 0.38431 | 18332.0319 | 0.087838 | 0.041508 | 0.51621 | 0.017759 | 0.53397 | 702.7177 | 14243.9888 | 0.38431 | 18403.0863 | 0.0042 | 0.35725 | 0.00057666 | 0.35782 | 470.8031 | 14243.9888 | 0.38431 | 17017.9078 | 0.0042 | 0.54523 | 0.00057666 | 0.54581 | 718.1959 | 14243.9888 | 0.38431 | 17939.5325 | 0.0042 | 0.041508 | 0.50516 | 0.0062757 | 0.51143 | 672.9567
02/17 10:00:00 | 43.7 | 6.5 | 34.5% | 0.96902 | 35915.3055 | 1.0507 | 3.7824 | 3.743 | 3.3687 | 0.35604 | 1.1125 | 0.15275 | 243.5138 | 0.96902 | 35915.3055 | 1.0507 | 4.0976 | 4.055 | 3.4467 | 0.3966 | 1.2112 | 0.1663 | 237.6997 | 12787.4192 | 0.34501 | 15786.9373 | 0.078856 | 0.30646 | 0.010827 | 0.31729 | 465.4408 | 12787.4192 | 0.34501 | 15786.9373 | 0.078856 | 0.50579 | 0.010827 | 0.51662 | 757.8464 | 12787.4192 | 0.34501 | 16457.4249 | 0.078856 | 0.037263 | 0.46342 | 0.015943 | 0.47937 | 703.1971 | 12787.4192 | 0.34501 | 16521.2134 | 0.0042 | 0.32072 | 0.00057666 | 0.32129 | 471.1243 | 12787.4192 | 0.34501 | 15277.6812 | 0.0042 | 0.48948 | 0.00057666 | 0.49005 | 718.6859 | 12787.4192 | 0.34501 | 16105.0619 | 0.0042 | 0.037263 | 0.4535 | 0.0056929 | 0.45919 | 673.4159
02/17 11:00:00 | 44.6 | 7 | 29.97% | 0.98297 | 36432.4589 | 1.0582 | 3.8094 | 3.7738 | 3.3965 | 0.30489 | 0.95851 | 0.1316 | 243.6454 | 0.98297 | 36432.4589 | 1.0582 | 4.1268 | 4.0883 | 3.4751 | 0.30489 | 0.93682 | 0.12863 | 237.8284 | 11107.894 | 0.2997 | 13713.4494 | 0.068499 | 0.26621 | 0.0094049 | 0.27561 | 465.7164 | 11107.894 | 0.2997 | 13713.4494 | 0.068499 | 0.43936 | 0.0094049 | 0.44877 | 758.2951 | 11107.894 | 0.2997 | 14295.8739 | 0.068499 | 0.032369 | 0.40256 | 0.013849 | 0.4164 | 703.6135 | 11107.894 | 0.2997 | 14351.2843 | 0.0042 | 0.27859 | 0.00057666 | 0.27917 | 471.4035 | 11107.894 | 0.2997 | 13271.0801 | 0.0042 | 0.42519 | 0.00057666 | 0.42576 | 719.1117 | 11107.894 | 0.2997 | 13989.791 | 0.0042 | 0.032369 | 0.39394 | 0.0050209 | 0.39896 | 673.8149
02/17 12:00:00 | 42.98 | 6.1 | 26.78% | 0.95793 | 35504.1377 | 1.0445 | 3.7601 | 3.7181 | 3.3463 | 0.27958 | 0.86938 | 0.11937 | 243.7648 | 0.95793 | 35504.1377 | 1.0445 | 4.0735 | 4.028 | 3.4238 | 0.31286 | 0.95086 | 0.13055 | 237.9589 | 9926.237 | 0.26782 | 12254.6136 | 0.061212 | 0.23789 | 0.0084044 | 0.2463 | 465.9627 | 9926.237 | 0.26782 | 12254.6136 | 0.061212 | 0.39262 | 0.0084044 | 0.40103 | 758.6962 | 9926.237 | 0.26782 | 12775.0799 | 0.061212 | 0.028926 | 0.35973 | 0.012376 | 0.37211 | 703.9856 | 9926.237 | 0.26782 | 12824.5957 | 0.0042 | 0.24896 | 0.00057666 | 0.24953 | 471.653 | 9926.237 | 0.26782 | 11859.3035 | 0.0042 | 0.37996 | 0.00057666 | 0.38053 | 719.4922 | 9926.237 | 0.26782 | 12501.558 | 0.0042 | 0.028926 | 0.35203 | 0.0045482 | 0.35658 | 674.1714
02/17 13:00:00 | 44.06 | 6.7 | 23.42% | 0.97459 | 36121.741 | 1.0537 | 3.7934 | 3.7554 | 3.3799 | 0.24034 | 0.75282 | 0.10336 | 243.8681 | 0.97459 | 36121.741 | 1.0537 | 4.1095 | 4.0684 | 3.4581 | 0.24034 | 0.73579 | 0.10102 | 238.0599 | 8681.6157 | 0.23424 | 10718.0441 | 0.053537 | 0.20806 | 0.0073506 | 0.21541 | 466.1781 | 8681.6157 | 0.23424 | 10718.0441 | 0.053537 | 0.34339 | 0.0073506 | 0.35074 | 759.0469 | 8681.6157 | 0.23424 | 11173.2506 | 0.053537 | 0.025299 | 0.31463 | 0.010824 | 0.32545 | 704.3111 | 8681.6157 | 0.23424 | 11216.5577 | 0.0042 | 0.21774 | 0.00057666 | 0.21832 | 471.8714 | 8681.6157 | 0.23424 | 10372.3007 | 0.0042 | 0.33231 | 0.00057666 | 0.33289 | 719.8251 | 8681.6157 | 0.23424 | 10934.0248 | 0.0042 | 0.025299 | 0.30789 | 0.0040502 | 0.31194 | 674.4834
02/17 14:00:00 | 46.04 | 7.8 | 20.01% | 1.0055 | 37267.2853 | 1.0695 | 3.8501 | 3.8223 | 3.4401 | 0.19901 | 0.63188 | 0.086757 | 243.9549 | 1.0055 | 37267.2853 | 1.0695 | 4.1709 | 4.1409 | 3.5197 | 0.23296 | 0.72291 | 0.099255 | 238.1592 | 7416.7331 | 0.20011 | 9156.4606 | 0.045737 | 0.17775 | 0.0062796 | 0.18403 | 466.3621 | 7416.7331 | 0.20011 | 9156.4606 | 0.045737 | 0.29336 | 0.0062796 | 0.29964 | 759.3465 | 7416.7331 | 0.20011 | 9545.3451 | 0.045737 | 0.021613 | 0.26879 | 0.0092471 | 0.27803 | 704.5891 | 7416.7331 | 0.20011 | 9582.3425 | 0.0042 | 0.18602 | 0.00057666 | 0.18659 | 472.058 | 7416.7331 | 0.20011 | 8861.0909 | 0.0042 | 0.2839 | 0.00057666 | 0.28447 | 720.1096 | 7416.7331 | 0.20011 | 9340.9737 | 0.0042 | 0.021613 | 0.26303 | 0.0035441 | 0.26658 | 674.7499
02/17 15:00:00 | 46.04 | 7.8 | 13.9% | 1.0055 | 37267.2853 | 1.0695 | 3.8501 | 3.8223 | 3.4401 | 0.13822 | 0.43886 | 0.060255 | 244.0152 | 1.0055 | 37267.2853 | 1.0695 | 4.1709 | 4.1409 | 3.5197 | 0.13822 | 0.42893 | 0.058892 | 238.2181 | 5151.1775 | 0.13898 | 6359.4784 | 0.031766 | 0.12345 | 0.0043614 | 0.12781 | 466.4899 | 5151.1775 | 0.13898 | 6359.4784 | 0.031766 | 0.20375 | 0.0043614 | 0.20811 | 759.5546 | 5151.1775 | 0.13898 | 6629.5721 | 0.031766 | 0.015011 | 0.18668 | 0.0064224 | 0.1931 | 704.7822 | 5151.1775 | 0.13898 | 6655.2681 | 0.0042 | 0.12919 | 0.00057666 | 0.12977 | 472.1877 | 5151.1775 | 0.13898 | 6154.334 | 0.0042 | 0.19718 | 0.00057666 | 0.19775 | 720.3074 | 5151.1775 | 0.13898 | 6487.6291 | 0.0042 | 0.015011 | 0.18268 | 0.0026377 | 0.18532 | 674.9353
02/17 16:00:00 | 46.94 | 8.3 | 4.907% | 1.0197 | 37793.6649 | 1.0761 | 3.8739 | 3.8522 | 3.4669 | 0.048122 | 0.15375 | 0.021109 | 244.0363 | 1.0197 | 37793.6649 | 1.0761 | 4.1967 | 4.1732 | 3.5472 | 0.1363 | 0.42561 | 0.058436 | 238.2765 | 1818.7021 | 0.04907 | 2245.3112 | 0.011215 | 0.043587 | 0.0015399 | 0.045127 | 466.535 | 1818.7021 | 0.04907 | 2245.3112 | 0.011215 | 0.071937 | 0.0015399 | 0.073477 | 759.6281 | 1818.7021 | 0.04907 | 2340.6719 | 0.011215 | 0.0052998 | 0.065911 | 0.0022675 | 0.068178 | 704.8504 | 1818.7021 | 0.04907 | 2349.7443 | 0.0042 | 0.045614 | 0.00057666 | 0.046191 | 472.2339 | 1818.7021 | 0.04907 | 2172.8818 | 0.0042 | 0.069616 | 0.00057666 | 0.070193 | 720.3775 | 1818.7021 | 0.04907 | 2290.5568 | 0.0042 | 0.0052998 | 0.064499 | 0.0013043 | 0.065804 | 675.0011
02/17 17:00:00 | 46.04 | 7.8 | 0% | 1.0055 | 37267.2853 | 1.0695 | 3.8501 | 3.8223 | 3.4401 | 0 | 0 | 0 | 244.0363 | 1.0055 | 37267.2853 | 1.0695 | 4.1709 | 4.1409 | 3.5197 | 0 | 0 | 0 | 238.2765 | 0 | 0 | 0 | 0 | 0 | 0 | 0 | 466.535 | 0 | 0 | 0 | 0 | 0 | 0 | 0 | 759.6281 | 0 | 0 | 0 | 0 | 0 | 0 | 0 | 0 | 704.8504 | 0 | 0 | 0 | 0.0042 | 0 | 0.00057666 | 0.00057666 | 472.2345 | 0 | 0 | 0 | 0.0042 | 0 | 0.00057666 | 0.00057666 | 720.3781 | 0 | 0 | 0 | 0.0042 | 0 | 0 | 0.00057666 | 0.00057666 | 675.0016
02/17 18:00:00 | 46.76 | 8.2 | 1.979% | 1.0169 | 37688.1051 | 1.0748 | 3.8692 | 3.8462 | 3.4616 | 0.019457 | 0.062087 | 0.0085245 | 244.0448 | 1.0169 | 37688.1051 | 1.0748 | 4.1917 | 4.1667 | 3.5417 | 0 | 0 | 0 | 238.2765 | 733.3044 | 0.019785 | 905.3141 | 0.004522 | 0.017574 | 0.00062088 | 0.018195 | 466.5532 | 733.3044 | 0.019785 | 905.3141 | 0.004522 | 0.029005 | 0.00062088 | 0.029626 | 759.6578 | 733.3044 | 0.019785 | 943.7638 | 0.004522 | 0.0021369 | 0.026575 | 0.00091427 | 0.02749 | 704.8779 | 733.3044 | 0.019785 | 947.4218 | 0.0042 | 0.018392 | 0.00057666 | 0.018968 | 472.2535 | 733.3044 | 0.019785 | 876.1105 | 0.0042 | 0.028069 | 0.00057666 | 0.028646 | 720.4068 | 733.3044 | 0.019785 | 923.5572 | 0.0042 | 0.0021369 | 0.026006 | 0.00087006 | 0.026876 | 675.0285
02/17 19:00:00 | 42.98 | 6.1 | 12.95% | 0.95793 | 35504.1377 | 1.0445 | 3.7601 | 3.7181 | 3.3463 | 0.13519 | 0.42039 | 0.057719 | 244.1025 | 0.95793 | 35504.1377 | 1.0445 | 4.0735 | 4.028 | 3.4238 | 0.13519 | 0.41088 | 0.056414 | 238.3329 | 4799.8394 | 0.1295 | 5925.7276 | 0.029599 | 0.11503 | 0.0040639 | 0.1191 | 466.6723 | 4799.8394 | 0.1295 | 5925.7276 | 0.029599 | 0.18985 | 0.0040639 | 0.19392 | 759.8517 | 4799.8394 | 0.1295 | 6177.3995 | 0.029599 | 0.013987 | 0.17395 | 0.0059844 | 0.17993 | 705.0578 | 4799.8394 | 0.1295 | 6201.3429 | 0.0042 | 0.12038 | 0.00057666 | 0.12096 | 472.3744 | 4799.8394 | 0.1295 | 5734.5751 | 0.0042 | 0.18373 | 0.00057666 | 0.1843 | 720.5911 | 4799.8394 | 0.1295 | 6045.1378 | 0.0042 | 0.013987 | 0.17022 | 0.0024971 | 0.17272 | 675.2012
02/17 20:00:00 | 44.24 | 6.8 | 20.35% | 0.97738 | 36225.1717 | 1.0552 | 3.7987 | 3.7616 | 3.3854 | 0.2082 | 0.65294 | 0.089649 | 244.1922 | 0.97738 | 36225.1717 | 1.0552 | 4.1153 | 4.075 | 3.4638 | 0.1325 | 0.40613 | 0.055762 | 238.3887 | 7542.1114 | 0.20349 | 9311.2487 | 0.04651 | 0.18075 | 0.0063858 | 0.18714 | 466.8595 | 7542.1114 | 0.20349 | 9311.2487 | 0.04651 | 0.29832 | 0.0063858 | 0.30471 | 760.1564 | 7542.1114 | 0.20349 | 9706.7071 | 0.04651 | 0.021978 | 0.27333 | 0.0094034 | 0.28273 | 705.3405 | 7542.1114 | 0.20349 | 9744.33 | 0.0042 | 0.18916 | 0.00057666 | 0.18974 | 472.5642 | 7542.1114 | 0.20349 | 9010.8858 | 0.0042 | 0.2887 | 0.00057666 | 0.28927 | 720.8803 | 7542.1114 | 0.20349 | 9498.8809 | 0.0042 | 0.021978 | 0.26748 | 0.0035943 | 0.27107 | 675.4723
02/17 21:00:00 | 42.62 | 5.9 | 26.98% | 0.9524 | 35299.4055 | 1.0413 | 3.7487 | 3.7056 | 3.335 | 0.28324 | 0.87866 | 0.12064 | 244.3128 | 0.9524 | 35299.4055 | 1.0413 | 4.0611 | 4.0144 | 3.4122 | 0.28324 | 0.85878 | 0.11791 | 238.5066 | 9998.363 | 0.26976 | 12343.658 | 0.061657 | 0.23962 | 0.0084654 | 0.24808 | 467.1076 | 9998.363 | 0.26976 | 12343.658 | 0.061657 | 0.39547 | 0.0084654 | 0.40394 | 760.5603 | 9998.363 | 0.26976 | 12867.9061 | 0.061657 | 0.029136 | 0.36235 | 0.012466 | 0.37481 | 705.7154 | 9998.363 | 0.26976 | 12917.7817 | 0.0042 | 0.25076 | 0.00057666 | 0.25134 | 472.8155 | 9998.363 | 0.26976 | 11945.4755 | 0.0042 | 0.38272 | 0.00057666 | 0.38329 | 721.2636 | 9998.363 | 0.26976 | 12592.3967 | 0.0042 | 0.029136 | 0.35459 | 0.004577 | 0.35916 | 675.8315
02/17 22:00:00 | 39.2 | 4 | 37.74% | 0.90069 | 33382.7665 | 1.0091 | 3.6326 | 3.5833 | 3.225 | 0.41905 | 1.2713 | 0.17455 | 244.4873 | 0.90069 | 33382.7665 | 1.0091 | 3.9354 | 3.8819 | 3.2996 | 0.29951 | 0.88809 | 0.12193 | 238.6286 | 13988.9026 | 0.37743 | 17270.2502 | 0.086265 | 0.33526 | 0.011844 | 0.3471 | 467.4547 | 13988.9026 | 0.37743 | 17270.2502 | 0.086265 | 0.55332 | 0.011844 | 0.56516 | 761.1255 | 13988.9026 | 0.37743 | 18003.7357 | 0.086265 | 0.040765 | 0.50696 | 0.017441 | 0.52441 | 706.2398 | 13988.9026 | 0.37743 | 18073.5176 | 0.0042 | 0.35085 | 0.00057666 | 0.35143 | 473.1669 | 13988.9026 | 0.37743 | 16713.1453 | 0.0042 | 0.53547 | 0.00057666 | 0.53604 | 721.7997 | 13988.9026 | 0.37743 | 17618.2653 | 0.0042 | 0.040765 | 0.49611 | 0.0061736 | 0.50228 | 676.3338
02/17 23:00:00 | 37.76 | 3.2 | 49.17% | 0.87933 | 32591.0902 | 0.99448 | 3.5801 | 3.5302 | 3.1772 | 0.55921 | 1.6812 | 0.23083 | 244.7182 | 0.87933 | 32591.0902 | 0.99448 | 3.8785 | 3.8244 | 3.2507 | 0.55921 | 1.6432 | 0.22561 | 238.8542 | 18225.17 | 0.49173 | 22500.2099 | 0.11239 | 0.43678 | 0.015431 | 0.45221 | 467.9069 | 18225.17 | 0.49173 | 22500.2099 | 0.11239 | 0.72088 | 0.015431 | 0.73631 | 761.8618 | 18225.17 | 0.49173 | 23455.8172 | 0.11239 | 0.053109 | 0.66049 | 0.022723 | 0.68321 | 706.923 | 18225.17 | 0.49173 | 23546.7313 | 0.0042 | 0.4571 | 0.00057666 | 0.45767 | 473.6246 | 18225.17 | 0.49173 | 21774.3966 | 0.0042 | 0.69762 | 0.00057666 | 0.6982 | 722.4979 | 18225.17 | 0.49173 | 22953.6146 | 0.0042 | 0.053109 | 0.64635 | 0.0078686 | 0.65422 | 676.988
02/17 24:00:00 | 35.96 | 2.2 | 58.74% | 0.85298 | 31614.2697 | 0.97555 | 3.512 | 3.4625 | 3.1162 | 0.68862 | 2.0475 | 0.28112 | 244.9993 | 0.85298 | 31614.2697 | 0.97555 | 3.8047 | 3.751 | 3.1884 | 0.57649 | 1.6753 | 0.23002 | 239.0842 | 21770.363 | 0.58738 | 26876.9914 | 0.13425 | 0.52175 | 0.018433 | 0.54018 | 468.4471 | 21770.363 | 0.58738 | 26876.9914 | 0.13425 | 0.8611 | 0.018433 | 0.87954 | 762.7413 | 21770.363 | 0.58738 | 28018.4852 | 0.13425 | 0.06344 | 0.78897 | 0.027143 | 0.81611 | 707.7391 | 21770.363 | 0.58738 | 28127.084 | 0.0042 | 0.54601 | 0.00057666 | 0.54659 | 474.1712 | 21770.363 | 0.58738 | 26009.9916 | 0.0042 | 0.83333 | 0.00057666 | 0.8339 | 723.3318 | 21770.363 | 0.58738 | 27418.5932 | 0.0042 | 0.06344 | 0.77208 | 0.009287 | 0.78136 | 677.7693
02/18 01:00:00 | 35.06 | 1.7 | 66.34% | 0.83994 | 31131.1822 | 0.96583 | 3.477 | 3.4281 | 3.0853 | 0.78985 | 2.3358 | 0.3207 | 245.32 | 0.83994 | 31131.1822 | 0.96583 | 3.7668 | 3.7138 | 3.1567 | 0.78985 | 2.2829 | 0.31345 | 239.3976 | 24588.8794 | 0.66343 | 30356.6412 | 0.15163 | 0.58929 | 0.020819 | 0.61011 | 469.0572 | 24588.8794 | 0.66343 | 30356.6412 | 0.15163 | 0.97259 | 0.020819 | 0.99341 | 763.7347 | 24588.8794 | 0.66343 | 31645.9194 | 0.15163 | 0.071654 | 0.89111 | 0.030657 | 0.92177 | 708.6609 | 24588.8794 | 0.66343 | 31768.578 | 0.0042 | 0.6167 | 0.00057666 | 0.61728 | 474.7885 | 24588.8794 | 0.66343 | 29377.3947 | 0.0042 | 0.94121 | 0.00057666 | 0.94179 | 724.2736 | 24588.8794 | 0.66343 | 30968.3619 | 0.0042 | 0.071654 | 0.87203 | 0.010415 | 0.88245 | 678.6518
02/18 02:00:00 | 34.16 | 1.2 | 72.81% | 0.827 | 30651.6433 | 0.95596 | 3.4415 | 3.3934 | 3.054 | 0.88044 | 2.5898 | 0.35559 | 245.6756 | 0.827 | 30651.6433 | 0.95596 | 3.7283 | 3.6761 | 3.1247 | 0.8022 | 2.3063 | 0.31666 | 239.7143 | 26987.0635 | 0.72813 | 33317.3623 | 0.16642 | 0.64677 | 0.022849 | 0.66962 | 469.7268 | 26987.0635 | 0.72813 | 33317.3623 | 0.16642 | 1.0674 | 0.022849 | 1.0903 | 764.825 | 26987.0635 | 0.72813 | 34732.3854 | 0.16642 | 0.078642 | 0.97802 | 0.033647 | 1.0117 | 709.6725 | 26987.0635 | 0.72813 | 34867.0071 | 0.0042 | 0.67685 | 0.00057666 | 0.67743 | 475.4659 | 26987.0635 | 0.72813 | 32242.6087 | 0.0042 | 1.033 | 0.00057666 | 1.0336 | 725.3072 | 26987.0635 | 0.72813 | 33988.745 | 0.0042 | 0.078642 | 0.95708 | 0.011374 | 0.96846 | 679.6202
02/18 03:00:00 | 33.8 | 1 | 76.29% | 0.82185 | 30460.8213 | 0.95198 | 3.4271 | 3.3794 | 3.0414 | 0.92824 | 2.7247 | 0.3741 | 246.0497 | 0.82185 | 30460.8213 | 0.95198 | 3.7127 | 3.661 | 3.1118 | 0.92824 | 2.663 | 0.36563 | 240.0799 | 28274.9271 | 0.76288 | 34907.3174 | 0.17436 | 0.67763 | 0.02394 | 0.70157 | 470.4284 | 28274.9271 | 0.76288 | 34907.3174 | 0.17436 | 1.1184 | 0.02394 | 1.1423 | 765.9673 | 28274.9271 | 0.76288 | 36389.8675 | 0.17436 | 0.082395 | 1.0247 | 0.035253 | 1.0599 | 710.7325 | 28274.9271 | 0.76288 | 36530.9135 | 0.0042 | 0.70915 | 0.00057666 | 0.70973 | 476.1756 | 28274.9271 | 0.76288 | 33781.2749 | 0.0042 | 1.0823 | 0.00057666 | 1.0829 | 726.39 | 28274.9271 | 0.76288 | 35610.7394 | 0.0042 | 0.082395 | 1.0028 | 0.011889 | 1.0146 | 680.6349
02/18 04:00:00 | 33.26 | 0.7 | 80.61% | 0.81416 | 30175.6529 | 0.94596 | 3.4054 | 3.3583 | 3.0225 | 0.99009 | 2.8971 | 0.39777 | 246.4475 | 0.81416 | 30175.6529 | 0.94596 | 3.6892 | 3.6381 | 3.0924 | 0.93701 | 2.6797 | 0.36793 | 240.4478 | 29876.489 | 0.80609 | 36884.5543 | 0.18424 | 0.71602 | 0.025296 | 0.74131 | 471.1697 | 29876.489 | 0.80609 | 36884.5543 | 0.18424 | 1.1817 | 0.025296 | 1.207 | 767.1744 | 29876.489 | 0.80609 | 38451.0798 | 0.18424 | 0.087062 | 1.0827 | 0.03725 | 1.12 | 711.8525 | 29876.489 | 0.80609 | 38600.115 | 0.0042 | 0.74932 | 0.00057666 | 0.74989 | 476.9255 | 29876.489 | 0.80609 | 35694.73 | 0.0042 | 1.1436 | 0.00057666 | 1.1442 | 727.5342 | 29876.489 | 0.80609 | 37627.8199 | 0.0042 | 0.087062 | 1.0596 | 0.01253 | 1.0721 | 681.707
02/18 05:00:00 | 28.94 | -1.7 | 85.87% | 0.75385 | 27940.2945 | 0.89651 | 3.2274 | 3.1853 | 2.8668 | 1.139 | 3.2536 | 0.44671 | 246.8942 | 0.75385 | 27940.2945 | 0.89651 | 3.4964 | 3.4508 | 2.9332 | 1.139 | 3.18 | 0.43661 | 240.8845 | 31824.7998 | 0.85866 | 39289.8762 | 0.19625 | 0.76271 | 0.026946 | 0.78965 | 471.9593 | 31824.7998 | 0.85866 | 39289.8762 | 0.19625 | 1.2588 | 0.026946 | 1.2857 | 768.4601 | 31824.7998 | 0.85866 | 40958.5582 | 0.19625 | 0.092739 | 1.1533 | 0.039679 | 1.193 | 713.0455 | 31824.7998 | 0.85866 | 41117.3123 | 0.0042 | 0.79818 | 0.00057666 | 0.79876 | 477.7243 | 31824.7998 | 0.85866 | 38022.4609 | 0.0042 | 1.2182 | 0.00057666 | 1.2188 | 728.753 | 31824.7998 | 0.85866 | 40081.6118 | 0.0042 | 0.092739 | 1.1287 | 0.01331 | 1.142 | 682.8489
02/18 06:00:00 | 28.94 | -1.7 | 87.16% | 0.75385 | 27940.2945 | 0.89651 | 3.2274 | 3.1853 | 2.8668 | 1.1562 | 3.3027 | 0.45346 | 247.3476 | 0.75385 | 27940.2945 | 0.89651 | 3.4964 | 3.4508 | 2.9332 | 1.139 | 3.18 | 0.43661 | 241.3211 | 32305.4505 | 0.87162 | 39883.2723 | 0.19922 | 0.77423 | 0.027352 | 0.80158 | 472.7609 | 32305.4505 | 0.87162 | 39883.2723 | 0.19922 | 1.2778 | 0.027352 | 1.3052 | 769.7653 | 32305.4505 | 0.87162 | 41577.1564 | 0.19922 | 0.09414 | 1.1708 | 0.040278 | 1.211 | 714.2565 | 32305.4505 | 0.87162 | 41738.3082 | 0.0042 | 0.81024 | 0.00057666 | 0.81081 | 478.5351 | 32305.4505 | 0.87162 | 38596.7151 | 0.0042 | 1.2366 | 0.00057666 | 1.2372 | 729.9902 | 32305.4505 | 0.87162 | 40686.9654 | 0.0042 | 0.09414 | 1.1457 | 0.013502 | 1.1592 | 684.0081
02/18 07:00:00 | 28.94 | -1.7 | 86.87% | 0.75385 | 27940.2945 | 0.89651 | 3.2274 | 3.1853 | 2.8668 | 1.1523 | 3.2916 | 0.45194 | 247.7996 | 0.75385 | 27940.2945 | 0.89651 | 3.4964 | 3.4508 | 2.9332 | 1.1523 | 3.2171 | 0.44171 | 241.7628 | 32196.9356 | 0.8687 | 39749.3032 | 0.19855 | 0.77163 | 0.027261 | 0.79889 | 473.5598 | 32196.9356 | 0.8687 | 39749.3032 | 0.19855 | 1.2735 | 0.027261 | 1.3008 | 771.066 | 32196.9356 | 0.8687 | 41437.4976 | 0.19855 | 0.093824 | 1.1668 | 0.040143 | 1.207 | 715.4635 | 32196.9356 | 0.8687 | 41598.108 | 0.0042 | 0.80752 | 0.00057666 | 0.80809 | 479.3432 | 32196.9356 | 0.8687 | 38467.0676 | 0.0042 | 1.2324 | 0.00057666 | 1.233 | 731.2232 | 32196.9356 | 0.8687 | 40550.2967 | 0.0042 | 0.093824 | 1.1418 | 0.013459 | 1.1553 | 685.1635
02/18 08:00:00 | 35.96 | 2.2 | 72.37% | 0.85298 | 31614.2697 | 0.97555 | 3.512 | 3.4625 | 3.1162 | 0.84847 | 2.5228 | 0.34638 | 248.1459 | 0.85298 | 31614.2697 | 0.97555 | 3.8047 | 3.751 | 3.1884 | 1.0184 | 2.9596 | 0.40636 | 242.1691 | 26823.7187 | 0.72372 | 33115.702 | 0.16541 | 0.64285 | 0.022711 | 0.66556 | 474.2253 | 26823.7187 | 0.72372 | 33115.702 | 0.16541 | 1.061 | 0.022711 | 1.0837 | 772.1497 | 26823.7187 | 0.72372 | 34522.1604 | 0.16541 | 0.078166 | 0.9721 | 0.033443 | 1.0055 | 716.469 | 26823.7187 | 0.72372 | 34655.9673 | 0.0042 | 0.67275 | 0.00057666 | 0.67333 | 480.0165 | 26823.7187 | 0.72372 | 32047.4536 | 0.0042 | 1.0268 | 0.00057666 | 1.0273 | 732.2505 | 26823.7187 | 0.72372 | 33783.021 | 0.0042 | 0.078166 | 0.95129 | 0.011309 | 0.9626 | 686.1261
02/18 09:00:00 | 35.24 | 1.8 | 50.56% | 0.84254 | 31227.5158 | 0.96779 | 3.484 | 3.435 | 3.0915 | 0.60003 | 1.7764 | 0.2439 | 248.3898 | 0.84254 | 31227.5158 | 0.96779 | 3.7744 | 3.7213 | 3.1631 | 0.60003 | 1.7362 | 0.23838 | 242.4075 | 18737.5667 | 0.50555 | 23132.7984 | 0.11555 | 0.44906 | 0.015865 | 0.46493 | 474.6903 | 18737.5667 | 0.50555 | 23132.7984 | 0.11555 | 0.74114 | 0.015865 | 0.75701 | 772.9067 | 18737.5667 | 0.50555 | 24115.2725 | 0.11555 | 0.054602 | 0.67906 | 0.023362 | 0.70242 | 717.1715 | 18737.5667 | 0.50555 | 24208.7425 | 0.0042 | 0.46995 | 0.00057666 | 0.47052 | 480.487 | 18737.5667 | 0.50555 | 22386.5791 | 0.0042 | 0.71724 | 0.00057666 | 0.71781 | 732.9683 | 18737.5667 | 0.50555 | 23598.9505 | 0.0042 | 0.054602 | 0.66452 | 0.0080736 | 0.67259 | 686.7986
02/18 10:00:00 | 46.04 | 7.8 | 28.48% | 1.0055 | 37267.2853 | 1.0695 | 3.8501 | 3.8223 | 3.4401 | 0.28319 | 0.89915 | 0.12345 | 248.5133 | 1.0055 | 37267.2853 | 1.0695 | 4.1709 | 4.1409 | 3.5197 | 0.50279 | 1.5602 | 0.21422 | 242.6217 | 10553.8763 | 0.28475 | 13029.4769 | 0.065082 | 0.25293 | 0.0089358 | 0.26187 | 474.9521 | 10553.8763 | 0.28475 | 13029.4769 | 0.065082 | 0.41745 | 0.0089358 | 0.42638 | 773.3331 | 10553.8763 | 0.28475 | 13582.8523 | 0.065082 | 0.030755 | 0.38248 | 0.013158 | 0.39564 | 717.5671 | 10553.8763 | 0.28475 | 13635.499 | 0.0042 | 0.2647 | 0.00057666 | 0.26527 | 480.7523 | 10553.8763 | 0.28475 | 12609.1712 | 0.0042 | 0.40398 | 0.00057666 | 0.40456 | 733.3729 | 10553.8763 | 0.28475 | 13292.0356 | 0.0042 | 0.030755 | 0.37429 | 0.0047993 | 0.37909 | 687.1777
02/18 11:00:00 | 50 | 10 | 8.112% | 1.0687 | 39609.8985 | 1.0959 | 3.9451 | 3.9508 | 3.5557 | 0.075903 | 0.24782 | 0.034025 | 248.5473 | 1.0687 | 39609.8985 | 1.0959 | 4.2739 | 4.28 | 3.638 | 0.075903 | 0.24221 | 0.033255 | 242.655 | 3006.5206 | 0.081118 | 3711.7538 | 0.01854 | 0.072054 | 0.0025456 | 0.074599 | 475.0267 | 3006.5206 | 0.081118 | 3711.7538 | 0.01854 | 0.11892 | 0.0025456 | 0.12147 | 773.4546 | 3006.5206 | 0.081118 | 3869.3958 | 0.01854 | 0.0087612 | 0.10896 | 0.0037485 | 0.11271 | 717.6798 | 3006.5206 | 0.081118 | 3884.3935 | 0.0042 | 0.075405 | 0.00057666 | 0.075982 | 480.8283 | 3006.5206 | 0.081118 | 3592.0198 | 0.0042 | 0.11508 | 0.00057666 | 0.11566 | 733.4885 | 3006.5206 | 0.081118 | 3786.5498 | 0.0042 | 0.0087612 | 0.10662 | 0.0017796 | 0.1084 | 687.2861
02/18 12:00:00 | 53.06 | 11.7 | 0.5116% | 1.1188 | 41467.1533 | 1.111 | 3.9997 | 4.0453 | 3.6408 | 0.0045729 | 0.015265 | 0.0020958 | 248.5494 | 1.1188 | 41467.1533 | 1.111 | 4.333 | 4.3824 | 3.7251 | 0.072504 | 0.23655 | 0.032478 | 242.6875 | 189.6244 | 0.0051162 | 234.1042 | 0.0011694 | 0.0045445 | 0.00016055 | 0.0047051 | 475.0314 | 189.6244 | 0.0051162 | 234.1042 | 0.0011694 | 0.0075004 | 0.00016055 | 0.0076609 | 773.4623 | 189.6244 | 0.0051162 | 244.0469 | 0.0011694 | 0.00055258 | 0.0068721 | 0.00023642 | 0.0071085 | 717.6869 | 189.6244 | 0.0051162 | 244.9928 | 0.0042 | 0.0047559 | 0.00057666 | 0.0053325 | 480.8336 | 189.6244 | 0.0051162 | 226.5525 | 0.0042 | 0.0072584 | 0.00057666 | 0.0078351 | 733.4964 | 189.6244 | 0.0051162 | 238.8217 | 0.0042 | 0.00055258 | 0.0067249 | 0.00065253 | 0.0073775 | 687.2935
02/18 13:00:00 | 55.94 | 13.3 | 0% | 1.167 | 43252.6302 | 1.1207 | 4.0346 | 4.1309 | 3.7178 | 0 | 0 | 0 | 248.5494 | 1.167 | 43252.6302 | 1.1207 | 4.3708 | 4.4751 | 3.8039 | 0 | 0 | 0 | 242.6875 | 0 | 0 | 0 | 0 | 0 | 0 | 0 | 475.0314 | 0 | 0 | 0 | 0 | 0 | 0 | 0 | 773.4623 | 0 | 0 | 0 | 0 | 0 | 0 | 0 | 0 | 717.6869 | 0 | 0 | 0 | 0.0042 | 0 | 0.00057666 | 0.00057666 | 480.8342 | 0 | 0 | 0 | 0.0042 | 0 | 0.00057666 | 0.00057666 | 733.497 | 0 | 0 | 0 | 0.0042 | 0 | 0 | 0.00057666 | 0.00057666 | 687.2941
02/18 14:00:00 | 57.92 | 14.4 | 0% | 1.2007 | 44501.2239 | 1.1247 | 4.0487 | 4.188 | 3.7692 | 0 | 0 | 0 | 248.5494 | 1.2007 | 44501.2239 | 1.1247 | 4.3861 | 4.537 | 3.8565 | 0 | 0 | 0 | 242.6875 | 0 | 0 | 0 | 0 | 0 | 0 | 0 | 475.0314 | 0 | 0 | 0 | 0 | 0 | 0 | 0 | 773.4623 | 0 | 0 | 0 | 0 | 0 | 0 | 0 | 0 | 717.6869 | 0 | 0 | 0 | 0.0042 | 0 | 0.00057666 | 0.00057666 | 480.8348 | 0 | 0 | 0 | 0.0042 | 0 | 0.00057666 | 0.00057666 | 733.4975 | 0 | 0 | 0 | 0.0042 | 0 | 0 | 0.00057666 | 0.00057666 | 687.2947
02/18 15:00:00 | 59 | 15 | 0% | 1.2192 | 45189.514 | 1.1258 | 4.053 | 4.2187 | 3.7968 | 0 | 0 | 0 | 248.5494 | 1.2192 | 45189.514 | 1.1258 | 4.3908 | 4.5702 | 3.8847 | 0 | 0 | 0 | 242.6875 | 0 | 0 | 0 | 0 | 0 | 0 | 0 | 475.0314 | 0 | 0 | 0 | 0 | 0 | 0 | 0 | 773.4623 | 0 | 0 | 0 | 0 | 0 | 0 | 0 | 0 | 717.6869 | 0 | 0 | 0 | 0.0042 | 0 | 0.00057666 | 0.00057666 | 480.8354 | 0 | 0 | 0 | 0.0042 | 0 | 0.00057666 | 0.00057666 | 733.4981 | 0 | 0 | 0 | 0.0042 | 0 | 0 | 0.00057666 | 0.00057666 | 687.2952
02/18 16:00:00 | 59 | 15 | 0% | 1.2192 | 45189.514 | 1.1258 | 4.053 | 4.2187 | 3.7968 | 0 | 0 | 0 | 248.5494 | 1.2192 | 45189.514 | 1.1258 | 4.3908 | 4.5702 | 3.8847 | 0 | 0 | 0 | 242.6875 | 0 | 0 | 0 | 0 | 0 | 0 | 0 | 475.0314 | 0 | 0 | 0 | 0 | 0 | 0 | 0 | 773.4623 | 0 | 0 | 0 | 0 | 0 | 0 | 0 | 0 | 717.6869 | 0 | 0 | 0 | 0.0042 | 0 | 0.00057666 | 0.00057666 | 480.8359 | 0 | 0 | 0 | 0.0042 | 0 | 0.00057666 | 0.00057666 | 733.4987 | 0 | 0 | 0 | 0.0042 | 0 | 0 | 0.00057666 | 0.00057666 | 687.2958
02/18 17:00:00 | 59 | 15 | 0% | 1.2192 | 45189.514 | 1.1258 | 4.053 | 4.2187 | 3.7968 | 0 | 0 | 0 | 248.5494 | 1.2192 | 45189.514 | 1.1258 | 4.3908 | 4.5702 | 3.8847 | 0 | 0 | 0 | 242.6875 | 0 | 0 | 0 | 0 | 0 | 0 | 0 | 475.0314 | 0 | 0 | 0 | 0 | 0 | 0 | 0 | 773.4623 | 0 | 0 | 0 | 0 | 0 | 0 | 0 | 0 | 717.6869 | 0 | 0 | 0 | 0.0042 | 0 | 0.00057666 | 0.00057666 | 480.8365 | 0 | 0 | 0 | 0.0042 | 0 | 0.00057666 | 0.00057666 | 733.4993 | 0 | 0 | 0 | 0.0042 | 0 | 0 | 0.00057666 | 0.00057666 | 687.2964
02/18 18:00:00 | 51.98 | 11.1 | 0% | 1.101 | 40806.9675 | 1.1062 | 3.9825 | 4.0124 | 3.6112 | 0 | 0 | 0 | 248.5494 | 1.101 | 40806.9675 | 1.1062 | 4.3143 | 4.3468 | 3.6948 | 0 | 0 | 0 | 242.6875 | 0 | 0 | 0 | 0 | 0 | 0 | 0 | 475.0314 | 0 | 0 | 0 | 0 | 0 | 0 | 0 | 773.4623 | 0 | 0 | 0 | 0 | 0 | 0 | 0 | 0 | 717.6869 | 0 | 0 | 0 | 0.0042 | 0 | 0.00057666 | 0.00057666 | 480.8371 | 0 | 0 | 0 | 0.0042 | 0 | 0.00057666 | 0.00057666 | 733.4998 | 0 | 0 | 0 | 0.0042 | 0 | 0 | 0.00057666 | 0.00057666 | 687.297
02/18 19:00:00 | 51.98 | 11.1 | 0% | 1.101 | 40806.9675 | 1.1062 | 3.9825 | 4.0124 | 3.6112 | 0 | 0 | 0 | 248.5494 | 1.101 | 40806.9675 | 1.1062 | 4.3143 | 4.3468 | 3.6948 | 0 | 0 | 0 | 242.6875 | 0 | 0 | 0 | 0 | 0 | 0 | 0 | 475.0314 | 0 | 0 | 0 | 0 | 0 | 0 | 0 | 773.4623 | 0 | 0 | 0 | 0 | 0 | 0 | 0 | 0 | 717.6869 | 0 | 0 | 0 | 0.0042 | 0 | 0.00057666 | 0.00057666 | 480.8377 | 0 | 0 | 0 | 0.0042 | 0 | 0.00057666 | 0.00057666 | 733.5004 | 0 | 0 | 0 | 0.0042 | 0 | 0 | 0.00057666 | 0.00057666 | 687.2975
02/18 20:00:00 | 53.42 | 11.9 | 0% | 1.1248 | 41688.3507 | 1.1125 | 4.005 | 4.0562 | 3.6506 | 0 | 0 | 0 | 248.5494 | 1.1248 | 41688.3507 | 1.1125 | 4.3387 | 4.3942 | 3.7351 | 0 | 0 | 0 | 242.6875 | 0 | 0 | 0 | 0 | 0 | 0 | 0 | 475.0314 | 0 | 0 | 0 | 0 | 0 | 0 | 0 | 773.4623 | 0 | 0 | 0 | 0 | 0 | 0 | 0 | 0 | 717.6869 | 0 | 0 | 0 | 0.0042 | 0 | 0.00057666 | 0.00057666 | 480.8382 | 0 | 0 | 0 | 0.0042 | 0 | 0.00057666 | 0.00057666 | 733.501 | 0 | 0 | 0 | 0.0042 | 0 | 0 | 0.00057666 | 0.00057666 | 687.2981
02/18 21:00:00 | 50.9 | 10.5 | 2.267% | 1.0833 | 40151.8917 | 1.1008 | 3.963 | 3.979 | 3.5811 | 0.020926 | 0.068765 | 0.0094414 | 248.5589 | 1.0833 | 40151.8917 | 1.1008 | 4.2932 | 4.3106 | 3.664 | 0.020926 | 0.067209 | 0.0092278 | 242.6967 | 840.2158 | 0.02267 | 1037.3034 | 0.0051813 | 0.020136 | 0.0007114 | 0.020848 | 475.0523 | 840.2158 | 0.02267 | 1037.3034 | 0.0051813 | 0.033234 | 0.0007114 | 0.033945 | 773.4962 | 840.2158 | 0.02267 | 1081.3588 | 0.0051813 | 0.0024484 | 0.03045 | 0.0010476 | 0.031497 | 717.7184 | 840.2158 | 0.02267 | 1085.5501 | 0.0042 | 0.021073 | 0.00057666 | 0.02165 | 480.8599 | 840.2158 | 0.02267 | 1003.842 | 0.0042 | 0.032162 | 0.00057666 | 0.032738 | 733.5337 | 840.2158 | 0.02267 | 1058.2063 | 0.0042 | 0.0024484 | 0.029798 | 0.00091283 | 0.030711 | 687.3288
02/18 22:00:00 | 46.94 | 8.3 | 13.93% | 1.0197 | 37793.6649 | 1.0761 | 3.8739 | 3.8522 | 3.4669 | 0.13665 | 0.43658 | 0.059943 | 248.6188 | 1.0197 | 37793.6649 | 1.0761 | 4.1967 | 4.1732 | 3.5472 | 0.022232 | 0.069422 | 0.0095316 | 242.7062 | 5164.4184 | 0.13934 | 6375.8252 | 0.031847 | 0.12377 | 0.0043726 | 0.12814 | 475.1804 | 5164.4184 | 0.13934 | 6375.8252 | 0.031847 | 0.20427 | 0.0043726 | 0.20865 | 773.7048 | 5164.4184 | 0.13934 | 6646.6132 | 0.031847 | 0.015049 | 0.18716 | 0.0064389 | 0.1936 | 717.912 | 5164.4184 | 0.13934 | 6672.3752 | 0.0042 | 0.12953 | 0.00057666 | 0.1301 | 480.99 | 5164.4184 | 0.13934 | 6170.1534 | 0.0042 | 0.19768 | 0.00057666 | 0.19826 | 733.732 | 5164.4184 | 0.13934 | 6504.3053 | 0.0042 | 0.015049 | 0.18315 | 0.0026429 | 0.1858 | 687.5146
02/18 23:00:00 | 45.32 | 7.4 | 25.19% | 0.99421 | 36848.7366 | 1.0639 | 3.8301 | 3.7982 | 3.4184 | 0.25335 | 0.8004 | 0.10989 | 248.7287 | 0.99421 | 36848.7366 | 1.0639 | 4.1493 | 4.1147 | 3.4975 | 0.25335 | 0.78229 | 0.10741 | 242.8136 | 9335.4682 | 0.25188 | 11525.2694 | 0.057569 | 0.22373 | 0.0079042 | 0.23164 | 475.4121 | 9335.4682 | 0.25188 | 11525.2694 | 0.057569 | 0.36925 | 0.0079042 | 0.37716 | 774.082 | 9335.4682 | 0.25188 | 12014.7596 | 0.057569 | 0.027204 | 0.33832 | 0.011639 | 0.34996 | 718.262 | 9335.4682 | 0.25188 | 12061.3284 | 0.0042 | 0.23414 | 0.00057666 | 0.23472 | 481.2247 | 9335.4682 | 0.25188 | 11153.4865 | 0.0042 | 0.35734 | 0.00057666 | 0.35792 | 734.0899 | 9335.4682 | 0.25188 | 11757.5166 | 0.0042 | 0.027204 | 0.33108 | 0.0043118 | 0.33539 | 687.85
02/18 24:00:00 | 43.88 | 6.6 | 35.26% | 0.9718 | 36018.4523 | 1.0522 | 3.7879 | 3.7492 | 3.3743 | 0.36288 | 1.1353 | 0.15587 | 248.8846 | 0.9718 | 36018.4523 | 1.0522 | 4.1036 | 4.0617 | 3.4524 | 0.25919 | 0.79251 | 0.10881 | 242.9224 | 13070.2941 | 0.35265 | 16136.1656 | 0.0806 | 0.31324 | 0.011066 | 0.32431 | 475.7364 | 13070.2941 | 0.35265 | 16136.1656 | 0.0806 | 0.51698 | 0.011066 | 0.52805 | 774.61 | 13070.2941 | 0.35265 | 16821.4854 | 0.0806 | 0.038088 | 0.47367 | 0.016296 | 0.48997 | 718.7519 | 13070.2941 | 0.35265 | 16886.6849 | 0.0042 | 0.32781 | 0.00057666 | 0.32839 | 481.5531 | 13070.2941 | 0.35265 | 15615.6441 | 0.0042 | 0.5003 | 0.00057666 | 0.50088 | 734.5908 | 13070.2941 | 0.35265 | 16461.3276 | 0.0042 | 0.038088 | 0.46353 | 0.0058061 | 0.46934 | 688.3194
02/19 01:00:00 | 44.06 | 6.7 | 42.19% | 0.97459 | 36121.741 | 1.0537 | 3.7934 | 3.7554 | 3.3799 | 0.43293 | 1.3561 | 0.18619 | 249.0708 | 0.97459 | 36121.741 | 1.0537 | 4.1095 | 4.0684 | 3.4581 | 0.43293 | 1.3254 | 0.18197 | 243.1044 | 15638.2422 | 0.42193 | 19306.4719 | 0.096436 | 0.37478 | 0.013241 | 0.38802 | 476.1244 | 15638.2422 | 0.42193 | 19306.4719 | 0.096436 | 0.61855 | 0.013241 | 0.63179 | 775.2418 | 15638.2422 | 0.42193 | 20126.4379 | 0.096436 | 0.045571 | 0.56674 | 0.019498 | 0.58623 | 719.3382 | 15638.2422 | 0.42193 | 20204.4473 | 0.0042 | 0.39222 | 0.00057666 | 0.39279 | 481.9459 | 15638.2422 | 0.42193 | 18683.6825 | 0.0042 | 0.5986 | 0.00057666 | 0.59918 | 735.19 | 15638.2422 | 0.42193 | 19695.5192 | 0.0042 | 0.045571 | 0.5546 | 0.0068335 | 0.56144 | 688.8808
02/19 02:00:00 | 43.52 | 6.4 | 47.15% | 0.96624 | 35812.3006 | 1.0491 | 3.7769 | 3.7368 | 3.3631 | 0.48799 | 1.523 | 0.2091 | 249.2799 | 0.96624 | 35812.3006 | 1.0491 | 4.0917 | 4.0482 | 3.441 | 0.43667 | 1.332 | 0.18288 | 243.2873 | 17476.2117 | 0.47152 | 21575.5699 | 0.10777 | 0.41883 | 0.014797 | 0.43363 | 476.558 | 17476.2117 | 0.47152 | 21575.5699 | 0.10777 | 0.69125 | 0.014797 | 0.70605 | 775.9479 | 17476.2117 | 0.47152 | 22491.9069 | 0.10777 | 0.050927 | 0.63335 | 0.021789 | 0.65514 | 719.9933 | 17476.2117 | 0.47152 | 22579.0848 | 0.0042 | 0.43831 | 0.00057666 | 0.43889 | 482.3848 | 17476.2117 | 0.47152 | 20879.5838 | 0.0042 | 0.66895 | 0.00057666 | 0.66953 | 735.8595 | 17476.2117 | 0.47152 | 22010.3421 | 0.0042 | 0.050927 | 0.61979 | 0.0075689 | 0.62735 | 689.5082
02/19 03:00:00 | 43.34 | 6.3 | 49.71% | 0.96347 | 35709.4377 | 1.0476 | 3.7714 | 3.7306 | 3.3575 | 0.51595 | 1.6083 | 0.22082 | 249.5007 | 0.96347 | 35709.4377 | 1.0476 | 4.0856 | 4.0415 | 3.4353 | 0.51595 | 1.5719 | 0.21582 | 243.5031 | 18424.4011 | 0.4971 | 22746.1742 | 0.11362 | 0.44156 | 0.0156 | 0.45716 | 477.0152 | 18424.4011 | 0.4971 | 22746.1742 | 0.11362 | 0.72876 | 0.0156 | 0.74436 | 776.6922 | 18424.4011 | 0.4971 | 23712.228 | 0.11362 | 0.05369 | 0.66771 | 0.022971 | 0.69068 | 720.684 | 18424.4011 | 0.4971 | 23804.1358 | 0.0042 | 0.46209 | 0.00057666 | 0.46267 | 482.8474 | 18424.4011 | 0.4971 | 22012.4267 | 0.0042 | 0.70525 | 0.00057666 | 0.70583 | 736.5653 | 18424.4011 | 0.4971 | 23204.5354 | 0.0042 | 0.05369 | 0.65341 | 0.0079483 | 0.66136 | 690.1695
02/19 04:00:00 | 44.78 | 7.1 | 49.55% | 0.98578 | 36536.3154 | 1.0596 | 3.8146 | 3.78 | 3.402 | 0.50266 | 1.5822 | 0.21723 | 249.7179 | 0.98578 | 36536.3154 | 1.0596 | 4.1325 | 4.095 | 3.4807 | 0.50428 | 1.5514 | 0.213 | 243.7161 | 18365.2468 | 0.49551 | 22673.1443 | 0.11325 | 0.44014 | 0.01555 | 0.45569 | 477.4709 | 18365.2468 | 0.49551 | 22673.1443 | 0.11325 | 0.72642 | 0.01555 | 0.74197 | 777.4342 | 18365.2468 | 0.49551 | 23636.0963 | 0.11325 | 0.053517 | 0.66557 | 0.022897 | 0.68846 | 721.3725 | 18365.2468 | 0.49551 | 23727.7091 | 0.0042 | 0.46061 | 0.00057666 | 0.46119 | 483.3086 | 18365.2468 | 0.49551 | 21941.7525 | 0.0042 | 0.70298 | 0.00057666 | 0.70356 | 737.2689 | 18365.2468 | 0.49551 | 23130.0338 | 0.0042 | 0.053517 | 0.65132 | 0.0079246 | 0.65924 | 690.8288
02/19 05:00:00 | 40.46 | 4.7 | 52.93% | 0.91958 | 34082.9351 | 1.0214 | 3.6769 | 3.629 | 3.2661 | 0.57561 | 1.7605 | 0.24171 | 249.9596 | 0.91958 | 34082.9351 | 1.0214 | 3.9833 | 3.9314 | 3.3417 | 0.57561 | 1.7206 | 0.23624 | 243.9524 | 19618.5067 | 0.52932 | 24220.3787 | 0.12098 | 0.47017 | 0.016611 | 0.48678 | 477.9577 | 19618.5067 | 0.52932 | 24220.3787 | 0.12098 | 0.77599 | 0.016611 | 0.7926 | 778.2268 | 19618.5067 | 0.52932 | 25249.0434 | 0.12098 | 0.05717 | 0.71098 | 0.02446 | 0.73544 | 722.1079 | 19618.5067 | 0.52932 | 25346.9079 | 0.0042 | 0.49204 | 0.00057666 | 0.49262 | 483.8013 | 19618.5067 | 0.52932 | 23439.0761 | 0.0042 | 0.75096 | 0.00057666 | 0.75153 | 738.0204 | 19618.5067 | 0.52932 | 24708.4467 | 0.0042 | 0.05717 | 0.69576 | 0.008426 | 0.70419 | 691.5329
02/19 06:00:00 | 40.46 | 4.7 | 55.36% | 0.91958 | 34082.9351 | 1.0214 | 3.6769 | 3.629 | 3.2661 | 0.60196 | 1.8411 | 0.25278 | 250.2124 | 0.91958 | 34082.9351 | 1.0214 | 3.9833 | 3.9314 | 3.3417 | 0.57561 | 1.7206 | 0.23624 | 244.1886 | 20516.7303 | 0.55356 | 25329.2966 | 0.12652 | 0.4917 | 0.017371 | 0.50907 | 478.4667 | 20516.7303 | 0.55356 | 25329.2966 | 0.12652 | 0.81152 | 0.017371 | 0.82889 | 779.0557 | 20516.7303 | 0.55356 | 26405.0583 | 0.12652 | 0.059787 | 0.74354 | 0.02558 | 0.76912 | 722.877 | 20516.7303 | 0.55356 | 26507.4035 | 0.0042 | 0.51457 | 0.00057666 | 0.51515 | 484.3164 | 20516.7303 | 0.55356 | 24512.2225 | 0.0042 | 0.78534 | 0.00057666 | 0.78592 | 738.8063 | 20516.7303 | 0.55356 | 25839.7107 | 0.0042 | 0.059787 | 0.72762 | 0.0087854 | 0.7364 | 692.2693
02/19 07:00:00 | 40.46 | 4.7 | 54.86% | 0.91958 | 34082.9351 | 1.0214 | 3.6769 | 3.629 | 3.2661 | 0.59657 | 1.8246 | 0.25051 | 250.4629 | 0.91958 | 34082.9351 | 1.0214 | 3.9833 | 3.9314 | 3.3417 | 0.59657 | 1.7833 | 0.24485 | 244.4335 | 20332.7616 | 0.54859 | 25102.1748 | 0.12539 | 0.48729 | 0.017215 | 0.50451 | 478.9712 | 20332.7616 | 0.54859 | 25102.1748 | 0.12539 | 0.80424 | 0.017215 | 0.82146 | 779.8772 | 20332.7616 | 0.54859 | 26168.2904 | 0.12539 | 0.059251 | 0.73687 | 0.025351 | 0.76222 | 723.6392 | 20332.7616 | 0.54859 | 26269.7179 | 0.0042 | 0.50996 | 0.00057666 | 0.51053 | 484.8269 | 20332.7616 | 0.54859 | 24292.4273 | 0.0042 | 0.7783 | 0.00057666 | 0.77887 | 739.5852 | 20332.7616 | 0.54859 | 25608.0121 | 0.0042 | 0.059251 | 0.72109 | 0.0087118 | 0.7298 | 692.9991
02/19 08:00:00 | 40.64 | 4.8 | 51.55% | 0.9223 | 34183.5269 | 1.0231 | 3.6831 | 3.6354 | 3.2719 | 0.55892 | 1.7114 | 0.23498 | 250.6979 | 0.9223 | 34183.5269 | 1.0231 | 3.99 | 3.9384 | 3.3476 | 0.59481 | 1.7801 | 0.24441 | 244.6779 | 19105.9169 | 0.51549 | 23587.5517 | 0.11782 | 0.45789 | 0.016177 | 0.47407 | 479.4453 | 19105.9169 | 0.51549 | 23587.5517 | 0.11782 | 0.75571 | 0.016177 | 0.77189 | 780.649 | 19105.9169 | 0.51549 | 24589.3396 | 0.11782 | 0.055676 | 0.69241 | 0.023821 | 0.71623 | 724.3555 | 19105.9169 | 0.51549 | 24684.6471 | 0.0042 | 0.47919 | 0.00057666 | 0.47976 | 485.3067 | 19105.9169 | 0.51549 | 22826.6629 | 0.0042 | 0.73134 | 0.00057666 | 0.73191 | 740.3171 | 19105.9169 | 0.51549 | 24062.8676 | 0.0042 | 0.055676 | 0.67758 | 0.008221 | 0.6858 | 693.685
02/19 09:00:00 | 45.14 | 7.3 | 40.54% | 0.99139 | 36744.4542 | 1.0625 | 3.825 | 3.7921 | 3.4129 | 0.40892 | 1.2903 | 0.17716 | 250.8751 | 0.99139 | 36744.4542 | 1.0625 | 4.1437 | 4.1082 | 3.4919 | 0.40892 | 1.2611 | 0.17315 | 244.851 | 15025.5661 | 0.4054 | 18550.0816 | 0.092658 | 0.3601 | 0.012722 | 0.37282 | 479.8181 | 15025.5661 | 0.4054 | 18550.0816 | 0.092658 | 0.59432 | 0.012722 | 0.60704 | 781.2561 | 15025.5661 | 0.4054 | 19337.9229 | 0.092658 | 0.043785 | 0.54453 | 0.018734 | 0.56327 | 724.9187 | 15025.5661 | 0.4054 | 19412.8761 | 0.0042 | 0.37685 | 0.00057666 | 0.37743 | 485.6841 | 15025.5661 | 0.4054 | 17951.6919 | 0.0042 | 0.57515 | 0.00057666 | 0.57572 | 740.8928 | 15025.5661 | 0.4054 | 18923.8868 | 0.0042 | 0.043785 | 0.53287 | 0.0065884 | 0.53946 | 694.2244
02/19 10:00:00 | 53.96 | 12.2 | 25.95% | 1.1338 | 42021.2114 | 1.1146 | 4.0124 | 4.0724 | 3.6652 | 0.22891 | 0.7692 | 0.10561 | 250.9807 | 1.1338 | 42021.2114 | 1.1146 | 4.3467 | 4.4118 | 3.75 | 0.35757 | 1.1743 | 0.16124 | 245.0123 | 9619.2821 | 0.25954 | 11875.6569 | 0.059319 | 0.23053 | 0.0081445 | 0.23868 | 480.0568 | 9619.2821 | 0.25954 | 11875.6569 | 0.059319 | 0.38048 | 0.0081445 | 0.38862 | 781.6447 | 9619.2821 | 0.25954 | 12380.0284 | 0.059319 | 0.028031 | 0.34861 | 0.011993 | 0.3606 | 725.2793 | 9619.2821 | 0.25954 | 12428.013 | 0.0042 | 0.24126 | 0.00057666 | 0.24183 | 485.926 | 9619.2821 | 0.25954 | 11492.5712 | 0.0042 | 0.36821 | 0.00057666 | 0.36878 | 741.2616 | 9619.2821 | 0.25954 | 12114.9648 | 0.0042 | 0.028031 | 0.34114 | 0.0044253 | 0.34557 | 694.57
02/19 11:00:00 | 60.08 | 15.6 | 8.243% | 1.238 | 45882.914 | 1.1264 | 4.0549 | 4.249 | 3.8241 | 0.066584 | 0.23415 | 0.032148 | 251.0128 | 1.238 | 45882.914 | 1.1264 | 4.3928 | 4.603 | 3.9126 | 0.066584 | 0.22885 | 0.031421 | 245.0437 | 3055.06 | 0.082428 | 3771.6791 | 0.01884 | 0.073217 | 0.0025867 | 0.075804 | 480.1326 | 3055.06 | 0.082428 | 3771.6791 | 0.01884 | 0.12084 | 0.0025867 | 0.12343 | 781.7681 | 3055.06 | 0.082428 | 3931.8662 | 0.01884 | 0.0089026 | 0.11072 | 0.003809 | 0.11453 | 725.3939 | 3055.06 | 0.082428 | 3947.106 | 0.0042 | 0.076623 | 0.00057666 | 0.077199 | 486.0032 | 3055.06 | 0.082428 | 3650.012 | 0.0042 | 0.11694 | 0.00057666 | 0.11752 | 741.3791 | 3055.06 | 0.082428 | 3847.6827 | 0.0042 | 0.0089026 | 0.10835 | 0.001799 | 0.11015 | 694.6801
02/19 12:00:00 | 62.06 | 16.7 | 0% | 1.2726 | 47167.4189 | 1.1255 | 4.0519 | 4.3037 | 3.8734 | 0 | 0 | 0 | 251.0128 | 1.2726 | 47167.4189 | 1.1255 | 4.3895 | 4.6624 | 3.963 | 0.064771 | 0.22594 | 0.031021 | 245.0747 | 0 | 0 | 0 | 0 | 0 | 0 | 0 | 480.1326 | 0 | 0 | 0 | 0 | 0 | 0 | 0 | 781.7681 | 0 | 0 | 0 | 0 | 0 | 0 | 0 | 0 | 725.3939 | 0 | 0 | 0 | 0.0042 | 0 | 0.00057666 | 0.00057666 | 486.0037 | 0 | 0 | 0 | 0.0042 | 0 | 0.00057666 | 0.00057666 | 741.3797 | 0 | 0 | 0 | 0.0042 | 0 | 0 | 0.00057666 | 0.00057666 | 694.6807
02/19 13:00:00 | 62.06 | 16.7 | 0% | 1.2726 | 47167.4189 | 1.1255 | 4.0519 | 4.3037 | 3.8734 | 0 | 0 | 0 | 251.0128 | 1.2726 | 47167.4189 | 1.1255 | 4.3895 | 4.6624 | 3.963 | 0 | 0 | 0 | 245.0747 | 0 | 0 | 0 | 0 | 0 | 0 | 0 | 480.1326 | 0 | 0 | 0 | 0 | 0 | 0 | 0 | 781.7681 | 0 | 0 | 0 | 0 | 0 | 0 | 0 | 0 | 725.3939 | 0 | 0 | 0 | 0.0042 | 0 | 0.00057666 | 0.00057666 | 486.0043 | 0 | 0 | 0 | 0.0042 | 0 | 0.00057666 | 0.00057666 | 741.3803 | 0 | 0 | 0 | 0.0042 | 0 | 0 | 0.00057666 | 0.00057666 | 694.6813
02/19 14:00:00 | 66.02 | 18.9 | 0% | 1.3433 | 49787.9534 | 1.117 | 4.0213 | 4.4109 | 3.9698 | 0 | 0 | 0 | 251.0128 | 1.3433 | 49787.9534 | 1.117 | 4.3565 | 4.7785 | 4.0617 | 0 | 0 | 0 | 245.0747 | 0 | 0 | 0 | 0 | 0 | 0 | 0 | 480.1326 | 0 | 0 | 0 | 0 | 0 | 0 | 0 | 781.7681 | 0 | 0 | 0 | 0 | 0 | 0 | 0 | 0 | 725.3939 | 0 | 0 | 0 | 0.0042 | 0 | 0.00057666 | 0.00057666 | 486.0049 | 0 | 0 | 0 | 0.0042 | 0 | 0.00057666 | 0.00057666 | 741.3809 | 0 | 0 | 0 | 0.0042 | 0 | 0 | 0.00057666 | 0.00057666 | 694.6819
02/19 15:00:00 | 66.92 | 19.4 | 0% | 1.3596 | 50393.1104 | 1.1139 | 4.01 | 4.435 | 3.9915 | 0 | 0 | 0 | 251.0128 | 1.3596 | 50393.1104 | 1.1139 | 4.3441 | 4.8046 | 4.0839 | 0 | 0 | 0 | 245.0747 | 0 | 0 | 0 | 0 | 0 | 0 | 0 | 480.1326 | 0 | 0 | 0 | 0 | 0 | 0 | 0 | 781.7681 | 0 | 0 | 0 | 0 | 0 | 0 | 0 | 0 | 725.3939 | 0 | 0 | 0 | 0.0042 | 0 | 0.00057666 | 0.00057666 | 486.0055 | 0 | 0 | 0 | 0.0042 | 0 | 0.00057666 | 0.00057666 | 741.3814 | 0 | 0 | 0 | 0.0042 | 0 | 0 | 0.00057666 | 0.00057666 | 694.6824
02/19 16:00:00 | 66.92 | 19.4 | 0% | 1.3596 | 50393.1104 | 1.1139 | 4.01 | 4.435 | 3.9915 | 0 | 0 | 0 | 251.0128 | 1.3596 | 50393.1104 | 1.1139 | 4.3441 | 4.8046 | 4.0839 | 0 | 0 | 0 | 245.0747 | 0 | 0 | 0 | 0 | 0 | 0 | 0 | 480.1326 | 0 | 0 | 0 | 0 | 0 | 0 | 0 | 781.7681 | 0 | 0 | 0 | 0 | 0 | 0 | 0 | 0 | 725.3939 | 0 | 0 | 0 | 0.0042 | 0 | 0.00057666 | 0.00057666 | 486.006 | 0 | 0 | 0 | 0.0042 | 0 | 0.00057666 | 0.00057666 | 741.382 | 0 | 0 | 0 | 0.0042 | 0 | 0 | 0.00057666 | 0.00057666 | 694.683
02/19 17:00:00 | 64.94 | 18.3 | 0% | 1.3238 | 49066.449 | 1.1202 | 4.0329 | 4.3819 | 3.9437 | 0 | 0 | 0 | 251.0128 | 1.3238 | 49066.449 | 1.1202 | 4.3689 | 4.7471 | 4.035 | 0 | 0 | 0 | 245.0747 | 0 | 0 | 0 | 0 | 0 | 0 | 0 | 480.1326 | 0 | 0 | 0 | 0 | 0 | 0 | 0 | 781.7681 | 0 | 0 | 0 | 0 | 0 | 0 | 0 | 0 | 725.3939 | 0 | 0 | 0 | 0.0042 | 0 | 0.00057666 | 0.00057666 | 486.0066 | 0 | 0 | 0 | 0.0042 | 0 | 0.00057666 | 0.00057666 | 741.3826 | 0 | 0 | 0 | 0.0042 | 0 | 0 | 0.00057666 | 0.00057666 | 694.6836
02/19 18:00:00 | 60.08 | 15.6 | 0% | 1.238 | 45882.914 | 1.1264 | 4.0549 | 4.249 | 3.8241 | 0 | 0 | 0 | 251.0128 | 1.238 | 45882.914 | 1.1264 | 4.3928 | 4.603 | 3.9126 | 0 | 0 | 0 | 245.0747 | 0 | 0 | 0 | 0 | 0 | 0 | 0 | 480.1326 | 0 | 0 | 0 | 0 | 0 | 0 | 0 | 781.7681 | 0 | 0 | 0 | 0 | 0 | 0 | 0 | 0 | 725.3939 | 0 | 0 | 0 | 0.0042 | 0 | 0.00057666 | 0.00057666 | 486.0072 | 0 | 0 | 0 | 0.0042 | 0 | 0.00057666 | 0.00057666 | 741.3832 | 0 | 0 | 0 | 0.0042 | 0 | 0 | 0.00057666 | 0.00057666 | 694.6842
02/19 19:00:00 | 60.08 | 15.6 | 0% | 1.238 | 45882.914 | 1.1264 | 4.0549 | 4.249 | 3.8241 | 0 | 0 | 0 | 251.0128 | 1.238 | 45882.914 | 1.1264 | 4.3928 | 4.603 | 3.9126 | 0 | 0 | 0 | 245.0747 | 0 | 0 | 0 | 0 | 0 | 0 | 0 | 480.1326 | 0 | 0 | 0 | 0 | 0 | 0 | 0 | 781.7681 | 0 | 0 | 0 | 0 | 0 | 0 | 0 | 0 | 725.3939 | 0 | 0 | 0 | 0.0042 | 0 | 0.00057666 | 0.00057666 | 486.0078 | 0 | 0 | 0 | 0.0042 | 0 | 0.00057666 | 0.00057666 | 741.3838 | 0 | 0 | 0 | 0.0042 | 0 | 0 | 0.00057666 | 0.00057666 | 694.6847
02/19 20:00:00 | 53.06 | 11.7 | 0% | 1.1188 | 41467.1533 | 1.111 | 3.9997 | 4.0453 | 3.6408 | 0 | 0 | 0 | 251.0128 | 1.1188 | 41467.1533 | 1.111 | 4.333 | 4.3824 | 3.7251 | 0 | 0 | 0 | 245.0747 | 0 | 0 | 0 | 0 | 0 | 0 | 0 | 480.1326 | 0 | 0 | 0 | 0 | 0 | 0 | 0 | 781.7681 | 0 | 0 | 0 | 0 | 0 | 0 | 0 | 0 | 725.3939 | 0 | 0 | 0 | 0.0042 | 0 | 0.00057666 | 0.00057666 | 486.0083 | 0 | 0 | 0 | 0.0042 | 0 | 0.00057666 | 0.00057666 | 741.3843 | 0 | 0 | 0 | 0.0042 | 0 | 0 | 0.00057666 | 0.00057666 | 694.6853
02/19 21:00:00 | 57.56 | 14.2 | 0% | 1.1945 | 44272.9294 | 1.1241 | 4.0468 | 4.1777 | 3.76 | 0 | 0 | 0 | 251.0128 | 1.1945 | 44272.9294 | 1.1241 | 4.384 | 4.5259 | 3.847 | 0 | 0 | 0 | 245.0747 | 0 | 0 | 0 | 0 | 0 | 0 | 0 | 480.1326 | 0 | 0 | 0 | 0 | 0 | 0 | 0 | 781.7681 | 0 | 0 | 0 | 0 | 0 | 0 | 0 | 0 | 725.3939 | 0 | 0 | 0 | 0.0042 | 0 | 0.00057666 | 0.00057666 | 486.0089 | 0 | 0 | 0 | 0.0042 | 0 | 0.00057666 | 0.00057666 | 741.3849 | 0 | 0 | 0 | 0.0042 | 0 | 0 | 0.00057666 | 0.00057666 | 694.6859
02/19 22:00:00 | 54.32 | 12.4 | 3.458% | 1.1398 | 42243.8283 | 1.1158 | 4.017 | 4.0831 | 3.6748 | 0.030341 | 0.10222 | 0.014035 | 251.0269 | 1.1398 | 42243.8283 | 1.1158 | 4.3517 | 4.4234 | 3.7599 | 0 | 0 | 0 | 245.0747 | 1281.7038 | 0.034581 | 1582.3504 | 0.0079038 | 0.030717 | 0.0010852 | 0.031802 | 480.1644 | 1281.7038 | 0.034581 | 1582.3504 | 0.0079038 | 0.050696 | 0.0010852 | 0.051782 | 781.8199 | 1281.7038 | 0.034581 | 1649.5545 | 0.0079038 | 0.003735 | 0.04645 | 0.001598 | 0.048048 | 725.4419 | 1281.7038 | 0.034581 | 1655.9481 | 0.0042 | 0.032146 | 0.00057666 | 0.032722 | 486.0416 | 1281.7038 | 0.034581 | 1531.3069 | 0.0042 | 0.049061 | 0.00057666 | 0.049638 | 741.4345 | 1281.7038 | 0.034581 | 1614.2366 | 0.0042 | 0.003735 | 0.045455 | 0.0010895 | 0.046545 | 694.7324
02/19 23:00:00 | 53.06 | 11.7 | 11.88% | 1.1188 | 41467.1533 | 1.111 | 3.9997 | 4.0453 | 3.6408 | 0.10621 | 0.35452 | 0.048676 | 251.0755 | 1.1188 | 41467.1533 | 1.111 | 4.333 | 4.3824 | 3.7251 | 0.10621 | 0.3465 | 0.047575 | 245.1223 | 4404.0348 | 0.11882 | 5437.08 | 0.027158 | 0.10555 | 0.0037288 | 0.10928 | 480.2737 | 4404.0348 | 0.11882 | 5437.08 | 0.027158 | 0.1742 | 0.0037288 | 0.17793 | 781.9978 | 4404.0348 | 0.11882 | 5667.9985 | 0.027158 | 0.012834 | 0.1596 | 0.0054909 | 0.1651 | 725.607 | 4404.0348 | 0.11882 | 5689.9675 | 0.0042 | 0.11046 | 0.00057666 | 0.11103 | 486.1527 | 4404.0348 | 0.11882 | 5261.6903 | 0.0042 | 0.16858 | 0.00057666 | 0.16915 | 741.6037 | 4404.0348 | 0.11882 | 5546.6433 | 0.0042 | 0.012834 | 0.15619 | 0.0023387 | 0.15853 | 694.891
02/19 24:00:00 | 52.34 | 11.3 | 19.24% | 1.1069 | 41026.4617 | 1.1079 | 3.9885 | 4.0234 | 3.6211 | 0.17382 | 0.57718 | 0.079247 | 251.1548 | 1.1069 | 41026.4617 | 1.1079 | 4.3208 | 4.3587 | 3.7049 | 0.10735 | 0.34839 | 0.047834 | 245.1701 | 7131.1759 | 0.1924 | 8803.9209 | 0.043976 | 0.1709 | 0.0060378 | 0.17694 | 480.4506 | 7131.1759 | 0.1924 | 8803.9209 | 0.043976 | 0.28207 | 0.0060378 | 0.2881 | 782.286 | 7131.1759 | 0.1924 | 9177.8326 | 0.043976 | 0.020781 | 0.25844 | 0.008891 | 0.26733 | 725.8743 | 7131.1759 | 0.1924 | 9213.4056 | 0.0042 | 0.17885 | 0.00057666 | 0.17943 | 486.3321 | 7131.1759 | 0.1924 | 8519.9234 | 0.0042 | 0.27297 | 0.00057666 | 0.27354 | 741.8772 | 7131.1759 | 0.1924 | 8981.3299 | 0.0042 | 0.020781 | 0.2529 | 0.0034298 | 0.25633 | 695.1473
02/20 01:00:00 | 52.16 | 11.2 | 24.47% | 1.104 | 40916.6436 | 1.1071 | 3.9855 | 4.0179 | 3.6161 | 0.2217 | 0.73521 | 0.10094 | 251.2557 | 1.104 | 40916.6436 | 1.1071 | 4.3176 | 4.3527 | 3.6998 | 0.2217 | 0.71858 | 0.09866 | 245.2688 | 9071.1866 | 0.24475 | 11198.9958 | 0.055939 | 0.2174 | 0.0076804 | 0.22508 | 480.6757 | 9071.1866 | 0.24475 | 11198.9958 | 0.055939 | 0.3588 | 0.0076804 | 0.36648 | 782.6524 | 9071.1866 | 0.24475 | 11674.6288 | 0.055939 | 0.026434 | 0.32874 | 0.01131 | 0.34005 | 726.2144 | 9071.1866 | 0.24475 | 11719.8793 | 0.0042 | 0.22751 | 0.00057666 | 0.22809 | 486.5602 | 9071.1866 | 0.24475 | 10837.7379 | 0.0042 | 0.34723 | 0.00057666 | 0.3478 | 742.225 | 9071.1866 | 0.24475 | 11424.6683 | 0.0042 | 0.026434 | 0.32171 | 0.004206 | 0.32591 | 695.4732
02/20 02:00:00 | 48.92 | 9.4 | 30.23% | 1.0513 | 38964.1908 | 1.0894 | 3.9218 | 3.9165 | 3.5248 | 0.28754 | 0.93158 | 0.12791 | 251.3836 | 1.0513 | 38964.1908 | 1.0894 | 4.2486 | 4.2428 | 3.6064 | 0.23281 | 0.73719 | 0.10122 | 245.37 | 11203.8377 | 0.30229 | 13831.8984 | 0.06909 | 0.26851 | 0.0094861 | 0.278 | 480.9537 | 11203.8377 | 0.30229 | 13831.8984 | 0.06909 | 0.44316 | 0.0094861 | 0.45264 | 783.1051 | 11203.8377 | 0.30229 | 14419.3535 | 0.06909 | 0.032649 | 0.40603 | 0.013969 | 0.42 | 726.6344 | 11203.8377 | 0.30229 | 14475.2425 | 0.0042 | 0.281 | 0.00057666 | 0.28157 | 486.8418 | 11203.8377 | 0.30229 | 13385.7081 | 0.0042 | 0.42886 | 0.00057666 | 0.42944 | 742.6545 | 11203.8377 | 0.30229 | 14110.6268 | 0.0042 | 0.032649 | 0.39734 | 0.0050593 | 0.4024 | 695.8756
02/20 03:00:00 | 50 | 10 | 32.57% | 1.0687 | 39609.8985 | 1.0959 | 3.9451 | 3.9508 | 3.5557 | 0.30477 | 0.99504 | 0.13662 | 251.5202 | 1.0687 | 39609.8985 | 1.0959 | 4.2739 | 4.28 | 3.638 | 0.30477 | 0.97253 | 0.13353 | 245.5035 | 12071.8892 | 0.32571 | 14903.5669 | 0.074443 | 0.28931 | 0.010221 | 0.29953 | 481.2532 | 12071.8892 | 0.32571 | 14903.5669 | 0.074443 | 0.47749 | 0.010221 | 0.48771 | 783.5928 | 12071.8892 | 0.32571 | 15536.5369 | 0.074443 | 0.035178 | 0.43749 | 0.015051 | 0.45254 | 727.0869 | 12071.8892 | 0.32571 | 15596.756 | 0.0042 | 0.30277 | 0.00057666 | 0.30335 | 487.1451 | 12071.8892 | 0.32571 | 14422.8066 | 0.0042 | 0.46209 | 0.00057666 | 0.46266 | 743.1171 | 12071.8892 | 0.32571 | 15203.8906 | 0.0042 | 0.035178 | 0.42812 | 0.0054066 | 0.43353 | 696.3091
02/20 04:00:00 | 50 | 10 | 33.58% | 1.0687 | 39609.8985 | 1.0959 | 3.9451 | 3.9508 | 3.5557 | 0.31421 | 1.0259 | 0.14085 | 251.6611 | 1.0687 | 39609.8985 | 1.0959 | 4.2739 | 4.28 | 3.638 | 0.30477 | 0.97253 | 0.13353 | 245.637 | 12445.7014 | 0.33579 | 15365.0634 | 0.076748 | 0.29827 | 0.010538 | 0.30881 | 481.5621 | 12445.7014 | 0.33579 | 15365.0634 | 0.076748 | 0.49228 | 0.010538 | 0.50281 | 784.0956 | 12445.7014 | 0.33579 | 16017.6337 | 0.076748 | 0.036268 | 0.45104 | 0.015517 | 0.46656 | 727.5535 | 12445.7014 | 0.33579 | 16079.7175 | 0.0042 | 0.31214 | 0.00057666 | 0.31272 | 487.4578 | 12445.7014 | 0.33579 | 14869.4162 | 0.0042 | 0.4764 | 0.00057666 | 0.47697 | 743.5941 | 12445.7014 | 0.33579 | 15674.6868 | 0.0042 | 0.036268 | 0.44138 | 0.0055562 | 0.44694 | 696.7561
02/20 05:00:00 | 50 | 10 | 34.19% | 1.0687 | 39609.8985 | 1.0959 | 3.9451 | 3.9508 | 3.5557 | 0.31996 | 1.0446 | 0.14343 | 251.8045 | 1.0687 | 39609.8985 | 1.0959 | 4.2739 | 4.28 | 3.638 | 0.31996 | 1.021 | 0.14018 | 245.7772 | 12673.6802 | 0.34194 | 15646.5187 | 0.078154 | 0.30374 | 0.010731 | 0.31447 | 481.8765 | 12673.6802 | 0.34194 | 15646.5187 | 0.078154 | 0.50129 | 0.010731 | 0.51202 | 784.6076 | 12673.6802 | 0.34194 | 16311.0427 | 0.078154 | 0.036932 | 0.4593 | 0.015801 | 0.4751 | 728.0286 | 12673.6802 | 0.34194 | 16374.2638 | 0.0042 | 0.31786 | 0.00057666 | 0.31844 | 487.7763 | 12673.6802 | 0.34194 | 15141.7923 | 0.0042 | 0.48512 | 0.00057666 | 0.4857 | 744.0798 | 12673.6802 | 0.34194 | 15961.8138 | 0.0042 | 0.036932 | 0.44947 | 0.0056474 | 0.45511 | 697.2112
02/20 06:00:00 | 50 | 10 | 30.82% | 1.0687 | 39609.8985 | 1.0959 | 3.9451 | 3.9508 | 3.5557 | 0.28842 | 0.94165 | 0.12929 | 251.9338 | 1.0687 | 39609.8985 | 1.0959 | 4.2739 | 4.28 | 3.638 | 0.31996 | 1.021 | 0.14018 | 245.9174 | 11424.2087 | 0.30823 | 14103.9613 | 0.070449 | 0.27379 | 0.0096727 | 0.28346 | 482.16 | 11424.2087 | 0.30823 | 14103.9613 | 0.070449 | 0.45187 | 0.0096727 | 0.46154 | 785.0692 | 11424.2087 | 0.30823 | 14702.9713 | 0.070449 | 0.033291 | 0.41402 | 0.014244 | 0.42826 | 728.4568 | 11424.2087 | 0.30823 | 14759.9595 | 0.0042 | 0.28653 | 0.00057666 | 0.2871 | 488.0634 | 11424.2087 | 0.30823 | 13648.9948 | 0.0042 | 0.4373 | 0.00057666 | 0.43787 | 744.5177 | 11424.2087 | 0.30823 | 14388.1721 | 0.0042 | 0.033291 | 0.40515 | 0.0051475 | 0.4103 | 697.6215
02/20 07:00:00 | 50 | 10 | 28.36% | 1.0687 | 39609.8985 | 1.0959 | 3.9451 | 3.9508 | 3.5557 | 0.26541 | 0.86655 | 0.11898 | 252.0528 | 1.0687 | 39609.8985 | 1.0959 | 4.2739 | 4.28 | 3.638 | 0.26541 | 0.84694 | 0.11628 | 246.0337 | 10512.9807 | 0.28365 | 12978.9885 | 0.06483 | 0.25195 | 0.0089012 | 0.26085 | 482.4208 | 10512.9807 | 0.28365 | 12978.9885 | 0.06483 | 0.41583 | 0.0089012 | 0.42473 | 785.4939 | 10512.9807 | 0.28365 | 13530.2197 | 0.06483 | 0.030635 | 0.381 | 0.013107 | 0.3941 | 728.8509 | 10512.9807 | 0.28365 | 13582.6624 | 0.0042 | 0.26367 | 0.00057666 | 0.26425 | 488.3276 | 10512.9807 | 0.28365 | 12560.3115 | 0.0042 | 0.40242 | 0.00057666 | 0.40299 | 744.9207 | 10512.9807 | 0.28365 | 13240.5299 | 0.0042 | 0.030635 | 0.37284 | 0.0047829 | 0.37762 | 697.9991
02/20 08:00:00 | 53.06 | 11.7 | 23.98% | 1.1188 | 41467.1533 | 1.111 | 3.9997 | 4.0453 | 3.6408 | 0.21437 | 0.71559 | 0.09825 | 252.151 | 1.1188 | 41467.1533 | 1.111 | 4.333 | 4.3824 | 3.7251 | 0.25353 | 0.82715 | 0.11357 | 246.1473 | 8889.2896 | 0.23984 | 10974.4316 | 0.054817 | 0.21304 | 0.0075264 | 0.22057 | 482.6414 | 8889.2896 | 0.23984 | 10974.4316 | 0.054817 | 0.35161 | 0.0075264 | 0.35913 | 785.853 | 8889.2896 | 0.23984 | 11440.5272 | 0.054817 | 0.025904 | 0.32215 | 0.011083 | 0.33324 | 729.1842 | 8889.2896 | 0.23984 | 11484.8703 | 0.0042 | 0.22295 | 0.00057666 | 0.22352 | 488.5511 | 8889.2896 | 0.23984 | 10620.4177 | 0.0042 | 0.34026 | 0.00057666 | 0.34084 | 745.2615 | 8889.2896 | 0.23984 | 11195.5789 | 0.0042 | 0.025904 | 0.31525 | 0.0041333 | 0.31939 | 698.3185
02/20 09:00:00 | 55.04 | 12.8 | 19.79% | 1.1518 | 42690.7653 | 1.1182 | 4.0255 | 4.1045 | 3.694 | 0.17179 | 0.58186 | 0.07989 | 252.2309 | 1.1518 | 42690.7653 | 1.1182 | 4.3609 | 4.4465 | 3.7795 | 0.17179 | 0.5687 | 0.078082 | 246.2253 | 7333.8142 | 0.19787 | 9054.0916 | 0.045225 | 0.17576 | 0.0062094 | 0.18197 | 482.8234 | 7333.8142 | 0.19787 | 9054.0916 | 0.045225 | 0.29008 | 0.0062094 | 0.29629 | 786.1493 | 7333.8142 | 0.19787 | 9438.6283 | 0.045225 | 0.021371 | 0.26578 | 0.0091437 | 0.27492 | 729.4591 | 7333.8142 | 0.19787 | 9475.2121 | 0.0042 | 0.18394 | 0.00057666 | 0.18451 | 488.7357 | 7333.8142 | 0.19787 | 8762.0241 | 0.0042 | 0.28072 | 0.00057666 | 0.2813 | 745.5428 | 7333.8142 | 0.19787 | 9236.5418 | 0.0042 | 0.021371 | 0.26009 | 0.0035109 | 0.2636 | 698.5821
02/20 10:00:00 | 57.92 | 14.4 | 15.17% | 1.2007 | 44501.2239 | 1.1247 | 4.0487 | 4.188 | 3.7692 | 0.12637 | 0.43727 | 0.060037 | 252.291 | 1.2007 | 44501.2239 | 1.1247 | 4.3861 | 4.537 | 3.8565 | 0.1648 | 0.55735 | 0.076525 | 246.3019 | 5623.5146 | 0.15173 | 6942.6106 | 0.034678 | 0.13477 | 0.0047613 | 0.13953 | 482.9629 | 5623.5146 | 0.15173 | 6942.6106 | 0.034678 | 0.22243 | 0.0047613 | 0.22719 | 786.3765 | 5623.5146 | 0.15173 | 7237.4705 | 0.034678 | 0.016387 | 0.2038 | 0.0070113 | 0.21081 | 729.6699 | 5623.5146 | 0.15173 | 7265.5227 | 0.0042 | 0.14104 | 0.00057666 | 0.14162 | 488.8773 | 5623.5146 | 0.15173 | 6718.6554 | 0.0042 | 0.21526 | 0.00057666 | 0.21583 | 745.7587 | 5623.5146 | 0.15173 | 7082.5121 | 0.0042 | 0.016387 | 0.19944 | 0.0028266 | 0.20226 | 698.7844
02/20 11:00:00 | 59 | 15 | 10.66% | 1.2192 | 45189.514 | 1.1258 | 4.053 | 4.2187 | 3.7968 | 0.087407 | 0.3049 | 0.041863 | 252.3328 | 1.2192 | 45189.514 | 1.1258 | 4.3908 | 4.5702 | 3.8847 | 0.087407 | 0.298 | 0.040916 | 246.3428 | 3949.8719 | 0.10657 | 4876.3851 | 0.024358 | 0.094662 | 0.0033443 | 0.098006 | 483.0609 | 3949.8719 | 0.10657 | 4876.3851 | 0.024358 | 0.15623 | 0.0033443 | 0.15958 | 786.5361 | 3949.8719 | 0.10657 | 5083.4903 | 0.024358 | 0.01151 | 0.14315 | 0.0049246 | 0.14807 | 729.818 | 3949.8719 | 0.10657 | 5103.1937 | 0.0042 | 0.099065 | 0.00057666 | 0.099642 | 488.9769 | 3949.8719 | 0.10657 | 4719.0824 | 0.0042 | 0.15119 | 0.00057666 | 0.15177 | 745.9104 | 3949.8719 | 0.10657 | 4974.6498 | 0.0042 | 0.01151 | 0.14008 | 0.002157 | 0.14224 | 698.9266
02/20 12:00:00 | 60.98 | 16.1 | 7.461% | 1.2536 | 46464.6508 | 1.1263 | 4.0545 | 4.274 | 3.8466 | 0.059511 | 0.21069 | 0.028927 | 252.3618 | 1.2536 | 46464.6508 | 1.1263 | 4.3924 | 4.6301 | 3.9356 | 0.085008 | 0.29415 | 0.040386 | 246.3832 | 2765.1571 | 0.074606 | 3413.7743 | 0.017052 | 0.066269 | 0.0023412 | 0.068611 | 483.1295 | 2765.1571 | 0.074606 | 3413.7743 | 0.017052 | 0.10937 | 0.0023412 | 0.11171 | 786.6478 | 2765.1571 | 0.074606 | 3558.7608 | 0.017052 | 0.0080578 | 0.10021 | 0.0034476 | 0.10366 | 729.9216 | 2765.1571 | 0.074606 | 3572.5544 | 0.0042 | 0.069352 | 0.00057666 | 0.069928 | 489.0468 | 2765.1571 | 0.074606 | 3303.6525 | 0.0042 | 0.10584 | 0.00057666 | 0.10642 | 746.0169 | 2765.1571 | 0.074606 | 3482.5657 | 0.0042 | 0.0080578 | 0.098065 | 0.001683 | 0.099748 | 699.0263
02/20 13:00:00 | 60.98 | 16.1 | 4.789% | 1.2536 | 46464.6508 | 1.1263 | 4.0545 | 4.274 | 3.8466 | 0.038197 | 0.13523 | 0.018567 | 252.3803 | 1.2536 | 46464.6508 | 1.1263 | 4.3924 | 4.6301 | 3.9356 | 0.038197 | 0.13217 | 0.018147 | 246.4013 | 1774.8027 | 0.047885 | 2191.1145 | 0.010945 | 0.042535 | 0.0015027 | 0.044037 | 483.1736 | 1774.8027 | 0.047885 | 2191.1145 | 0.010945 | 0.0702 | 0.0015027 | 0.071703 | 786.7195 | 1774.8027 | 0.047885 | 2284.1734 | 0.010945 | 0.0051719 | 0.06432 | 0.0022128 | 0.066532 | 729.9882 | 1774.8027 | 0.047885 | 2293.0268 | 0.0042 | 0.044513 | 0.00057666 | 0.04509 | 489.0919 | 1774.8027 | 0.047885 | 2120.4333 | 0.0042 | 0.067936 | 0.00057666 | 0.068513 | 746.0854 | 1774.8027 | 0.047885 | 2235.2679 | 0.0042 | 0.0051719 | 0.062943 | 0.0012868 | 0.064229 | 699.0906
02/20 14:00:00 | 64.04 | 17.8 | 1.275% | 1.3077 | 48469.0987 | 1.1224 | 4.0406 | 4.3577 | 3.9219 | 0.0097531 | 0.035327 | 0.0048503 | 252.3852 | 1.3077 | 48469.0987 | 1.1224 | 4.3774 | 4.7208 | 4.0127 | 0.036617 | 0.12963 | 0.017798 | 246.4191 | 472.7232 | 0.012754 | 583.6089 | 0.0029151 | 0.011329 | 0.00040025 | 0.011729 | 483.1853 | 472.7232 | 0.012754 | 583.6089 | 0.0029151 | 0.018698 | 0.00040025 | 0.019098 | 786.7386 | 472.7232 | 0.012754 | 608.3954 | 0.0029151 | 0.0013775 | 0.017132 | 0.00058938 | 0.017721 | 730.0059 | 472.7232 | 0.012754 | 610.7535 | 0.0042 | 0.011856 | 0.00057666 | 0.012433 | 489.1044 | 472.7232 | 0.012754 | 564.7828 | 0.0042 | 0.018095 | 0.00057666 | 0.018672 | 746.104 | 472.7232 | 0.012754 | 595.3693 | 0.0042 | 0.0013775 | 0.016765 | 0.0007658 | 0.017531 | 699.1081
02/20 15:00:00 | 64.04 | 17.8 | 0% | 1.3077 | 48469.0987 | 1.1224 | 4.0406 | 4.3577 | 3.9219 | 0 | 0 | 0 | 252.3852 | 1.3077 | 48469.0987 | 1.1224 | 4.3774 | 4.7208 | 4.0127 | 0 | 0 | 0 | 246.4191 | 0 | 0 | 0 | 0 | 0 | 0 | 0 | 483.1853 | 0 | 0 | 0 | 0 | 0 | 0 | 0 | 786.7386 | 0 | 0 | 0 | 0 | 0 | 0 | 0 | 0 | 730.0059 | 0 | 0 | 0 | 0.0042 | 0 | 0.00057666 | 0.00057666 | 489.1049 | 0 | 0 | 0 | 0.0042 | 0 | 0.00057666 | 0.00057666 | 746.1046 | 0 | 0 | 0 | 0.0042 | 0 | 0 | 0.00057666 | 0.00057666 | 699.1087
02/20 16:00:00 | 64.94 | 18.3 | 0% | 1.3238 | 49066.449 | 1.1202 | 4.0329 | 4.3819 | 3.9437 | 0 | 0 | 0 | 252.3852 | 1.3238 | 49066.449 | 1.1202 | 4.3689 | 4.7471 | 4.035 | 0 | 0 | 0 | 246.4191 | 0 | 0 | 0 | 0 | 0 | 0 | 0 | 483.1853 | 0 | 0 | 0 | 0 | 0 | 0 | 0 | 786.7386 | 0 | 0 | 0 | 0 | 0 | 0 | 0 | 0 | 730.0059 | 0 | 0 | 0 | 0.0042 | 0 | 0.00057666 | 0.00057666 | 489.1055 | 0 | 0 | 0 | 0.0042 | 0 | 0.00057666 | 0.00057666 | 746.1052 | 0 | 0 | 0 | 0.0042 | 0 | 0 | 0.00057666 | 0.00057666 | 699.1093
02/20 17:00:00 | 64.04 | 17.8 | 0% | 1.3077 | 48469.0987 | 1.1224 | 4.0406 | 4.3577 | 3.9219 | 0 | 0 | 0 | 252.3852 | 1.3077 | 48469.0987 | 1.1224 | 4.3774 | 4.7208 | 4.0127 | 0 | 0 | 0 | 246.4191 | 0 | 0 | 0 | 0 | 0 | 0 | 0 | 483.1853 | 0 | 0 | 0 | 0 | 0 | 0 | 0 | 786.7386 | 0 | 0 | 0 | 0 | 0 | 0 | 0 | 0 | 730.0059 | 0 | 0 | 0 | 0.0042 | 0 | 0.00057666 | 0.00057666 | 489.1061 | 0 | 0 | 0 | 0.0042 | 0 | 0.00057666 | 0.00057666 | 746.1058 | 0 | 0 | 0 | 0.0042 | 0 | 0 | 0.00057666 | 0.00057666 | 699.1098
02/20 18:00:00 | 57.92 | 14.4 | 0% | 1.2007 | 44501.2239 | 1.1247 | 4.0487 | 4.188 | 3.7692 | 0 | 0 | 0 | 252.3852 | 1.2007 | 44501.2239 | 1.1247 | 4.3861 | 4.537 | 3.8565 | 0 | 0 | 0 | 246.4191 | 0 | 0 | 0 | 0 | 0 | 0 | 0 | 483.1853 | 0 | 0 | 0 | 0 | 0 | 0 | 0 | 786.7386 | 0 | 0 | 0 | 0 | 0 | 0 | 0 | 0 | 730.0059 | 0 | 0 | 0 | 0.0042 | 0 | 0.00057666 | 0.00057666 | 489.1067 | 0 | 0 | 0 | 0.0042 | 0 | 0.00057666 | 0.00057666 | 746.1063 | 0 | 0 | 0 | 0.0042 | 0 | 0 | 0.00057666 | 0.00057666 | 699.1104
02/20 19:00:00 | 57.92 | 14.4 | 0% | 1.2007 | 44501.2239 | 1.1247 | 4.0487 | 4.188 | 3.7692 | 0 | 0 | 0 | 252.3852 | 1.2007 | 44501.2239 | 1.1247 | 4.3861 | 4.537 | 3.8565 | 0 | 0 | 0 | 246.4191 | 0 | 0 | 0 | 0 | 0 | 0 | 0 | 483.1853 | 0 | 0 | 0 | 0 | 0 | 0 | 0 | 786.7386 | 0 | 0 | 0 | 0 | 0 | 0 | 0 | 0 | 730.0059 | 0 | 0 | 0 | 0.0042 | 0 | 0.00057666 | 0.00057666 | 489.1073 | 0 | 0 | 0 | 0.0042 | 0 | 0.00057666 | 0.00057666 | 746.1069 | 0 | 0 | 0 | 0.0042 | 0 | 0 | 0.00057666 | 0.00057666 | 699.111
02/20 20:00:00 | 55.04 | 12.8 | 0.35% | 1.1518 | 42690.7653 | 1.1182 | 4.0255 | 4.1045 | 3.694 | 0.0030383 | 0.010291 | 0.0014129 | 252.3866 | 1.1518 | 42690.7653 | 1.1182 | 4.3609 | 4.4465 | 3.7795 | 0 | 0 | 0 | 246.4191 | 129.7062 | 0.0034996 | 160.1311 | 0.00079985 | 0.0031085 | 0.00010982 | 0.0032183 | 483.1885 | 129.7062 | 0.0034996 | 160.1311 | 0.00079985 | 0.0051304 | 0.00010982 | 0.0052402 | 786.7438 | 129.7062 | 0.0034996 | 166.932 | 0.00079985 | 0.00037797 | 0.0047006 | 0.00016172 | 0.0048623 | 730.0108 | 129.7062 | 0.0034996 | 167.5791 | 0.0042 | 0.0032531 | 0.00057666 | 0.0038298 | 489.1111 | 129.7062 | 0.0034996 | 154.9656 | 0.0042 | 0.0049649 | 0.00057666 | 0.0055416 | 746.1125 | 129.7062 | 0.0034996 | 163.3579 | 0.0042 | 0.00037797 | 0.0046 | 0.00062856 | 0.0052285 | 699.1162
02/20 21:00:00 | 55.04 | 12.8 | 4.189% | 1.1518 | 42690.7653 | 1.1182 | 4.0255 | 4.1045 | 3.694 | 0.036368 | 0.12318 | 0.016913 | 252.4035 | 1.1518 | 42690.7653 | 1.1182 | 4.3609 | 4.4465 | 3.7795 | 0.036368 | 0.12039 | 0.01653 | 246.4356 | 1552.5584 | 0.041889 | 1916.7388 | 0.0095741 | 0.037208 | 0.0013145 | 0.038523 | 483.227 | 1552.5584 | 0.041889 | 1916.7388 | 0.0095741 | 0.06141 | 0.0013145 | 0.062724 | 786.8066 | 1552.5584 | 0.041889 | 1998.1447 | 0.0095741 | 0.0045243 | 0.056265 | 0.0019357 | 0.058201 | 730.069 | 1552.5584 | 0.041889 | 2005.8894 | 0.0042 | 0.038939 | 0.00057666 | 0.039516 | 489.1506 | 1552.5584 | 0.041889 | 1854.9085 | 0.0042 | 0.059429 | 0.00057666 | 0.060005 | 746.1725 | 1552.5584 | 0.041889 | 1955.3632 | 0.0042 | 0.0045243 | 0.055061 | 0.0011978 | 0.056259 | 699.1725
02/20 22:00:00 | 53.06 | 11.7 | 7.936% | 1.1188 | 41467.1533 | 1.111 | 3.9997 | 4.0453 | 3.6408 | 0.070928 | 0.23677 | 0.032508 | 252.436 | 1.1188 | 41467.1533 | 1.111 | 4.333 | 4.3824 | 3.7251 | 0.037441 | 0.12215 | 0.016772 | 246.4524 | 2941.1963 | 0.079356 | 3631.1065 | 0.018137 | 0.070488 | 0.0024903 | 0.072979 | 483.3 | 2941.1963 | 0.079356 | 3631.1065 | 0.018137 | 0.11634 | 0.0024903 | 0.11883 | 786.9254 | 2941.1963 | 0.079356 | 3785.3234 | 0.018137 | 0.0085708 | 0.10659 | 0.003667 | 0.11026 | 730.1792 | 2941.1963 | 0.079356 | 3799.9952 | 0.0042 | 0.073767 | 0.00057666 | 0.074343 | 489.2249 | 2941.1963 | 0.079356 | 3513.974 | 0.0042 | 0.11258 | 0.00057666 | 0.11316 | 746.2856 | 2941.1963 | 0.079356 | 3704.2774 | 0.0042 | 0.0085708 | 0.10431 | 0.0017534 | 0.10606 | 699.2785
02/20 23:00:00 | 51.08 | 10.6 | 14.9% | 1.0863 | 40260.7161 | 1.1018 | 3.9664 | 3.9846 | 3.5861 | 0.13719 | 0.45139 | 0.061976 | 252.498 | 1.0863 | 40260.7161 | 1.1018 | 4.2969 | 4.3166 | 3.6692 | 0.13719 | 0.44118 | 0.060574 | 246.513 | 5523.1952 | 0.14902 | 6818.7596 | 0.03406 | 0.13237 | 0.0046764 | 0.13704 | 483.4371 | 5523.1952 | 0.14902 | 6818.7596 | 0.03406 | 0.21846 | 0.0046764 | 0.22314 | 787.1485 | 5523.1952 | 0.14902 | 7108.3594 | 0.03406 | 0.016095 | 0.20016 | 0.0068862 | 0.20705 | 730.3863 | 5523.1952 | 0.14902 | 7135.9112 | 0.0042 | 0.13852 | 0.00057666 | 0.1391 | 489.364 | 5523.1952 | 0.14902 | 6598.7996 | 0.0042 | 0.21142 | 0.00057666 | 0.21199 | 746.4976 | 5523.1952 | 0.14902 | 6956.1653 | 0.0042 | 0.016095 | 0.19588 | 0.0027865 | 0.19866 | 699.4772
02/20 24:00:00 | 51.98 | 11.1 | 19.91% | 1.101 | 40806.9675 | 1.1062 | 3.9825 | 4.0124 | 3.6112 | 0.18081 | 0.59883 | 0.082219 | 252.5802 | 1.101 | 40806.9675 | 1.1062 | 4.3143 | 4.3468 | 3.6948 | 0.13535 | 0.43812 | 0.060154 | 246.5731 | 7378.291 | 0.19907 | 9109.0012 | 0.045499 | 0.17683 | 0.0062471 | 0.18307 | 483.6201 | 7378.291 | 0.19907 | 9109.0012 | 0.045499 | 0.29184 | 0.0062471 | 0.29809 | 787.4466 | 7378.291 | 0.19907 | 9495.87 | 0.045499 | 0.021501 | 0.26739 | 0.0091991 | 0.27659 | 730.6629 | 7378.291 | 0.19907 | 9532.6757 | 0.0042 | 0.18505 | 0.00057666 | 0.18563 | 489.5497 | 7378.291 | 0.19907 | 8815.1625 | 0.0042 | 0.28243 | 0.00057666 | 0.283 | 746.7806 | 7378.291 | 0.19907 | 9292.5579 | 0.0042 | 0.021501 | 0.26167 | 0.0035287 | 0.2652 | 699.7424
02/21 01:00:00 | 51.98 | 11.1 | 23.14% | 1.101 | 40806.9675 | 1.1062 | 3.9825 | 4.0124 | 3.6112 | 0.21016 | 0.69604 | 0.095566 | 252.6758 | 1.101 | 40806.9675 | 1.1062 | 4.3143 | 4.3468 | 3.6948 | 0.21016 | 0.68029 | 0.093404 | 246.6665 | 8576.0946 | 0.23139 | 10587.7711 | 0.052886 | 0.20553 | 0.0072612 | 0.21279 | 483.8329 | 8576.0946 | 0.23139 | 10587.7711 | 0.052886 | 0.33922 | 0.0072612 | 0.34648 | 787.7931 | 8576.0946 | 0.23139 | 11037.4448 | 0.052886 | 0.024991 | 0.3108 | 0.010693 | 0.32149 | 730.9844 | 8576.0946 | 0.23139 | 11080.2256 | 0.0042 | 0.21509 | 0.00057666 | 0.21567 | 489.7653 | 8576.0946 | 0.23139 | 10246.2301 | 0.0042 | 0.32828 | 0.00057666 | 0.32885 | 747.1095 | 8576.0946 | 0.23139 | 10801.1267 | 0.0042 | 0.024991 | 0.30415 | 0.004008 | 0.30816 | 700.0506
02/21 02:00:00 | 51.98 | 11.1 | 25.2% | 1.101 | 40806.9675 | 1.1062 | 3.9825 | 4.0124 | 3.6112 | 0.22884 | 0.75791 | 0.10406 | 252.7798 | 1.101 | 40806.9675 | 1.1062 | 4.3143 | 4.3468 | 3.6948 | 0.21016 | 0.68029 | 0.093404 | 246.76 | 9338.4463 | 0.25196 | 11528.946 | 0.057587 | 0.2238 | 0.0079067 | 0.23171 | 484.0646 | 9338.4463 | 0.25196 | 11528.946 | 0.057587 | 0.36937 | 0.0079067 | 0.37728 | 788.1704 | 9338.4463 | 0.25196 | 12018.5924 | 0.057587 | 0.027213 | 0.33843 | 0.011643 | 0.35007 | 731.3344 | 9338.4463 | 0.25196 | 12065.1761 | 0.0042 | 0.23421 | 0.00057666 | 0.23479 | 490.0001 | 9338.4463 | 0.25196 | 11157.0445 | 0.0042 | 0.35746 | 0.00057666 | 0.35803 | 747.4675 | 9338.4463 | 0.25196 | 11761.2673 | 0.0042 | 0.027213 | 0.33118 | 0.004313 | 0.3355 | 700.3861
02/21 03:00:00 | 51.08 | 10.6 | 26.84% | 1.0863 | 40260.7161 | 1.1018 | 3.9664 | 3.9846 | 3.5861 | 0.24709 | 0.81303 | 0.11163 | 252.8915 | 1.0863 | 40260.7161 | 1.1018 | 4.2969 | 4.3166 | 3.6692 | 0.24709 | 0.79463 | 0.1091 | 246.8691 | 9948.0996 | 0.26841 | 12281.6044 | 0.061347 | 0.23841 | 0.0084229 | 0.24684 | 484.3115 | 9948.0996 | 0.26841 | 12281.6044 | 0.061347 | 0.39349 | 0.0084229 | 0.40191 | 788.5723 | 9948.0996 | 0.26841 | 12803.2169 | 0.061347 | 0.028989 | 0.36052 | 0.012403 | 0.37293 | 731.7074 | 9948.0996 | 0.26841 | 12852.8418 | 0.0042 | 0.2495 | 0.00057666 | 0.25008 | 490.2502 | 9948.0996 | 0.26841 | 11885.4236 | 0.0042 | 0.38079 | 0.00057666 | 0.38137 | 747.8489 | 9948.0996 | 0.26841 | 12529.0926 | 0.0042 | 0.028989 | 0.3528 | 0.0045569 | 0.35736 | 700.7434
02/21 04:00:00 | 51.08 | 10.6 | 27.79% | 1.0863 | 40260.7161 | 1.1018 | 3.9664 | 3.9846 | 3.5861 | 0.25586 | 0.84188 | 0.11559 | 253.007 | 1.0863 | 40260.7161 | 1.1018 | 4.2969 | 4.3166 | 3.6692 | 0.24709 | 0.79463 | 0.1091 | 246.9782 | 10301.1122 | 0.27793 | 12717.4224 | 0.063524 | 0.24687 | 0.0087218 | 0.2556 | 484.5671 | 10301.1122 | 0.27793 | 12717.4224 | 0.063524 | 0.40745 | 0.0087218 | 0.41617 | 788.9885 | 10301.1122 | 0.27793 | 13257.5446 | 0.063524 | 0.030018 | 0.37332 | 0.012843 | 0.38616 | 732.0935 | 10301.1122 | 0.27793 | 13308.9305 | 0.0042 | 0.25836 | 0.00057666 | 0.25893 | 490.5091 | 10301.1122 | 0.27793 | 12307.183 | 0.0042 | 0.39431 | 0.00057666 | 0.39488 | 748.2438 | 10301.1122 | 0.27793 | 12973.6929 | 0.0042 | 0.030018 | 0.36532 | 0.0046981 | 0.37002 | 701.1134
02/21 05:00:00 | 51.08 | 10.6 | 27.67% | 1.0863 | 40260.7161 | 1.1018 | 3.9664 | 3.9846 | 3.5861 | 0.25472 | 0.83811 | 0.11507 | 253.1221 | 1.0863 | 40260.7161 | 1.1018 | 4.2969 | 4.3166 | 3.6692 | 0.25472 | 0.81915 | 0.11247 | 247.0906 | 10255.0595 | 0.27669 | 12660.5673 | 0.06324 | 0.24577 | 0.0086828 | 0.25445 | 484.8215 | 10255.0595 | 0.27669 | 12660.5673 | 0.06324 | 0.40563 | 0.0086828 | 0.41431 | 789.4028 | 10255.0595 | 0.27669 | 13198.2747 | 0.06324 | 0.029884 | 0.37165 | 0.012786 | 0.38443 | 732.478 | 10255.0595 | 0.27669 | 13249.4309 | 0.0042 | 0.2572 | 0.00057666 | 0.25778 | 490.7669 | 10255.0595 | 0.27669 | 12252.1619 | 0.0042 | 0.39254 | 0.00057666 | 0.39312 | 748.6369 | 10255.0595 | 0.27669 | 12915.692 | 0.0042 | 0.029884 | 0.36369 | 0.0046797 | 0.36837 | 701.4818
02/21 06:00:00 | 51.08 | 10.6 | 27.55% | 1.0863 | 40260.7161 | 1.1018 | 3.9664 | 3.9846 | 3.5861 | 0.25365 | 0.8346 | 0.11459 | 253.2367 | 1.0863 | 40260.7161 | 1.1018 | 4.2969 | 4.3166 | 3.6692 | 0.25472 | 0.81915 | 0.11247 | 247.2031 | 10212.1132 | 0.27553 | 12607.5471 | 0.062975 | 0.24474 | 0.0086464 | 0.25339 | 485.0749 | 10212.1132 | 0.27553 | 12607.5471 | 0.062975 | 0.40393 | 0.0086464 | 0.41258 | 789.8154 | 10212.1132 | 0.27553 | 13143.0028 | 0.062975 | 0.029759 | 0.37009 | 0.012732 | 0.38282 | 732.8608 | 10212.1132 | 0.27553 | 13193.9447 | 0.0042 | 0.25613 | 0.00057666 | 0.2567 | 491.0236 | 10212.1132 | 0.27553 | 12200.8521 | 0.0042 | 0.3909 | 0.00057666 | 0.39148 | 749.0284 | 10212.1132 | 0.27553 | 12861.6035 | 0.0042 | 0.029759 | 0.36217 | 0.0046625 | 0.36683 | 701.8486
02/21 07:00:00 | 51.08 | 10.6 | 29.61% | 1.0863 | 40260.7161 | 1.1018 | 3.9664 | 3.9846 | 3.5861 | 0.27257 | 0.89687 | 0.12314 | 253.3598 | 1.0863 | 40260.7161 | 1.1018 | 4.2969 | 4.3166 | 3.6692 | 0.27257 | 0.87658 | 0.12035 | 247.3234 | 10973.9761 | 0.29609 | 13548.1187 | 0.067673 | 0.263 | 0.0092915 | 0.27229 | 485.3472 | 10973.9761 | 0.29609 | 13548.1187 | 0.067673 | 0.43406 | 0.0092915 | 0.44336 | 790.2587 | 10973.9761 | 0.29609 | 14123.5214 | 0.067673 | 0.031979 | 0.3977 | 0.013682 | 0.41138 | 733.2722 | 10973.9761 | 0.29609 | 14178.2637 | 0.0042 | 0.27523 | 0.00057666 | 0.27581 | 491.2994 | 10973.9761 | 0.29609 | 13111.0826 | 0.0042 | 0.42006 | 0.00057666 | 0.42064 | 749.449 | 10973.9761 | 0.29609 | 13821.1286 | 0.0042 | 0.031979 | 0.38919 | 0.0049674 | 0.39415 | 702.2428
02/21 08:00:00 | 55.04 | 12.8 | 26.44% | 1.1518 | 42690.7653 | 1.1182 | 4.0255 | 4.1045 | 3.694 | 0.22952 | 0.7774 | 0.10674 | 253.4666 | 1.1518 | 42690.7653 | 1.1182 | 4.3609 | 4.4465 | 3.7795 | 0.25706 | 0.85097 | 0.11684 | 247.4403 | 9798.438 | 0.26437 | 12096.837 | 0.060424 | 0.23483 | 0.0082962 | 0.24312 | 485.5903 | 9798.438 | 0.26437 | 12096.837 | 0.060424 | 0.38757 | 0.0082962 | 0.39586 | 790.6546 | 9798.438 | 0.26437 | 12610.6023 | 0.060424 | 0.028553 | 0.3551 | 0.012217 | 0.36732 | 733.6395 | 9798.438 | 0.26437 | 12659.4806 | 0.0042 | 0.24575 | 0.00057666 | 0.24633 | 491.5458 | 9798.438 | 0.26437 | 11706.6164 | 0.0042 | 0.37506 | 0.00057666 | 0.37564 | 749.8246 | 9798.438 | 0.26437 | 12340.602 | 0.0042 | 0.028553 | 0.3475 | 0.004497 | 0.35199 | 702.5948
02/21 09:00:00 | 55.94 | 13.3 | 22.16% | 1.167 | 43252.6302 | 1.1207 | 4.0346 | 4.1309 | 3.7178 | 0.18992 | 0.64756 | 0.08891 | 253.5555 | 1.167 | 43252.6302 | 1.1207 | 4.3708 | 4.4751 | 3.8039 | 0.18992 | 0.63291 | 0.086899 | 247.5272 | 8214.4013 | 0.22163 | 10141.2362 | 0.050655 | 0.19687 | 0.006955 | 0.20382 | 485.7941 | 8214.4013 | 0.22163 | 10141.2362 | 0.050655 | 0.32491 | 0.006955 | 0.33187 | 790.9864 | 8214.4013 | 0.22163 | 10571.9451 | 0.050655 | 0.023937 | 0.29769 | 0.010242 | 0.30794 | 733.9474 | 8214.4013 | 0.22163 | 10612.9216 | 0.0042 | 0.20602 | 0.00057666 | 0.2066 | 491.7524 | 8214.4013 | 0.22163 | 9814.0995 | 0.0042 | 0.31443 | 0.00057666 | 0.31501 | 750.1396 | 8214.4013 | 0.22163 | 10345.5936 | 0.0042 | 0.023937 | 0.29132 | 0.0038632 | 0.29518 | 702.89
02/21 10:00:00 | 60.98 | 16.1 | 16.72% | 1.2536 | 46464.6508 | 1.1263 | 4.0545 | 4.274 | 3.8466 | 0.13338 | 0.47221 | 0.064835 | 253.6203 | 1.2536 | 46464.6508 | 1.1263 | 4.3924 | 4.6301 | 3.9356 | 0.17679 | 0.61172 | 0.08399 | 247.6112 | 6197.5759 | 0.16722 | 7651.3283 | 0.038218 | 0.14853 | 0.0052474 | 0.15378 | 485.9479 | 6197.5759 | 0.16722 | 7651.3283 | 0.038218 | 0.24514 | 0.0052474 | 0.25039 | 791.2368 | 6197.5759 | 0.16722 | 7976.2882 | 0.038218 | 0.01806 | 0.2246 | 0.007727 | 0.23233 | 734.1797 | 6197.5759 | 0.16722 | 8007.204 | 0.0042 | 0.15544 | 0.00057666 | 0.15602 | 491.9084 | 6197.5759 | 0.16722 | 7404.5112 | 0.0042 | 0.23723 | 0.00057666 | 0.23781 | 750.3774 | 6197.5759 | 0.16722 | 7805.5112 | 0.0042 | 0.01806 | 0.21979 | 0.0030563 | 0.22285 | 703.1128
02/21 11:00:00 | 62.96 | 17.2 | 11.22% | 1.2885 | 47756.9624 | 1.1244 | 4.0478 | 4.3283 | 3.8955 | 0.087039 | 0.31274 | 0.042939 | 253.6633 | 1.2885 | 47756.9624 | 1.1244 | 4.3851 | 4.689 | 3.9857 | 0.087039 | 0.30566 | 0.041967 | 247.6531 | 4156.7171 | 0.11215 | 5131.7495 | 0.025633 | 0.099619 | 0.0035194 | 0.10314 | 486.0511 | 4156.7171 | 0.11215 | 5131.7495 | 0.025633 | 0.16441 | 0.0035194 | 0.16793 | 791.4048 | 4156.7171 | 0.11215 | 5349.7003 | 0.025633 | 0.012113 | 0.15064 | 0.0051825 | 0.15582 | 734.3356 | 4156.7171 | 0.11215 | 5370.4355 | 0.0042 | 0.10425 | 0.00057666 | 0.10483 | 492.0132 | 4156.7171 | 0.11215 | 4966.2092 | 0.0042 | 0.15911 | 0.00057666 | 0.15969 | 750.5371 | 4156.7171 | 0.11215 | 5235.1601 | 0.0042 | 0.012113 | 0.14742 | 0.0022398 | 0.14966 | 703.2625
02/21 12:00:00 | 64.04 | 17.8 | 7.781% | 1.3077 | 48469.0987 | 1.1224 | 4.0406 | 4.3577 | 3.9219 | 0.059497 | 0.2155 | 0.029589 | 253.6929 | 1.3077 | 48469.0987 | 1.1224 | 4.3774 | 4.7208 | 4.0127 | 0.08576 | 0.3036 | 0.041685 | 247.6948 | 2883.7548 | 0.077806 | 3560.1912 | 0.017783 | 0.069112 | 0.0024416 | 0.071553 | 486.1226 | 2883.7548 | 0.077806 | 3560.1912 | 0.017783 | 0.11406 | 0.0024416 | 0.11651 | 791.5213 | 2883.7548 | 0.077806 | 3711.3962 | 0.017783 | 0.0084034 | 0.10451 | 0.0035954 | 0.1081 | 734.4437 | 2883.7548 | 0.077806 | 3725.7815 | 0.0042 | 0.072326 | 0.00057666 | 0.072903 | 492.0861 | 2883.7548 | 0.077806 | 3445.3463 | 0.0042 | 0.11038 | 0.00057666 | 0.11096 | 750.6481 | 2883.7548 | 0.077806 | 3631.9331 | 0.0042 | 0.0084034 | 0.10227 | 0.0017305 | 0.104 | 703.3665
02/21 13:00:00 | 64.04 | 17.8 | 5.803% | 1.3077 | 48469.0987 | 1.1224 | 4.0406 | 4.3577 | 3.9219 | 0.044378 | 0.16074 | 0.02207 | 253.7149 | 1.3077 | 48469.0987 | 1.1224 | 4.3774 | 4.7208 | 4.0127 | 0.044378 | 0.1571 | 0.02157 | 247.7164 | 2150.9501 | 0.058034 | 2655.494 | 0.013264 | 0.051549 | 0.0018212 | 0.053371 | 486.176 | 2150.9501 | 0.058034 | 2655.494 | 0.013264 | 0.085078 | 0.0018212 | 0.0869 | 791.6082 | 2150.9501 | 0.058034 | 2768.2756 | 0.013264 | 0.006268 | 0.077951 | 0.0026818 | 0.080633 | 734.5243 | 2150.9501 | 0.058034 | 2779.0053 | 0.0042 | 0.053947 | 0.00057666 | 0.054524 | 492.1406 | 2150.9501 | 0.058034 | 2569.8329 | 0.0042 | 0.082334 | 0.00057666 | 0.082911 | 750.731 | 2150.9501 | 0.058034 | 2709.0052 | 0.0042 | 0.006268 | 0.076282 | 0.0014373 | 0.07772 | 703.4442
02/21 14:00:00 | 60.98 | 16.1 | 5.16% | 1.2536 | 46464.6508 | 1.1263 | 4.0545 | 4.274 | 3.8466 | 0.041163 | 0.14573 | 0.020008 | 253.7349 | 1.2536 | 46464.6508 | 1.1263 | 4.3924 | 4.6301 | 3.9356 | 0.046292 | 0.16018 | 0.021993 | 247.7384 | 1912.6045 | 0.051603 | 2361.2402 | 0.011794 | 0.045837 | 0.0016194 | 0.047457 | 486.2234 | 1912.6045 | 0.051603 | 2361.2402 | 0.011794 | 0.075651 | 0.0016194 | 0.07727 | 791.6854 | 1912.6045 | 0.051603 | 2461.5245 | 0.011794 | 0.0055734 | 0.069314 | 0.0023846 | 0.071698 | 734.596 | 1912.6045 | 0.051603 | 2471.0653 | 0.0042 | 0.047969 | 0.00057666 | 0.048546 | 492.1892 | 1912.6045 | 0.051603 | 2285.0711 | 0.0042 | 0.073211 | 0.00057666 | 0.073787 | 750.8048 | 1912.6045 | 0.051603 | 2408.8218 | 0.0042 | 0.0055734 | 0.06783 | 0.0013419 | 0.069172 | 703.5134
02/21 15:00:00 | 62.06 | 16.7 | 4.031% | 1.2726 | 47167.4189 | 1.1255 | 4.0519 | 4.3037 | 3.8734 | 0.031676 | 0.11305 | 0.015522 | 253.7505 | 1.2726 | 47167.4189 | 1.1255 | 4.3895 | 4.6624 | 3.963 | 0.031676 | 0.11049 | 0.015171 | 247.7536 | 1494.0541 | 0.040311 | 1844.5112 | 0.0092133 | 0.035806 | 0.001265 | 0.037071 | 486.2605 | 1494.0541 | 0.040311 | 1844.5112 | 0.0092133 | 0.059096 | 0.001265 | 0.060361 | 791.7458 | 1494.0541 | 0.040311 | 1922.8495 | 0.0092133 | 0.0043538 | 0.054145 | 0.0018628 | 0.056008 | 734.652 | 1494.0541 | 0.040311 | 1930.3024 | 0.0042 | 0.037472 | 0.00057666 | 0.038048 | 492.2272 | 1494.0541 | 0.040311 | 1785.0108 | 0.0042 | 0.057189 | 0.00057666 | 0.057766 | 750.8626 | 1494.0541 | 0.040311 | 1881.6802 | 0.0042 | 0.0043538 | 0.052986 | 0.0011744 | 0.05416 | 703.5675
02/21 16:00:00 | 60.98 | 16.1 | 2.887% | 1.2536 | 46464.6508 | 1.1263 | 4.0545 | 4.274 | 3.8466 | 0.023029 | 0.081529 | 0.011194 | 253.7617 | 1.2536 | 46464.6508 | 1.1263 | 4.3924 | 4.6301 | 3.9356 | 0.032155 | 0.11126 | 0.015276 | 247.7688 | 1070.0267 | 0.02887 | 1321.0206 | 0.0065985 | 0.025644 | 0.00090597 | 0.02655 | 486.2871 | 1070.0267 | 0.02887 | 1321.0206 | 0.0065985 | 0.042324 | 0.00090597 | 0.04323 | 791.789 | 1070.0267 | 0.02887 | 1377.1257 | 0.0065985 | 0.0031181 | 0.038778 | 0.0013341 | 0.040112 | 734.6921 | 1070.0267 | 0.02887 | 1382.4634 | 0.0042 | 0.026837 | 0.00057666 | 0.027413 | 492.2546 | 1070.0267 | 0.02887 | 1278.407 | 0.0042 | 0.040958 | 0.00057666 | 0.041535 | 750.9041 | 1070.0267 | 0.02887 | 1347.6406 | 0.0042 | 0.0031181 | 0.037948 | 0.0010048 | 0.038953 | 703.6065
02/21 17:00:00 | 60.98 | 16.1 | 4.025% | 1.2536 | 46464.6508 | 1.1263 | 4.0545 | 4.274 | 3.8466 | 0.032106 | 0.11366 | 0.015606 | 253.7773 | 1.2536 | 46464.6508 | 1.1263 | 4.3924 | 4.6301 | 3.9356 | 0.032106 | 0.11109 | 0.015253 | 247.7841 | 1491.7737 | 0.040249 | 1841.696 | 0.0091993 | 0.035752 | 0.0012631 | 0.037015 | 486.3241 | 1491.7737 | 0.040249 | 1841.696 | 0.0091993 | 0.059005 | 0.0012631 | 0.060269 | 791.8493 | 1491.7737 | 0.040249 | 1919.9147 | 0.0091993 | 0.0043471 | 0.054063 | 0.0018599 | 0.055922 | 734.748 | 1491.7737 | 0.040249 | 1927.3562 | 0.0042 | 0.037414 | 0.00057666 | 0.037991 | 492.2926 | 1491.7737 | 0.040249 | 1782.2864 | 0.0042 | 0.057102 | 0.00057666 | 0.057679 | 750.9618 | 1491.7737 | 0.040249 | 1878.8082 | 0.0042 | 0.0043471 | 0.052905 | 0.0011735 | 0.054079 | 703.6606
02/21 18:00:00 | 60.98 | 16.1 | 2.53% | 1.2536 | 46464.6508 | 1.1263 | 4.0545 | 4.274 | 3.8466 | 0.020185 | 0.071459 | 0.0098114 | 253.7871 | 1.2536 | 46464.6508 | 1.1263 | 4.3924 | 4.6301 | 3.9356 | 0.032106 | 0.11109 | 0.015253 | 247.7993 | 937.8664 | 0.025304 | 1157.8597 | 0.0057835 | 0.022477 | 0.00079408 | 0.023271 | 486.3473 | 937.8664 | 0.025304 | 1157.8597 | 0.0057835 | 0.037096 | 0.00079408 | 0.03789 | 791.8872 | 937.8664 | 0.025304 | 1207.0352 | 0.0057835 | 0.002733 | 0.033989 | 0.0011693 | 0.035158 | 734.7832 | 937.8664 | 0.025304 | 1211.7136 | 0.0042 | 0.023522 | 0.00057666 | 0.024099 | 492.3167 | 937.8664 | 0.025304 | 1120.5094 | 0.0042 | 0.0359 | 0.00057666 | 0.036476 | 750.9983 | 937.8664 | 0.025304 | 1181.1919 | 0.0042 | 0.002733 | 0.033261 | 0.0009519 | 0.034213 | 703.6948
02/21 19:00:00 | 60.98 | 16.1 | 0% | 1.2536 | 46464.6508 | 1.1263 | 4.0545 | 4.274 | 3.8466 | 0 | 0 | 0 | 253.7871 | 1.2536 | 46464.6508 | 1.1263 | 4.3924 | 4.6301 | 3.9356 | 0 | 0 | 0 | 247.7993 | 0 | 0 | 0 | 0 | 0 | 0 | 0 | 486.3473 | 0 | 0 | 0 | 0 | 0 | 0 | 0 | 791.8872 | 0 | 0 | 0 | 0 | 0 | 0 | 0 | 0 | 734.7832 | 0 | 0 | 0 | 0.0042 | 0 | 0.00057666 | 0.00057666 | 492.3173 | 0 | 0 | 0 | 0.0042 | 0 | 0.00057666 | 0.00057666 | 750.9988 | 0 | 0 | 0 | 0.0042 | 0 | 0 | 0.00057666 | 0.00057666 | 703.6954
02/21 20:00:00 | 60.08 | 15.6 | 0.8422% | 1.238 | 45882.914 | 1.1264 | 4.0549 | 4.249 | 3.8241 | 0.0068035 | 0.023925 | 0.0032849 | 253.7904 | 1.238 | 45882.914 | 1.1264 | 4.3928 | 4.603 | 3.9126 | 0 | 0 | 0 | 247.7993 | 312.1663 | 0.0084225 | 385.3906 | 0.001925 | 0.0074813 | 0.00026431 | 0.0077456 | 486.3551 | 312.1663 | 0.0084225 | 385.3906 | 0.001925 | 0.012347 | 0.00026431 | 0.012612 | 791.8998 | 312.1663 | 0.0084225 | 401.7585 | 0.001925 | 0.00090967 | 0.011313 | 0.0003892 | 0.011702 | 734.7949 | 312.1663 | 0.0084225 | 403.3157 | 0.0042 | 0.0078293 | 0.00057666 | 0.008406 | 492.3257 | 312.1663 | 0.0084225 | 372.9586 | 0.0042 | 0.011949 | 0.00057666 | 0.012526 | 751.0114 | 312.1663 | 0.0084225 | 393.1566 | 0.0042 | 0.00090967 | 0.011071 | 0.00070156 | 0.011772 | 703.7071
02/21 21:00:00 | 60.08 | 15.6 | 1.68% | 1.238 | 45882.914 | 1.1264 | 4.0549 | 4.249 | 3.8241 | 0.013574 | 0.047735 | 0.0065541 | 253.7969 | 1.238 | 45882.914 | 1.1264 | 4.3928 | 4.603 | 3.9126 | 0.013574 | 0.046656 | 0.0064058 | 247.8057 | 622.8374 | 0.016805 | 768.935 | 0.0038408 | 0.014927 | 0.00052735 | 0.015454 | 486.3705 | 622.8374 | 0.016805 | 768.935 | 0.0038408 | 0.024636 | 0.00052735 | 0.025163 | 791.925 | 622.8374 | 0.016805 | 801.5925 | 0.0038408 | 0.001815 | 0.022572 | 0.00077654 | 0.023348 | 734.8183 | 622.8374 | 0.016805 | 804.6994 | 0.0042 | 0.015621 | 0.00057666 | 0.016198 | 492.3419 | 622.8374 | 0.016805 | 744.1307 | 0.0042 | 0.023841 | 0.00057666 | 0.024418 | 751.0358 | 622.8374 | 0.016805 | 784.4299 | 0.0042 | 0.001815 | 0.022089 | 0.00082586 | 0.022914 | 703.73
02/21 22:00:00 | 60.08 | 15.6 | 2.43% | 1.238 | 45882.914 | 1.1264 | 4.0549 | 4.249 | 3.8241 | 0.019628 | 0.069024 | 0.009477 | 253.8064 | 1.238 | 45882.914 | 1.1264 | 4.3928 | 4.603 | 3.9126 | 0.013574 | 0.046656 | 0.0064058 | 247.8122 | 900.6026 | 0.024299 | 1111.8551 | 0.0055537 | 0.021584 | 0.00076253 | 0.022346 | 486.3929 | 900.6026 | 0.024299 | 1111.8551 | 0.0055537 | 0.035622 | 0.00076253 | 0.036385 | 791.9613 | 900.6026 | 0.024299 | 1159.0767 | 0.0055537 | 0.0026244 | 0.032638 | 0.0011229 | 0.033761 | 734.852 | 900.6026 | 0.024299 | 1163.5693 | 0.0042 | 0.022588 | 0.00057666 | 0.023164 | 492.3651 | 900.6026 | 0.024299 | 1075.9888 | 0.0042 | 0.034473 | 0.00057666 | 0.03505 | 751.0708 | 900.6026 | 0.024299 | 1134.2602 | 0.0042 | 0.0026244 | 0.031939 | 0.00093699 | 0.032876 | 703.7629
02/21 23:00:00 | 59 | 15 | 4.375% | 1.2192 | 45189.514 | 1.1258 | 4.053 | 4.2187 | 3.7968 | 0.03588 | 0.12516 | 0.017185 | 253.8236 | 1.2192 | 45189.514 | 1.1258 | 4.3908 | 4.5702 | 3.8847 | 0.03588 | 0.12233 | 0.016796 | 247.829 | 1621.4067 | 0.043747 | 2001.7366 | 0.0099987 | 0.038858 | 0.0013728 | 0.040231 | 486.4331 | 1621.4067 | 0.043747 | 2001.7366 | 0.0099987 | 0.064133 | 0.0013728 | 0.065506 | 792.0268 | 1621.4067 | 0.043747 | 2086.7525 | 0.0099987 | 0.0047249 | 0.058761 | 0.0020215 | 0.060782 | 734.9128 | 1621.4067 | 0.043747 | 2094.8407 | 0.0042 | 0.040666 | 0.00057666 | 0.041242 | 492.4063 | 1621.4067 | 0.043747 | 1937.1645 | 0.0042 | 0.062064 | 0.00057666 | 0.062641 | 751.1335 | 1621.4067 | 0.043747 | 2042.0739 | 0.0042 | 0.0047249 | 0.057502 | 0.0012254 | 0.058728 | 703.8216
02/21 24:00:00 | 59 | 15 | 6.93% | 1.2192 | 45189.514 | 1.1258 | 4.053 | 4.2187 | 3.7968 | 0.056839 | 0.19827 | 0.027222 | 253.8508 | 1.2192 | 45189.514 | 1.1258 | 4.3908 | 4.5702 | 3.8847 | 0.03588 | 0.12233 | 0.016796 | 247.8457 | 2568.5055 | 0.0693 | 3170.9945 | 0.015839 | 0.061556 | 0.0021747 | 0.063731 | 486.4969 | 2568.5055 | 0.0693 | 3170.9945 | 0.015839 | 0.10159 | 0.0021747 | 0.10377 | 792.1306 | 2568.5055 | 0.0693 | 3305.6699 | 0.015839 | 0.0074848 | 0.093084 | 0.0032024 | 0.096286 | 735.0091 | 2568.5055 | 0.0693 | 3318.4826 | 0.0042 | 0.064419 | 0.00057666 | 0.064996 | 492.4713 | 2568.5055 | 0.0693 | 3068.7043 | 0.0042 | 0.098317 | 0.00057666 | 0.098894 | 751.2324 | 2568.5055 | 0.0693 | 3234.8936 | 0.0042 | 0.0074848 | 0.091091 | 0.0016043 | 0.092695 | 703.9143
02/22 01:00:00 | 59 | 15 | 8.789% | 1.2192 | 45189.514 | 1.1258 | 4.053 | 4.2187 | 3.7968 | 0.072083 | 0.25145 | 0.034524 | 253.8853 | 1.2192 | 45189.514 | 1.1258 | 4.3908 | 4.5702 | 3.8847 | 0.072083 | 0.24576 | 0.033743 | 247.8795 | 3257.4177 | 0.087887 | 4021.5033 | 0.020087 | 0.078067 | 0.002758 | 0.080825 | 486.5777 | 3257.4177 | 0.087887 | 4021.5033 | 0.020087 | 0.12884 | 0.002758 | 0.1316 | 792.2622 | 3257.4177 | 0.087887 | 4192.3007 | 0.020087 | 0.0094923 | 0.11805 | 0.0040613 | 0.12211 | 735.1312 | 3257.4177 | 0.087887 | 4208.55 | 0.0042 | 0.081698 | 0.00057666 | 0.082274 | 492.5536 | 3257.4177 | 0.087887 | 3891.7774 | 0.0042 | 0.12469 | 0.00057666 | 0.12526 | 751.3576 | 3257.4177 | 0.087887 | 4102.5411 | 0.0042 | 0.0094923 | 0.11552 | 0.00188 | 0.1174 | 704.0317
02/22 02:00:00 | 57.92 | 14.4 | 10.97% | 1.2007 | 44501.2239 | 1.1247 | 4.0487 | 4.188 | 3.7692 | 0.091375 | 0.31618 | 0.043412 | 253.9287 | 1.2007 | 44501.2239 | 1.1247 | 4.3861 | 4.537 | 3.8565 | 0.073198 | 0.24756 | 0.03399 | 247.9135 | 4066.3009 | 0.10971 | 5020.1245 | 0.025076 | 0.097452 | 0.0034429 | 0.1009 | 486.6786 | 4066.3009 | 0.10971 | 5020.1245 | 0.025076 | 0.16084 | 0.0034429 | 0.16428 | 792.4265 | 4066.3009 | 0.10971 | 5233.3345 | 0.025076 | 0.011849 | 0.14736 | 0.0050698 | 0.15243 | 735.2836 | 4066.3009 | 0.10971 | 5253.6187 | 0.0042 | 0.10198 | 0.00057666 | 0.10256 | 492.6561 | 4066.3009 | 0.10971 | 4858.185 | 0.0042 | 0.15565 | 0.00057666 | 0.15623 | 751.5138 | 4066.3009 | 0.10971 | 5121.2857 | 0.0042 | 0.011849 | 0.14421 | 0.0022036 | 0.14641 | 704.1782
02/22 03:00:00 | 60.08 | 15.6 | 10.94% | 1.238 | 45882.914 | 1.1264 | 4.0549 | 4.249 | 3.8241 | 0.088369 | 0.31076 | 0.042667 | 253.9714 | 1.238 | 45882.914 | 1.1264 | 4.3928 | 4.603 | 3.9126 | 0.088369 | 0.30373 | 0.041702 | 247.9552 | 4054.6482 | 0.1094 | 5005.7385 | 0.025004 | 0.097173 | 0.003433 | 0.10061 | 486.7792 | 4054.6482 | 0.1094 | 5005.7385 | 0.025004 | 0.16038 | 0.003433 | 0.16381 | 792.5903 | 4054.6482 | 0.1094 | 5218.3375 | 0.025004 | 0.011815 | 0.14694 | 0.0050553 | 0.152 | 735.4356 | 4054.6482 | 0.1094 | 5238.5636 | 0.0042 | 0.10169 | 0.00057666 | 0.10227 | 492.7584 | 4054.6482 | 0.1094 | 4844.2631 | 0.0042 | 0.1552 | 0.00057666 | 0.15578 | 751.6696 | 4054.6482 | 0.1094 | 5106.6098 | 0.0042 | 0.011815 | 0.1438 | 0.0021989 | 0.146 | 704.3241
02/22 04:00:00 | 57.92 | 14.4 | 11.21% | 1.2007 | 44501.2239 | 1.1247 | 4.0487 | 4.188 | 3.7692 | 0.093386 | 0.32314 | 0.044367 | 254.0158 | 1.2007 | 44501.2239 | 1.1247 | 4.3861 | 4.537 | 3.8565 | 0.091113 | 0.30814 | 0.042308 | 247.9975 | 4155.7727 | 0.11213 | 5130.5835 | 0.025627 | 0.099597 | 0.0035186 | 0.10312 | 486.8823 | 4155.7727 | 0.11213 | 5130.5835 | 0.025627 | 0.16438 | 0.0035186 | 0.1679 | 792.7582 | 4155.7727 | 0.11213 | 5348.4848 | 0.025627 | 0.01211 | 0.15061 | 0.0051814 | 0.15579 | 735.5914 | 4155.7727 | 0.11213 | 5369.2153 | 0.0042 | 0.10423 | 0.00057666 | 0.10481 | 492.8632 | 4155.7727 | 0.11213 | 4965.0808 | 0.0042 | 0.15907 | 0.00057666 | 0.15965 | 751.8293 | 4155.7727 | 0.11213 | 5233.9706 | 0.0042 | 0.01211 | 0.14738 | 0.0022394 | 0.14962 | 704.4738
02/22 05:00:00 | 57.02 | 13.9 | 12.44% | 1.1853 | 43931.5522 | 1.1231 | 4.0433 | 4.1622 | 3.746 | 0.10492 | 0.36063 | 0.049515 | 254.0653 | 1.1853 | 43931.5522 | 1.1231 | 4.3802 | 4.5091 | 3.8327 | 0.10492 | 0.35247 | 0.048395 | 248.0459 | 4609.3532 | 0.12436 | 5690.5595 | 0.028424 | 0.11047 | 0.0039027 | 0.11437 | 486.9967 | 4609.3532 | 0.12436 | 5690.5595 | 0.028424 | 0.18232 | 0.0039027 | 0.18622 | 792.9444 | 4609.3532 | 0.12436 | 5932.2435 | 0.028424 | 0.013432 | 0.16705 | 0.0057469 | 0.17279 | 735.7642 | 4609.3532 | 0.12436 | 5955.2367 | 0.0042 | 0.11561 | 0.00057666 | 0.11618 | 492.9794 | 4609.3532 | 0.12436 | 5506.9931 | 0.0042 | 0.17644 | 0.00057666 | 0.17701 | 752.0063 | 4609.3532 | 0.12436 | 5805.2308 | 0.0042 | 0.013432 | 0.16347 | 0.0024209 | 0.16589 | 704.6397
02/22 06:00:00 | 57.02 | 13.9 | 11.9% | 1.1853 | 43931.5522 | 1.1231 | 4.0433 | 4.1622 | 3.746 | 0.10036 | 0.34494 | 0.04736 | 254.1126 | 1.1853 | 43931.5522 | 1.1231 | 4.3802 | 4.5091 | 3.8327 | 0.10492 | 0.35247 | 0.048395 | 248.0943 | 4408.7717 | 0.11895 | 5442.928 | 0.027187 | 0.10566 | 0.0037328 | 0.10939 | 487.1061 | 4408.7717 | 0.11895 | 5442.928 | 0.027187 | 0.17438 | 0.0037328 | 0.17812 | 793.1225 | 4408.7717 | 0.11895 | 5674.0949 | 0.027187 | 0.012847 | 0.15978 | 0.0054968 | 0.16527 | 735.9295 | 4408.7717 | 0.11895 | 5696.0875 | 0.0042 | 0.11057 | 0.00057666 | 0.11115 | 493.0906 | 4408.7717 | 0.11895 | 5267.3497 | 0.0042 | 0.16876 | 0.00057666 | 0.16934 | 752.1756 | 4408.7717 | 0.11895 | 5552.6092 | 0.0042 | 0.012847 | 0.15636 | 0.0023406 | 0.1587 | 704.7984
02/22 07:00:00 | 57.02 | 13.9 | 12.54% | 1.1853 | 43931.5522 | 1.1231 | 4.0433 | 4.1622 | 3.746 | 0.10578 | 0.36358 | 0.04992 | 254.1626 | 1.1853 | 43931.5522 | 1.1231 | 4.3802 | 4.5091 | 3.8327 | 0.10578 | 0.35536 | 0.04879 | 248.1431 | 4647.0432 | 0.12538 | 5737.0903 | 0.028657 | 0.11137 | 0.0039346 | 0.1153 | 487.2214 | 4647.0432 | 0.12538 | 5737.0903 | 0.028657 | 0.18381 | 0.0039346 | 0.18774 | 793.3103 | 4647.0432 | 0.12538 | 5980.7506 | 0.028657 | 0.013542 | 0.16841 | 0.0057939 | 0.1742 | 736.1037 | 4647.0432 | 0.12538 | 6003.9318 | 0.0042 | 0.11655 | 0.00057666 | 0.11713 | 493.2077 | 4647.0432 | 0.12538 | 5552.0229 | 0.0042 | 0.17788 | 0.00057666 | 0.17846 | 752.3541 | 4647.0432 | 0.12538 | 5852.6992 | 0.0042 | 0.013542 | 0.16481 | 0.0024359 | 0.16724 | 704.9656
02/22 08:00:00 | 57.02 | 13.9 | 12.37% | 1.1853 | 43931.5522 | 1.1231 | 4.0433 | 4.1622 | 3.746 | 0.10434 | 0.35865 | 0.049242 | 254.2118 | 1.1853 | 43931.5522 | 1.1231 | 4.3802 | 4.5091 | 3.8327 | 0.10578 | 0.35536 | 0.04879 | 248.1919 | 4583.9604 | 0.12368 | 5659.2104 | 0.028268 | 0.10986 | 0.0038812 | 0.11374 | 487.3351 | 4583.9604 | 0.12368 | 5659.2104 | 0.028268 | 0.18131 | 0.0038812 | 0.18519 | 793.4955 | 4583.9604 | 0.12368 | 5899.5629 | 0.028268 | 0.013358 | 0.16612 | 0.0057152 | 0.17184 | 736.2755 | 4583.9604 | 0.12368 | 5922.4294 | 0.0042 | 0.11497 | 0.00057666 | 0.11554 | 493.3232 | 4583.9604 | 0.12368 | 5476.6552 | 0.0042 | 0.17546 | 0.00057666 | 0.17604 | 752.5301 | 4583.9604 | 0.12368 | 5773.2499 | 0.0042 | 0.013358 | 0.16257 | 0.0024107 | 0.16498 | 705.1306
02/22 09:00:00 | 57.92 | 14.4 | 11.99% | 1.2007 | 44501.2239 | 1.1247 | 4.0487 | 4.188 | 3.7692 | 0.099827 | 0.34543 | 0.047427 | 254.2592 | 1.2007 | 44501.2239 | 1.1247 | 4.3861 | 4.537 | 3.8565 | 0.099827 | 0.33761 | 0.046354 | 248.2382 | 4442.4133 | 0.11986 | 5484.4609 | 0.027395 | 0.10647 | 0.0037613 | 0.11023 | 487.4453 | 4442.4133 | 0.11986 | 5484.4609 | 0.027395 | 0.17571 | 0.0037613 | 0.17948 | 793.675 | 4442.4133 | 0.11986 | 5717.3917 | 0.027395 | 0.012945 | 0.161 | 0.0055387 | 0.16653 | 736.4421 | 4442.4133 | 0.11986 | 5739.5521 | 0.0042 | 0.11142 | 0.00057666 | 0.11199 | 493.4352 | 4442.4133 | 0.11986 | 5307.5428 | 0.0042 | 0.17005 | 0.00057666 | 0.17062 | 752.7007 | 4442.4133 | 0.11986 | 5594.979 | 0.0042 | 0.012945 | 0.15755 | 0.0023541 | 0.1599 | 705.2905
02/22 10:00:00 | 62.06 | 16.7 | 8.417% | 1.2726 | 47167.4189 | 1.1255 | 4.0519 | 4.3037 | 3.8734 | 0.066143 | 0.23607 | 0.032412 | 254.2916 | 1.2726 | 47167.4189 | 1.1255 | 4.3895 | 4.6624 | 3.963 | 0.094184 | 0.32854 | 0.045108 | 248.2833 | 3119.8114 | 0.084175 | 3851.619 | 0.019239 | 0.074769 | 0.0026415 | 0.07741 | 487.5227 | 3119.8114 | 0.084175 | 3851.619 | 0.019239 | 0.1234 | 0.0026415 | 0.12604 | 793.801 | 3119.8114 | 0.084175 | 4015.2012 | 0.019239 | 0.0090913 | 0.11306 | 0.0038897 | 0.11695 | 736.559 | 3119.8114 | 0.084175 | 4030.764 | 0.0042 | 0.078247 | 0.00057666 | 0.078823 | 493.514 | 3119.8114 | 0.084175 | 3727.3732 | 0.0042 | 0.11942 | 0.00057666 | 0.12 | 752.8207 | 3119.8114 | 0.084175 | 3929.2334 | 0.0042 | 0.0090913 | 0.11064 | 0.0018249 | 0.11247 | 705.4029
02/22 11:00:00 | 62.06 | 16.7 | 4.016% | 1.2726 | 47167.4189 | 1.1255 | 4.0519 | 4.3037 | 3.8734 | 0.03156 | 0.11264 | 0.015465 | 254.3071 | 1.2726 | 47167.4189 | 1.1255 | 4.3895 | 4.6624 | 3.963 | 0.03156 | 0.11009 | 0.015115 | 248.2984 | 1488.6085 | 0.040164 | 1837.7883 | 0.0091798 | 0.035676 | 0.0012604 | 0.036936 | 487.5597 | 1488.6085 | 0.040164 | 1837.7883 | 0.0091798 | 0.05888 | 0.0012604 | 0.060141 | 793.8611 | 1488.6085 | 0.040164 | 1915.8411 | 0.0091798 | 0.0043379 | 0.053948 | 0.001856 | 0.055804 | 736.6148 | 1488.6085 | 0.040164 | 1923.2668 | 0.0042 | 0.037335 | 0.00057666 | 0.037912 | 493.552 | 1488.6085 | 0.040164 | 1778.5048 | 0.0042 | 0.056981 | 0.00057666 | 0.057558 | 752.8783 | 1488.6085 | 0.040164 | 1874.8218 | 0.0042 | 0.0043379 | 0.052793 | 0.0011723 | 0.053965 | 705.4569
02/22 12:00:00 | 62.06 | 16.7 | 1.231% | 1.2726 | 47167.4189 | 1.1255 | 4.0519 | 4.3037 | 3.8734 | 0.0096764 | 0.034535 | 0.0047417 | 254.3118 | 1.2726 | 47167.4189 | 1.1255 | 4.3895 | 4.6624 | 3.963 | 0.03156 | 0.11009 | 0.015115 | 248.3136 | 456.4101 | 0.012314 | 563.4693 | 0.0028145 | 0.010938 | 0.00038643 | 0.011325 | 487.571 | 456.4101 | 0.012314 | 563.4693 | 0.0028145 | 0.018053 | 0.00038643 | 0.018439 | 793.8796 | 456.4101 | 0.012314 | 587.4004 | 0.0028145 | 0.00133 | 0.016541 | 0.00056904 | 0.01711 | 736.6319 | 456.4101 | 0.012314 | 589.6771 | 0.0042 | 0.011447 | 0.00057666 | 0.012024 | 493.564 | 456.4101 | 0.012314 | 545.2928 | 0.0042 | 0.01747 | 0.00057666 | 0.018047 | 752.8963 | 456.4101 | 0.012314 | 574.8238 | 0.0042 | 0.00133 | 0.016186 | 0.00075927 | 0.016946 | 705.4739
02/22 13:00:00 | 60.98 | 16.1 | 0% | 1.2536 | 46464.6508 | 1.1263 | 4.0545 | 4.274 | 3.8466 | 0 | 0 | 0 | 254.3118 | 1.2536 | 46464.6508 | 1.1263 | 4.3924 | 4.6301 | 3.9356 | 0 | 0 | 0 | 248.3136 | 0 | 0 | 0 | 0 | 0 | 0 | 0 | 487.571 | 0 | 0 | 0 | 0 | 0 | 0 | 0 | 793.8796 | 0 | 0 | 0 | 0 | 0 | 0 | 0 | 0 | 736.6319 | 0 | 0 | 0 | 0.0042 | 0 | 0.00057666 | 0.00057666 | 493.5646 | 0 | 0 | 0 | 0.0042 | 0 | 0.00057666 | 0.00057666 | 752.8969 | 0 | 0 | 0 | 0.0042 | 0 | 0 | 0.00057666 | 0.00057666 | 705.4744
02/22 14:00:00 | 59 | 15 | 0% | 1.2192 | 45189.514 | 1.1258 | 4.053 | 4.2187 | 3.7968 | 0 | 0 | 0 | 254.3118 | 1.2192 | 45189.514 | 1.1258 | 4.3908 | 4.5702 | 3.8847 | 0 | 0 | 0 | 248.3136 | 0 | 0 | 0 | 0 | 0 | 0 | 0 | 487.571 | 0 | 0 | 0 | 0 | 0 | 0 | 0 | 793.8796 | 0 | 0 | 0 | 0 | 0 | 0 | 0 | 0 | 736.6319 | 0 | 0 | 0 | 0.0042 | 0 | 0.00057666 | 0.00057666 | 493.5651 | 0 | 0 | 0 | 0.0042 | 0 | 0.00057666 | 0.00057666 | 752.8975 | 0 | 0 | 0 | 0.0042 | 0 | 0 | 0.00057666 | 0.00057666 | 705.475
02/22 15:00:00 | 60.08 | 15.6 | 0% | 1.238 | 45882.914 | 1.1264 | 4.0549 | 4.249 | 3.8241 | 0 | 0 | 0 | 254.3118 | 1.238 | 45882.914 | 1.1264 | 4.3928 | 4.603 | 3.9126 | 0 | 0 | 0 | 248.3136 | 0 | 0 | 0 | 0 | 0 | 0 | 0 | 487.571 | 0 | 0 | 0 | 0 | 0 | 0 | 0 | 793.8796 | 0 | 0 | 0 | 0 | 0 | 0 | 0 | 0 | 736.6319 | 0 | 0 | 0 | 0.0042 | 0 | 0.00057666 | 0.00057666 | 493.5657 | 0 | 0 | 0 | 0.0042 | 0 | 0.00057666 | 0.00057666 | 752.8981 | 0 | 0 | 0 | 0.0042 | 0 | 0 | 0.00057666 | 0.00057666 | 705.4756
02/22 16:00:00 | 59 | 15 | 0% | 1.2192 | 45189.514 | 1.1258 | 4.053 | 4.2187 | 3.7968 | 0 | 0 | 0 | 254.3118 | 1.2192 | 45189.514 | 1.1258 | 4.3908 | 4.5702 | 3.8847 | 0 | 0 | 0 | 248.3136 | 0 | 0 | 0 | 0 | 0 | 0 | 0 | 487.571 | 0 | 0 | 0 | 0 | 0 | 0 | 0 | 793.8796 | 0 | 0 | 0 | 0 | 0 | 0 | 0 | 0 | 736.6319 | 0 | 0 | 0 | 0.0042 | 0 | 0.00057666 | 0.00057666 | 493.5663 | 0 | 0 | 0 | 0.0042 | 0 | 0.00057666 | 0.00057666 | 752.8987 | 0 | 0 | 0 | 0.0042 | 0 | 0 | 0.00057666 | 0.00057666 | 705.4762
02/22 17:00:00 | 57.92 | 14.4 | 1.518% | 1.2007 | 44501.2239 | 1.1247 | 4.0487 | 4.188 | 3.7692 | 0.012645 | 0.043755 | 0.0060076 | 254.3179 | 1.2007 | 44501.2239 | 1.1247 | 4.3861 | 4.537 | 3.8565 | 0.012645 | 0.042766 | 0.0058717 | 248.3194 | 562.7197 | 0.015183 | 694.7157 | 0.0034701 | 0.013486 | 0.00047645 | 0.013962 | 487.585 | 562.7197 | 0.015183 | 694.7157 | 0.0034701 | 0.022258 | 0.00047645 | 0.022734 | 793.9023 | 562.7197 | 0.015183 | 724.221 | 0.0034701 | 0.0016398 | 0.020393 | 0.00070159 | 0.021095 | 736.653 | 562.7197 | 0.015183 | 727.028 | 0.0042 | 0.014113 | 0.00057666 | 0.01469 | 493.581 | 562.7197 | 0.015183 | 672.3055 | 0.0042 | 0.02154 | 0.00057666 | 0.022116 | 752.9208 | 562.7197 | 0.015183 | 708.715 | 0.0042 | 0.0016398 | 0.019957 | 0.0008018 | 0.020758 | 705.4969
02/22 18:00:00 | 57.92 | 14.4 | 3.235% | 1.2007 | 44501.2239 | 1.1247 | 4.0487 | 4.188 | 3.7692 | 0.026941 | 0.093222 | 0.012799 | 254.3307 | 1.2007 | 44501.2239 | 1.1247 | 4.3861 | 4.537 | 3.8565 | 0.012645 | 0.042766 | 0.0058717 | 248.3253 | 1198.8935 | 0.032347 | 1480.1155 | 0.0073932 | 0.028732 | 0.0010151 | 0.029748 | 487.6147 | 1198.8935 | 0.032347 | 1480.1155 | 0.0073932 | 0.047421 | 0.0010151 | 0.048436 | 793.9507 | 1198.8935 | 0.032347 | 1542.9775 | 0.0073932 | 0.0034937 | 0.043448 | 0.0014948 | 0.044943 | 736.698 | 1198.8935 | 0.032347 | 1548.958 | 0.0042 | 0.030069 | 0.00057666 | 0.030646 | 493.6116 | 1198.8935 | 0.032347 | 1432.3698 | 0.0042 | 0.045891 | 0.00057666 | 0.046468 | 752.9672 | 1198.8935 | 0.032347 | 1509.9415 | 0.0042 | 0.0034937 | 0.042518 | 0.0010563 | 0.043575 | 705.5405
02/22 19:00:00 | 57.02 | 13.9 | 3.762% | 1.1853 | 43931.5522 | 1.1231 | 4.0433 | 4.1622 | 3.746 | 0.03174 | 0.1091 | 0.014979 | 254.3456 | 1.1853 | 43931.5522 | 1.1231 | 4.3802 | 4.5091 | 3.8327 | 0.03174 | 0.10663 | 0.01464 | 248.3399 | 1394.4034 | 0.037622 | 1721.4857 | 0.0085988 | 0.033418 | 0.0011806 | 0.034599 | 487.6493 | 1394.4034 | 0.037622 | 1721.4857 | 0.0085988 | 0.055154 | 0.0011806 | 0.056335 | 794.0071 | 1394.4034 | 0.037622 | 1794.599 | 0.0085988 | 0.0040634 | 0.050534 | 0.0017385 | 0.052272 | 736.7502 | 1394.4034 | 0.037622 | 1801.5548 | 0.0042 | 0.034972 | 0.00057666 | 0.035549 | 493.6472 | 1394.4034 | 0.037622 | 1665.9539 | 0.0042 | 0.053375 | 0.00057666 | 0.053952 | 753.0212 | 1394.4034 | 0.037622 | 1756.1756 | 0.0042 | 0.0040634 | 0.049452 | 0.0011346 | 0.050586 | 705.5911
02/22 20:00:00 | 57.02 | 13.9 | 5.683% | 1.1853 | 43931.5522 | 1.1231 | 4.0433 | 4.1622 | 3.746 | 0.047948 | 0.16481 | 0.022628 | 254.3683 | 1.1853 | 43931.5522 | 1.1231 | 4.3802 | 4.5091 | 3.8327 | 0.03174 | 0.10663 | 0.01464 | 248.3546 | 2106.4455 | 0.056833 | 2600.55 | 0.01299 | 0.050483 | 0.0017835 | 0.052266 | 487.7016 | 2106.4455 | 0.056833 | 2600.55 | 0.01299 | 0.083318 | 0.0017835 | 0.085102 | 794.0922 | 2106.4455 | 0.056833 | 2710.9981 | 0.01299 | 0.0061383 | 0.076339 | 0.0026263 | 0.078965 | 736.8292 | 2106.4455 | 0.056833 | 2721.5058 | 0.0042 | 0.052831 | 0.00057666 | 0.053407 | 493.7006 | 2106.4455 | 0.056833 | 2516.6613 | 0.0042 | 0.08063 | 0.00057666 | 0.081207 | 753.1024 | 2106.4455 | 0.056833 | 2652.9541 | 0.0042 | 0.0061383 | 0.074704 | 0.0014195 | 0.076124 | 705.6672
02/22 21:00:00 | 55.94 | 13.3 | 8.305% | 1.167 | 43252.6302 | 1.1207 | 4.0346 | 4.1309 | 3.7178 | 0.071168 | 0.24266 | 0.033318 | 254.4016 | 1.167 | 43252.6302 | 1.1207 | 4.3708 | 4.4751 | 3.8039 | 0.071168 | 0.23717 | 0.032564 | 248.3871 | 3078.2197 | 0.083053 | 3800.2713 | 0.018982 | 0.073772 | 0.0026063 | 0.076378 | 487.778 | 3078.2197 | 0.083053 | 3800.2713 | 0.018982 | 0.12176 | 0.0026063 | 0.12436 | 794.2165 | 3078.2197 | 0.083053 | 3961.6727 | 0.018982 | 0.0089701 | 0.11156 | 0.0038379 | 0.11539 | 736.9446 | 3078.2197 | 0.083053 | 3977.0281 | 0.0042 | 0.077203 | 0.00057666 | 0.07778 | 493.7784 | 3078.2197 | 0.083053 | 3677.6819 | 0.0042 | 0.11783 | 0.00057666 | 0.1184 | 753.2208 | 3078.2197 | 0.083053 | 3876.851 | 0.0042 | 0.0089701 | 0.10917 | 0.0018083 | 0.11098 | 705.7782
02/22 22:00:00 | 55.94 | 13.3 | 10.86% | 1.167 | 43252.6302 | 1.1207 | 4.0346 | 4.1309 | 3.7178 | 0.093021 | 0.31717 | 0.043548 | 254.4451 | 1.167 | 43252.6302 | 1.1207 | 4.3708 | 4.4751 | 3.8039 | 0.071168 | 0.23717 | 0.032564 | 248.4197 | 4023.405 | 0.10855 | 4967.1666 | 0.024811 | 0.096424 | 0.0034065 | 0.099831 | 487.8778 | 4023.405 | 0.10855 | 4967.1666 | 0.024811 | 0.15914 | 0.0034065 | 0.16255 | 794.3791 | 4023.405 | 0.10855 | 5178.1274 | 0.024811 | 0.011724 | 0.14581 | 0.0050163 | 0.15083 | 737.0954 | 4023.405 | 0.10855 | 5198.1976 | 0.0042 | 0.10091 | 0.00057666 | 0.10149 | 493.8798 | 4023.405 | 0.10855 | 4806.9355 | 0.0042 | 0.15401 | 0.00057666 | 0.15458 | 753.3754 | 4023.405 | 0.10855 | 5067.2607 | 0.0042 | 0.011724 | 0.14269 | 0.0021864 | 0.14487 | 705.9231
02/22 23:00:00 | 57.02 | 13.9 | 13.08% | 1.1853 | 43931.5522 | 1.1231 | 4.0433 | 4.1622 | 3.746 | 0.11032 | 0.37918 | 0.052062 | 254.4972 | 1.1853 | 43931.5522 | 1.1231 | 4.3802 | 4.5091 | 3.8327 | 0.11032 | 0.37061 | 0.050884 | 248.4706 | 4846.483 | 0.13076 | 5983.3124 | 0.029887 | 0.11615 | 0.0041034 | 0.12025 | 487.998 | 4846.483 | 0.13076 | 5983.3124 | 0.029887 | 0.1917 | 0.0041034 | 0.1958 | 794.5749 | 4846.483 | 0.13076 | 6237.4299 | 0.029887 | 0.014123 | 0.17564 | 0.0060425 | 0.18168 | 737.2771 | 4846.483 | 0.13076 | 6261.606 | 0.0042 | 0.12155 | 0.00057666 | 0.12213 | 494.002 | 4846.483 | 0.13076 | 5790.3023 | 0.0042 | 0.18551 | 0.00057666 | 0.18609 | 753.5615 | 4846.483 | 0.13076 | 6103.8829 | 0.0042 | 0.014123 | 0.17188 | 0.0025157 | 0.17439 | 706.0974
02/22 24:00:00 | 57.02 | 13.9 | 15.1% | 1.1853 | 43931.5522 | 1.1231 | 4.0433 | 4.1622 | 3.746 | 0.12742 | 0.43797 | 0.060133 | 254.5573 | 1.1853 | 43931.5522 | 1.1231 | 4.3802 | 4.5091 | 3.8327 | 0.11032 | 0.37061 | 0.050884 | 248.5215 | 5597.8305 | 0.15103 | 6910.9018 | 0.03452 | 0.13416 | 0.0047396 | 0.1389 | 488.1369 | 5597.8305 | 0.15103 | 6910.9018 | 0.03452 | 0.22142 | 0.0047396 | 0.22616 | 794.801 | 5597.8305 | 0.15103 | 7204.415 | 0.03452 | 0.016312 | 0.20287 | 0.0069793 | 0.20985 | 737.4869 | 5597.8305 | 0.15103 | 7232.3391 | 0.0042 | 0.1404 | 0.00057666 | 0.14097 | 494.1429 | 5597.8305 | 0.15103 | 6687.9695 | 0.0042 | 0.21427 | 0.00057666 | 0.21485 | 753.7763 | 5597.8305 | 0.15103 | 7050.1643 | 0.0042 | 0.016312 | 0.19852 | 0.0028164 | 0.20134 | 706.2988
02/23 01:00:00 | 57.02 | 13.9 | 17.07% | 1.1853 | 43931.5522 | 1.1231 | 4.0433 | 4.1622 | 3.746 | 0.14402 | 0.49502 | 0.067966 | 254.6253 | 1.1853 | 43931.5522 | 1.1231 | 4.3802 | 4.5091 | 3.8327 | 0.14402 | 0.48382 | 0.066428 | 248.5879 | 6326.9752 | 0.17071 | 7811.0805 | 0.039016 | 0.15163 | 0.0053569 | 0.15699 | 488.2939 | 6326.9752 | 0.17071 | 7811.0805 | 0.039016 | 0.25026 | 0.0053569 | 0.25561 | 795.0567 | 6326.9752 | 0.17071 | 8142.8252 | 0.039016 | 0.018437 | 0.22929 | 0.0078884 | 0.23718 | 737.7241 | 6326.9752 | 0.17071 | 8174.3866 | 0.0042 | 0.15868 | 0.00057666 | 0.15926 | 494.3022 | 6326.9752 | 0.17071 | 7559.1102 | 0.0042 | 0.24218 | 0.00057666 | 0.24276 | 754.0191 | 6326.9752 | 0.17071 | 7968.4826 | 0.0042 | 0.018437 | 0.22438 | 0.0031081 | 0.22749 | 706.5263
02/23 02:00:00 | 57.02 | 13.9 | 18.16% | 1.1853 | 43931.5522 | 1.1231 | 4.0433 | 4.1622 | 3.746 | 0.15321 | 0.52659 | 0.072301 | 254.6976 | 1.1853 | 43931.5522 | 1.1231 | 4.3802 | 4.5091 | 3.8327 | 0.14402 | 0.48382 | 0.066428 | 248.6543 | 6730.5504 | 0.1816 | 8309.3215 | 0.041505 | 0.1613 | 0.0056986 | 0.167 | 488.4609 | 6730.5504 | 0.1816 | 8309.3215 | 0.041505 | 0.26622 | 0.0056986 | 0.27192 | 795.3286 | 6730.5504 | 0.1816 | 8662.227 | 0.041505 | 0.019613 | 0.24392 | 0.0083915 | 0.25231 | 737.9764 | 6730.5504 | 0.1816 | 8695.8015 | 0.0042 | 0.16881 | 0.00057666 | 0.16938 | 494.4716 | 6730.5504 | 0.1816 | 8041.2788 | 0.0042 | 0.25763 | 0.00057666 | 0.25821 | 754.2773 | 6730.5504 | 0.1816 | 8476.7637 | 0.0042 | 0.019613 | 0.2387 | 0.0032696 | 0.24197 | 706.7682
02/23 03:00:00 | 57.02 | 13.9 | 18.64% | 1.1853 | 43931.5522 | 1.1231 | 4.0433 | 4.1622 | 3.746 | 0.15729 | 0.54062 | 0.074228 | 254.7718 | 1.1853 | 43931.5522 | 1.1231 | 4.3802 | 4.5091 | 3.8327 | 0.15729 | 0.52839 | 0.072548 | 248.7269 | 6909.893 | 0.18643 | 8530.732 | 0.042611 | 0.1656 | 0.0058505 | 0.17145 | 488.6324 | 6909.893 | 0.18643 | 8530.732 | 0.042611 | 0.27331 | 0.0058505 | 0.27916 | 795.6077 | 6909.893 | 0.18643 | 8893.0411 | 0.042611 | 0.020136 | 0.25042 | 0.0086151 | 0.25903 | 738.2355 | 6909.893 | 0.18643 | 8927.5103 | 0.0042 | 0.1733 | 0.00057666 | 0.17388 | 494.6455 | 6909.893 | 0.18643 | 8255.5471 | 0.0042 | 0.2645 | 0.00057666 | 0.26507 | 754.5424 | 6909.893 | 0.18643 | 8702.636 | 0.0042 | 0.020136 | 0.24506 | 0.0033413 | 0.2484 | 707.0166
02/23 04:00:00 | 57.02 | 13.9 | 18.98% | 1.1853 | 43931.5522 | 1.1231 | 4.0433 | 4.1622 | 3.746 | 0.16011 | 0.55033 | 0.075561 | 254.8474 | 1.1853 | 43931.5522 | 1.1231 | 4.3802 | 4.5091 | 3.8327 | 0.15729 | 0.52839 | 0.072548 | 248.7994 | 7034.0022 | 0.18978 | 8683.9534 | 0.043376 | 0.16858 | 0.0059556 | 0.17453 | 488.8069 | 7034.0022 | 0.18978 | 8683.9534 | 0.043376 | 0.27822 | 0.0059556 | 0.28418 | 795.8919 | 7034.0022 | 0.18978 | 9052.7699 | 0.043376 | 0.020498 | 0.25492 | 0.0087699 | 0.26369 | 738.4992 | 7034.0022 | 0.18978 | 9087.8582 | 0.0042 | 0.17642 | 0.00057666 | 0.17699 | 494.8225 | 7034.0022 | 0.18978 | 8403.8258 | 0.0042 | 0.26925 | 0.00057666 | 0.26982 | 754.8122 | 7034.0022 | 0.18978 | 8858.9449 | 0.0042 | 0.020498 | 0.24946 | 0.003391 | 0.25285 | 707.2695
02/23 05:00:00 | 57.02 | 13.9 | 18.01% | 1.1853 | 43931.5522 | 1.1231 | 4.0433 | 4.1622 | 3.746 | 0.15196 | 0.52232 | 0.071714 | 254.9191 | 1.1853 | 43931.5522 | 1.1231 | 4.3802 | 4.5091 | 3.8327 | 0.15196 | 0.5105 | 0.070092 | 248.8695 | 6675.91 | 0.18012 | 8241.8642 | 0.041168 | 0.15999 | 0.0056524 | 0.16565 | 488.9726 | 6675.91 | 0.18012 | 8241.8642 | 0.041168 | 0.26406 | 0.0056524 | 0.26971 | 796.1616 | 6675.91 | 0.18012 | 8591.9048 | 0.041168 | 0.019454 | 0.24194 | 0.0083234 | 0.25026 | 738.7494 | 6675.91 | 0.18012 | 8625.2067 | 0.0042 | 0.16744 | 0.00057666 | 0.16801 | 494.9905 | 6675.91 | 0.18012 | 7975.9976 | 0.0042 | 0.25554 | 0.00057666 | 0.25612 | 755.0683 | 6675.91 | 0.18012 | 8407.9471 | 0.0042 | 0.019454 | 0.23676 | 0.0032477 | 0.24001 | 707.5095
02/23 06:00:00 | 57.02 | 13.9 | 14.76% | 1.1853 | 43931.5522 | 1.1231 | 4.0433 | 4.1622 | 3.746 | 0.12452 | 0.42801 | 0.058766 | 254.9779 | 1.1853 | 43931.5522 | 1.1231 | 4.3802 | 4.5091 | 3.8327 | 0.15196 | 0.5105 | 0.070092 | 248.9396 | 5470.5182 | 0.1476 | 6753.7262 | 0.033735 | 0.13111 | 0.0046318 | 0.13574 | 489.1083 | 5470.5182 | 0.1476 | 6753.7262 | 0.033735 | 0.21638 | 0.0046318 | 0.22101 | 796.3826 | 5470.5182 | 0.1476 | 7040.564 | 0.033735 | 0.015941 | 0.19825 | 0.0068206 | 0.20507 | 738.9545 | 5470.5182 | 0.1476 | 7067.853 | 0.0042 | 0.1372 | 0.00057666 | 0.13778 | 495.1283 | 5470.5182 | 0.1476 | 6535.8641 | 0.0042 | 0.2094 | 0.00057666 | 0.20998 | 755.2783 | 5470.5182 | 0.1476 | 6889.8214 | 0.0042 | 0.015941 | 0.19401 | 0.0027654 | 0.19677 | 707.7063
02/23 07:00:00 | 57.02 | 13.9 | 13.17% | 1.1853 | 43931.5522 | 1.1231 | 4.0433 | 4.1622 | 3.746 | 0.11111 | 0.38189 | 0.052434 | 255.0303 | 1.1853 | 43931.5522 | 1.1231 | 4.3802 | 4.5091 | 3.8327 | 0.11111 | 0.37325 | 0.051247 | 248.9909 | 4881.0654 | 0.13169 | 6026.0066 | 0.0301 | 0.11698 | 0.0041327 | 0.12111 | 489.2294 | 4881.0654 | 0.13169 | 6026.0066 | 0.0301 | 0.19307 | 0.0041327 | 0.1972 | 796.5798 | 4881.0654 | 0.13169 | 6281.9374 | 0.0301 | 0.014224 | 0.17689 | 0.0060856 | 0.18298 | 739.1375 | 4881.0654 | 0.13169 | 6306.286 | 0.0042 | 0.12242 | 0.00057666 | 0.123 | 495.2513 | 4881.0654 | 0.13169 | 5831.6193 | 0.0042 | 0.18684 | 0.00057666 | 0.18741 | 755.4657 | 4881.0654 | 0.13169 | 6147.4375 | 0.0042 | 0.014224 | 0.1731 | 0.0025296 | 0.17563 | 707.8819
02/23 08:00:00 | 55.94 | 13.3 | 12.76% | 1.167 | 43252.6302 | 1.1207 | 4.0346 | 4.1309 | 3.7178 | 0.10933 | 0.37277 | 0.051182 | 255.0815 | 1.167 | 43252.6302 | 1.1207 | 4.3708 | 4.4751 | 3.8039 | 0.11285 | 0.37608 | 0.051636 | 249.0425 | 4728.6721 | 0.12758 | 5837.8668 | 0.02916 | 0.11333 | 0.0040037 | 0.11733 | 489.3467 | 4728.6721 | 0.12758 | 5837.8668 | 0.02916 | 0.18704 | 0.0040037 | 0.19104 | 796.7709 | 4728.6721 | 0.12758 | 6085.8071 | 0.02916 | 0.01378 | 0.17137 | 0.0058956 | 0.17726 | 739.3147 | 4728.6721 | 0.12758 | 6109.3955 | 0.0042 | 0.1186 | 0.00057666 | 0.11917 | 495.3704 | 4728.6721 | 0.12758 | 5649.5486 | 0.0042 | 0.181 | 0.00057666 | 0.18158 | 755.6473 | 4728.6721 | 0.12758 | 5955.5065 | 0.0042 | 0.01378 | 0.1677 | 0.0024686 | 0.17017 | 708.0521
02/23 09:00:00 | 57.02 | 13.9 | 13.22% | 1.1853 | 43931.5522 | 1.1231 | 4.0433 | 4.1622 | 3.746 | 0.11152 | 0.38331 | 0.052629 | 255.1341 | 1.1853 | 43931.5522 | 1.1231 | 4.3802 | 4.5091 | 3.8327 | 0.11152 | 0.37464 | 0.051438 | 249.0939 | 4899.2454 | 0.13219 | 6048.4511 | 0.030212 | 0.11741 | 0.0041481 | 0.12156 | 489.4683 | 4899.2454 | 0.13219 | 6048.4511 | 0.030212 | 0.19378 | 0.0041481 | 0.19793 | 796.9688 | 4899.2454 | 0.13219 | 6305.3351 | 0.030212 | 0.014277 | 0.17755 | 0.0061083 | 0.18366 | 739.4984 | 4899.2454 | 0.13219 | 6329.7744 | 0.0042 | 0.12288 | 0.00057666 | 0.12345 | 495.4939 | 4899.2454 | 0.13219 | 5853.3398 | 0.0042 | 0.18753 | 0.00057666 | 0.18811 | 755.8354 | 4899.2454 | 0.13219 | 6170.3342 | 0.0042 | 0.014277 | 0.17375 | 0.0025369 | 0.17629 | 708.2284
02/23 10:00:00 | 55.94 | 13.3 | 13.85% | 1.167 | 43252.6302 | 1.1207 | 4.0346 | 4.1309 | 3.7178 | 0.1187 | 0.40473 | 0.05557 | 255.1897 | 1.167 | 43252.6302 | 1.1207 | 4.3708 | 4.4751 | 3.8039 | 0.11327 | 0.37748 | 0.051828 | 249.1458 | 5134.0719 | 0.13852 | 6338.3603 | 0.03166 | 0.12304 | 0.0043469 | 0.12739 | 489.5957 | 5134.0719 | 0.13852 | 6338.3603 | 0.03166 | 0.20307 | 0.0043469 | 0.20742 | 797.1762 | 5134.0719 | 0.13852 | 6607.5571 | 0.03166 | 0.014961 | 0.18606 | 0.0064011 | 0.19246 | 739.6909 | 5134.0719 | 0.13852 | 6633.1678 | 0.0042 | 0.12877 | 0.00057666 | 0.12934 | 495.6232 | 5134.0719 | 0.13852 | 6133.8971 | 0.0042 | 0.19652 | 0.00057666 | 0.1971 | 756.0325 | 5134.0719 | 0.13852 | 6466.0855 | 0.0042 | 0.014961 | 0.18208 | 0.0026308 | 0.18471 | 708.4131
02/23 11:00:00 | 55.04 | 12.8 | 17.13% | 1.1518 | 42690.7653 | 1.1182 | 4.0255 | 4.1045 | 3.694 | 0.14869 | 0.50362 | 0.069147 | 255.2588 | 1.1518 | 42690.7653 | 1.1182 | 4.3609 | 4.4465 | 3.7795 | 0.14869 | 0.49222 | 0.067582 | 249.2133 | 6347.6057 | 0.17126 | 7836.5502 | 0.039144 | 0.15213 | 0.0053744 | 0.1575 | 489.7532 | 6347.6057 | 0.17126 | 7836.5502 | 0.039144 | 0.25107 | 0.0053744 | 0.25645 | 797.4327 | 6347.6057 | 0.17126 | 8169.3767 | 0.039144 | 0.018497 | 0.23004 | 0.0079141 | 0.23795 | 739.9288 | 6347.6057 | 0.17126 | 8201.0409 | 0.0042 | 0.1592 | 0.00057666 | 0.15978 | 495.783 | 6347.6057 | 0.17126 | 7583.7583 | 0.0042 | 0.24297 | 0.00057666 | 0.24355 | 756.276 | 6347.6057 | 0.17126 | 7994.4656 | 0.0042 | 0.018497 | 0.22511 | 0.0031163 | 0.22823 | 708.6413
02/23 12:00:00 | 55.04 | 12.8 | 20.32% | 1.1518 | 42690.7653 | 1.1182 | 4.0255 | 4.1045 | 3.694 | 0.17641 | 0.59753 | 0.082041 | 255.3409 | 1.1518 | 42690.7653 | 1.1182 | 4.3609 | 4.4465 | 3.7795 | 0.14869 | 0.49222 | 0.067582 | 249.2809 | 7531.2864 | 0.2032 | 9297.8844 | 0.046443 | 0.18049 | 0.0063766 | 0.18687 | 489.9401 | 7531.2864 | 0.2032 | 9297.8844 | 0.046443 | 0.29789 | 0.0063766 | 0.30427 | 797.737 | 7531.2864 | 0.2032 | 9692.7753 | 0.046443 | 0.021947 | 0.27294 | 0.0093899 | 0.28233 | 740.2111 | 7531.2864 | 0.2032 | 9730.3442 | 0.0042 | 0.18889 | 0.00057666 | 0.18947 | 495.9725 | 7531.2864 | 0.2032 | 8997.9527 | 0.0042 | 0.28828 | 0.00057666 | 0.28886 | 756.5649 | 7531.2864 | 0.2032 | 9485.2473 | 0.0042 | 0.021947 | 0.26709 | 0.0035899 | 0.27068 | 708.912
02/23 13:00:00 | 53.96 | 12.2 | 24.75% | 1.1338 | 42021.2114 | 1.1146 | 4.0124 | 4.0724 | 3.6652 | 0.21827 | 0.73342 | 0.1007 | 255.4416 | 1.1338 | 42021.2114 | 1.1146 | 4.3467 | 4.4118 | 3.75 | 0.21827 | 0.71683 | 0.098421 | 249.3793 | 9171.8382 | 0.24746 | 11323.257 | 0.05656 | 0.21981 | 0.0077656 | 0.22758 | 490.1676 | 9171.8382 | 0.24746 | 11323.257 | 0.05656 | 0.36278 | 0.0077656 | 0.37055 | 798.1075 | 9171.8382 | 0.24746 | 11804.1675 | 0.05656 | 0.026727 | 0.33239 | 0.011435 | 0.34383 | 740.555 | 9171.8382 | 0.24746 | 11849.9201 | 0.0042 | 0.23003 | 0.00057666 | 0.23061 | 496.2031 | 9171.8382 | 0.24746 | 10957.9906 | 0.0042 | 0.35108 | 0.00057666 | 0.35166 | 756.9166 | 9171.8382 | 0.24746 | 11551.4335 | 0.0042 | 0.026727 | 0.32528 | 0.0042463 | 0.32952 | 709.2415
02/23 14:00:00 | 53.96 | 12.2 | 25.86% | 1.1338 | 42021.2114 | 1.1146 | 4.0124 | 4.0724 | 3.6652 | 0.22806 | 0.76632 | 0.10522 | 255.5468 | 1.1338 | 42021.2114 | 1.1146 | 4.3467 | 4.4118 | 3.75 | 0.21827 | 0.71683 | 0.098421 | 249.4778 | 9583.2578 | 0.25856 | 11831.1825 | 0.059097 | 0.22967 | 0.008114 | 0.23778 | 490.4054 | 9583.2578 | 0.25856 | 11831.1825 | 0.059097 | 0.37906 | 0.008114 | 0.38717 | 798.4947 | 9583.2578 | 0.25856 | 12333.6651 | 0.059097 | 0.027926 | 0.3473 | 0.011948 | 0.35925 | 740.9142 | 9583.2578 | 0.25856 | 12381.47 | 0.0042 | 0.24035 | 0.00057666 | 0.24093 | 496.444 | 9583.2578 | 0.25856 | 11449.5314 | 0.0042 | 0.36683 | 0.00057666 | 0.3674 | 757.284 | 9583.2578 | 0.25856 | 12069.5942 | 0.0042 | 0.027926 | 0.33987 | 0.0044109 | 0.34428 | 709.5858
02/23 15:00:00 | 53.96 | 12.2 | 25.31% | 1.1338 | 42021.2114 | 1.1146 | 4.0124 | 4.0724 | 3.6652 | 0.22325 | 0.75017 | 0.103 | 255.6498 | 1.1338 | 42021.2114 | 1.1146 | 4.3467 | 4.4118 | 3.75 | 0.22325 | 0.7332 | 0.10067 | 249.5784 | 9381.3071 | 0.25311 | 11581.8606 | 0.057851 | 0.22483 | 0.007943 | 0.23277 | 490.6382 | 9381.3071 | 0.25311 | 11581.8606 | 0.057851 | 0.37107 | 0.007943 | 0.37901 | 798.8737 | 9381.3071 | 0.25311 | 12073.7543 | 0.057851 | 0.027338 | 0.33998 | 0.011696 | 0.35168 | 741.2659 | 9381.3071 | 0.25311 | 12120.5518 | 0.0042 | 0.23529 | 0.00057666 | 0.23586 | 496.6799 | 9381.3071 | 0.25311 | 11208.2522 | 0.0042 | 0.3591 | 0.00057666 | 0.35967 | 757.6436 | 9381.3071 | 0.25311 | 11815.2482 | 0.0042 | 0.027338 | 0.3327 | 0.0043301 | 0.33703 | 709.9228
02/23 16:00:00 | 53.96 | 12.2 | 26.73% | 1.1338 | 42021.2114 | 1.1146 | 4.0124 | 4.0724 | 3.6652 | 0.23576 | 0.7922 | 0.10877 | 255.7585 | 1.1338 | 42021.2114 | 1.1146 | 4.3467 | 4.4118 | 3.75 | 0.22325 | 0.7332 | 0.10067 | 249.6791 | 9906.8457 | 0.26729 | 12230.6737 | 0.061092 | 0.23743 | 0.008388 | 0.24581 | 490.884 | 9906.8457 | 0.26729 | 12230.6737 | 0.061092 | 0.39185 | 0.008388 | 0.40024 | 799.2739 | 9906.8457 | 0.26729 | 12750.1232 | 0.061092 | 0.028869 | 0.35903 | 0.012352 | 0.37138 | 741.6373 | 9906.8457 | 0.26729 | 12799.5423 | 0.0042 | 0.24847 | 0.00057666 | 0.24905 | 496.9289 | 9906.8457 | 0.26729 | 11836.1359 | 0.0042 | 0.37921 | 0.00057666 | 0.37979 | 758.0234 | 9906.8457 | 0.26729 | 12477.1357 | 0.0042 | 0.028869 | 0.35134 | 0.0045404 | 0.35588 | 710.2787
02/23 17:00:00 | 53.06 | 11.7 | 27.72% | 1.1188 | 41467.1533 | 1.111 | 3.9997 | 4.0453 | 3.6408 | 0.24778 | 0.82711 | 0.11356 | 255.8721 | 1.1188 | 41467.1533 | 1.111 | 4.333 | 4.3824 | 3.7251 | 0.24778 | 0.80839 | 0.11099 | 249.7901 | 10274.6346 | 0.27722 | 12684.7341 | 0.06336 | 0.24624 | 0.0086994 | 0.25494 | 491.1389 | 10274.6346 | 0.27722 | 12684.7341 | 0.06336 | 0.4064 | 0.0086994 | 0.4151 | 799.689 | 10274.6346 | 0.27722 | 13223.468 | 0.06336 | 0.029941 | 0.37236 | 0.01281 | 0.38517 | 742.0224 | 10274.6346 | 0.27722 | 13274.7218 | 0.0042 | 0.25769 | 0.00057666 | 0.25827 | 497.1872 | 10274.6346 | 0.27722 | 12275.5492 | 0.0042 | 0.39329 | 0.00057666 | 0.39387 | 758.4173 | 10274.6346 | 0.27722 | 12940.3459 | 0.0042 | 0.029941 | 0.36439 | 0.0046875 | 0.36907 | 710.6478
02/23 18:00:00 | 53.06 | 11.7 | 23.67% | 1.1188 | 41467.1533 | 1.111 | 3.9997 | 4.0453 | 3.6408 | 0.21152 | 0.70609 | 0.096946 | 255.969 | 1.1188 | 41467.1533 | 1.111 | 4.333 | 4.3824 | 3.7251 | 0.24778 | 0.80839 | 0.11099 | 249.9011 | 8771.2647 | 0.23666 | 10828.7219 | 0.054089 | 0.21021 | 0.0074265 | 0.21764 | 491.3566 | 8771.2647 | 0.23666 | 10828.7219 | 0.054089 | 0.34694 | 0.0074265 | 0.35436 | 800.0434 | 8771.2647 | 0.23666 | 11288.629 | 0.054089 | 0.02556 | 0.31787 | 0.010936 | 0.32881 | 742.3513 | 8771.2647 | 0.23666 | 11332.3834 | 0.0042 | 0.21999 | 0.00057666 | 0.22056 | 497.4078 | 8771.2647 | 0.23666 | 10479.4083 | 0.0042 | 0.33575 | 0.00057666 | 0.33632 | 758.7536 | 8771.2647 | 0.23666 | 11046.9329 | 0.0042 | 0.02556 | 0.31107 | 0.004086 | 0.31515 | 710.9629
02/23 19:00:00 | 53.06 | 11.7 | 19.38% | 1.1188 | 41467.1533 | 1.111 | 3.9997 | 4.0453 | 3.6408 | 0.1732 | 0.57815 | 0.07938 | 256.0484 | 1.1188 | 41467.1533 | 1.111 | 4.333 | 4.3824 | 3.7251 | 0.1732 | 0.56507 | 0.077584 | 249.9787 | 7182.0233 | 0.19378 | 8866.6954 | 0.044289 | 0.17212 | 0.0060809 | 0.1782 | 491.5348 | 7182.0233 | 0.19378 | 8866.6954 | 0.044289 | 0.28408 | 0.0060809 | 0.29016 | 800.3335 | 7182.0233 | 0.19378 | 9243.2732 | 0.044289 | 0.020929 | 0.26028 | 0.0089544 | 0.26923 | 742.6205 | 7182.0233 | 0.19378 | 9279.0998 | 0.0042 | 0.18013 | 0.00057666 | 0.18071 | 497.5885 | 7182.0233 | 0.19378 | 8580.673 | 0.0042 | 0.27491 | 0.00057666 | 0.27549 | 759.0291 | 7182.0233 | 0.19378 | 9045.3694 | 0.0042 | 0.020929 | 0.25471 | 0.0034502 | 0.25816 | 711.2211
02/23 20:00:00 | 51.98 | 11.1 | 21.67% | 1.101 | 40806.9675 | 1.1062 | 3.9825 | 4.0124 | 3.6112 | 0.19679 | 0.65174 | 0.089485 | 256.1379 | 1.101 | 40806.9675 | 1.1062 | 4.3143 | 4.3468 | 3.6948 | 0.176 | 0.56971 | 0.078221 | 250.0569 | 8030.3256 | 0.21666 | 9913.9822 | 0.04952 | 0.19245 | 0.0067991 | 0.19925 | 491.734 | 8030.3256 | 0.21666 | 9913.9822 | 0.04952 | 0.31763 | 0.0067991 | 0.32443 | 800.658 | 8030.3256 | 0.21666 | 10335.0394 | 0.04952 | 0.023401 | 0.29102 | 0.010012 | 0.30103 | 742.9215 | 8030.3256 | 0.21666 | 10375.0977 | 0.0042 | 0.2014 | 0.00057666 | 0.20198 | 497.7904 | 8030.3256 | 0.21666 | 9594.1763 | 0.0042 | 0.30738 | 0.00057666 | 0.30796 | 759.3371 | 8030.3256 | 0.21666 | 10113.7602 | 0.0042 | 0.023401 | 0.28479 | 0.0037896 | 0.28858 | 711.5097
02/23 21:00:00 | 51.08 | 10.6 | 27.72% | 1.0863 | 40260.7161 | 1.1018 | 3.9664 | 3.9846 | 3.5861 | 0.25518 | 0.83964 | 0.11528 | 256.2532 | 1.0863 | 40260.7161 | 1.1018 | 4.2969 | 4.3166 | 3.6692 | 0.25518 | 0.82064 | 0.11267 | 250.1696 | 10273.7296 | 0.27719 | 12683.6168 | 0.063355 | 0.24622 | 0.0086986 | 0.25492 | 491.989 | 10273.7296 | 0.27719 | 12683.6168 | 0.063355 | 0.40637 | 0.0086986 | 0.41506 | 801.073 | 10273.7296 | 0.27719 | 13222.3032 | 0.063355 | 0.029938 | 0.37232 | 0.012809 | 0.38513 | 743.3067 | 10273.7296 | 0.27719 | 13273.5524 | 0.0042 | 0.25767 | 0.00057666 | 0.25825 | 498.0487 | 10273.7296 | 0.27719 | 12274.4679 | 0.0042 | 0.39326 | 0.00057666 | 0.39383 | 759.7309 | 10273.7296 | 0.27719 | 12939.206 | 0.0042 | 0.029938 | 0.36435 | 0.0046872 | 0.36904 | 711.8787
02/23 22:00:00 | 51.98 | 11.1 | 30.47% | 1.101 | 40806.9675 | 1.1062 | 3.9825 | 4.0124 | 3.6112 | 0.27672 | 0.91647 | 0.12583 | 256.379 | 1.101 | 40806.9675 | 1.1062 | 4.3143 | 4.3468 | 3.6948 | 0.25176 | 0.81496 | 0.11189 | 250.2815 | 11292.0545 | 0.30467 | 13940.8081 | 0.069634 | 0.27062 | 0.0095608 | 0.28018 | 492.2691 | 11292.0545 | 0.30467 | 13940.8081 | 0.069634 | 0.44664 | 0.0095608 | 0.45621 | 801.5292 | 11292.0545 | 0.30467 | 14532.8887 | 0.069634 | 0.032906 | 0.40923 | 0.014079 | 0.42331 | 743.73 | 11292.0545 | 0.30467 | 14589.2177 | 0.0042 | 0.28321 | 0.00057666 | 0.28379 | 498.3325 | 11292.0545 | 0.30467 | 13491.1046 | 0.0042 | 0.43224 | 0.00057666 | 0.43281 | 760.1637 | 11292.0545 | 0.30467 | 14221.7311 | 0.0042 | 0.032906 | 0.40047 | 0.0050946 | 0.40556 | 712.2843
02/23 23:00:00 | 51.98 | 11.1 | 33.37% | 1.101 | 40806.9675 | 1.1062 | 3.9825 | 4.0124 | 3.6112 | 0.30304 | 1.0037 | 0.1378 | 256.5168 | 1.101 | 40806.9675 | 1.1062 | 4.3143 | 4.3468 | 3.6948 | 0.30304 | 0.98095 | 0.13468 | 250.4161 | 12366.333 | 0.33365 | 15267.0778 | 0.076259 | 0.29637 | 0.01047 | 0.30684 | 492.576 | 12366.333 | 0.33365 | 15267.0778 | 0.076259 | 0.48914 | 0.01047 | 0.49961 | 802.0289 | 12366.333 | 0.33365 | 15915.4865 | 0.076259 | 0.036036 | 0.44816 | 0.015418 | 0.46358 | 744.1935 | 12366.333 | 0.33365 | 15977.1745 | 0.0042 | 0.31015 | 0.00057666 | 0.31073 | 498.6432 | 12366.333 | 0.33365 | 14774.5914 | 0.0042 | 0.47336 | 0.00057666 | 0.47393 | 760.6377 | 12366.333 | 0.33365 | 15574.7268 | 0.0042 | 0.036036 | 0.43857 | 0.0055244 | 0.44409 | 712.7284
02/23 24:00:00 | 53.06 | 11.7 | 33.22% | 1.1188 | 41467.1533 | 1.111 | 3.9997 | 4.0453 | 3.6408 | 0.29689 | 0.99106 | 0.13607 | 256.6529 | 1.1188 | 41467.1533 | 1.111 | 4.333 | 4.3824 | 3.7251 | 0.29822 | 0.97297 | 0.13359 | 250.5497 | 12311.2937 | 0.33217 | 15199.1281 | 0.07592 | 0.29505 | 0.010424 | 0.30547 | 492.8815 | 12311.2937 | 0.33217 | 15199.1281 | 0.07592 | 0.48696 | 0.010424 | 0.49738 | 802.5262 | 12311.2937 | 0.33217 | 15844.6509 | 0.07592 | 0.035876 | 0.44617 | 0.01535 | 0.46152 | 744.6551 | 12311.2937 | 0.33217 | 15906.0643 | 0.0042 | 0.30877 | 0.00057666 | 0.30935 | 498.9526 | 12311.2937 | 0.33217 | 14708.8336 | 0.0042 | 0.47125 | 0.00057666 | 0.47183 | 761.1095 | 12311.2937 | 0.33217 | 15505.4077 | 0.0042 | 0.035876 | 0.43661 | 0.0055024 | 0.44212 | 713.1705
02/24 01:00:00 | 53.06 | 11.7 | 33.29% | 1.1188 | 41467.1533 | 1.111 | 3.9997 | 4.0453 | 3.6408 | 0.29754 | 0.99322 | 0.13637 | 256.7893 | 1.1188 | 41467.1533 | 1.111 | 4.333 | 4.3824 | 3.7251 | 0.29754 | 0.97075 | 0.13328 | 250.683 | 12338.1122 | 0.33289 | 15232.2373 | 0.076085 | 0.29569 | 0.010446 | 0.30614 | 493.1876 | 12338.1122 | 0.33289 | 15232.2373 | 0.076085 | 0.48802 | 0.010446 | 0.49847 | 803.0247 | 12338.1122 | 0.33289 | 15879.1663 | 0.076085 | 0.035954 | 0.44714 | 0.015383 | 0.46252 | 745.1176 | 12338.1122 | 0.33289 | 15940.7134 | 0.0042 | 0.30945 | 0.00057666 | 0.31002 | 499.2626 | 12338.1122 | 0.33289 | 14740.8748 | 0.0042 | 0.47228 | 0.00057666 | 0.47285 | 761.5823 | 12338.1122 | 0.33289 | 15539.1841 | 0.0042 | 0.035954 | 0.43757 | 0.0055131 | 0.44308 | 713.6136
02/24 02:00:00 | 55.94 | 13.3 | 33.12% | 1.167 | 43252.6302 | 1.1207 | 4.0346 | 4.1309 | 3.7178 | 0.28381 | 0.9677 | 0.13287 | 256.9221 | 1.167 | 43252.6302 | 1.1207 | 4.3708 | 4.4751 | 3.8039 | 0.28526 | 0.95064 | 0.13052 | 250.8135 | 12275.4078 | 0.3312 | 15154.8244 | 0.075698 | 0.29419 | 0.010393 | 0.30458 | 493.4922 | 12275.4078 | 0.3312 | 15154.8244 | 0.075698 | 0.48554 | 0.010393 | 0.49593 | 803.5206 | 12275.4078 | 0.3312 | 15798.4656 | 0.075698 | 0.035771 | 0.44487 | 0.015305 | 0.46017 | 745.5778 | 12275.4078 | 0.3312 | 15859.7 | 0.0042 | 0.30787 | 0.00057666 | 0.30845 | 499.571 | 12275.4078 | 0.3312 | 14665.9591 | 0.0042 | 0.46988 | 0.00057666 | 0.47045 | 762.0528 | 12275.4078 | 0.3312 | 15460.2113 | 0.0042 | 0.035771 | 0.43534 | 0.0054881 | 0.44083 | 714.0544
02/24 03:00:00 | 59 | 15 | 27.57% | 1.2192 | 45189.514 | 1.1258 | 4.053 | 4.2187 | 3.7968 | 0.22614 | 0.78885 | 0.10831 | 257.0304 | 1.2192 | 45189.514 | 1.1258 | 4.3908 | 4.5702 | 3.8847 | 0.22614 | 0.771 | 0.10586 | 250.9194 | 10219.2539 | 0.27572 | 12616.3628 | 0.063019 | 0.24491 | 0.0086525 | 0.25357 | 493.7457 | 10219.2539 | 0.27572 | 12616.3628 | 0.063019 | 0.40421 | 0.0086525 | 0.41286 | 803.9335 | 10219.2539 | 0.27572 | 13152.1929 | 0.063019 | 0.02978 | 0.37035 | 0.012741 | 0.38309 | 745.9608 | 10219.2539 | 0.27572 | 13203.1704 | 0.0042 | 0.2563 | 0.00057666 | 0.25688 | 499.8279 | 10219.2539 | 0.27572 | 12209.3834 | 0.0042 | 0.39117 | 0.00057666 | 0.39175 | 762.4445 | 10219.2539 | 0.27572 | 12870.5968 | 0.0042 | 0.02978 | 0.36242 | 0.0046654 | 0.36709 | 714.4215
02/24 04:00:00 | 60.98 | 16.1 | 20.05% | 1.2536 | 46464.6508 | 1.1263 | 4.0545 | 4.274 | 3.8466 | 0.15991 | 0.56611 | 0.077728 | 257.1082 | 1.2536 | 46464.6508 | 1.1263 | 4.3924 | 4.6301 | 3.9356 | 0.21994 | 0.76102 | 0.10449 | 251.0239 | 7429.9642 | 0.20047 | 9172.7953 | 0.045818 | 0.17807 | 0.0062908 | 0.18436 | 493.9301 | 7429.9642 | 0.20047 | 9172.7953 | 0.045818 | 0.29388 | 0.0062908 | 0.30017 | 804.2337 | 7429.9642 | 0.20047 | 9562.3734 | 0.045818 | 0.021651 | 0.26927 | 0.0092636 | 0.27853 | 746.2394 | 7429.9642 | 0.20047 | 9599.4369 | 0.0042 | 0.18635 | 0.00057666 | 0.18692 | 500.0148 | 7429.9642 | 0.20047 | 8876.8986 | 0.0042 | 0.2844 | 0.00057666 | 0.28498 | 762.7295 | 7429.9642 | 0.20047 | 9357.6375 | 0.0042 | 0.021651 | 0.2635 | 0.0035494 | 0.26705 | 714.6885
02/24 05:00:00 | 59 | 15 | 17.13% | 1.2192 | 45189.514 | 1.1258 | 4.053 | 4.2187 | 3.7968 | 0.14052 | 0.49018 | 0.067301 | 257.1755 | 1.2192 | 45189.514 | 1.1258 | 4.3908 | 4.5702 | 3.8847 | 0.14052 | 0.47909 | 0.065778 | 251.0897 | 6350.0448 | 0.17133 | 7839.5614 | 0.039159 | 0.15218 | 0.0053765 | 0.15756 | 494.0877 | 6350.0448 | 0.17133 | 7839.5614 | 0.039159 | 0.25117 | 0.0053765 | 0.25655 | 804.4902 | 6350.0448 | 0.17133 | 8172.5158 | 0.039159 | 0.018504 | 0.23013 | 0.0079171 | 0.23805 | 746.4774 | 6350.0448 | 0.17133 | 8204.1922 | 0.0042 | 0.15926 | 0.00057666 | 0.15984 | 500.1747 | 6350.0448 | 0.17133 | 7586.6724 | 0.0042 | 0.24307 | 0.00057666 | 0.24364 | 762.9732 | 6350.0448 | 0.17133 | 7997.5375 | 0.0042 | 0.018504 | 0.2252 | 0.0031173 | 0.22832 | 714.9168
02/24 06:00:00 | 60.08 | 15.6 | 23.62% | 1.238 | 45882.914 | 1.1264 | 4.0549 | 4.249 | 3.8241 | 0.19079 | 0.67091 | 0.092115 | 257.2676 | 1.238 | 45882.914 | 1.1264 | 4.3928 | 4.603 | 3.9126 | 0.1384 | 0.47567 | 0.065309 | 251.155 | 8753.7724 | 0.23618 | 10807.1264 | 0.053982 | 0.20979 | 0.0074117 | 0.2172 | 494.3049 | 8753.7724 | 0.23618 | 10807.1264 | 0.053982 | 0.34625 | 0.0074117 | 0.35366 | 804.8439 | 8753.7724 | 0.23618 | 11266.1164 | 0.053982 | 0.025509 | 0.31724 | 0.010914 | 0.32815 | 746.8056 | 8753.7724 | 0.23618 | 11309.7835 | 0.0042 | 0.21955 | 0.00057666 | 0.22013 | 500.3948 | 8753.7724 | 0.23618 | 10458.5094 | 0.0042 | 0.33508 | 0.00057666 | 0.33565 | 763.3088 | 8753.7724 | 0.23618 | 11024.9023 | 0.0042 | 0.025509 | 0.31045 | 0.0040791 | 0.31453 | 715.2314
02/24 07:00:00 | 60.08 | 15.6 | 25.41% | 1.238 | 45882.914 | 1.1264 | 4.0549 | 4.249 | 3.8241 | 0.20529 | 0.72192 | 0.09912 | 257.3667 | 1.238 | 45882.914 | 1.1264 | 4.3928 | 4.603 | 3.9126 | 0.20529 | 0.70559 | 0.096878 | 251.2518 | 9419.4342 | 0.25414 | 11628.9311 | 0.058087 | 0.22574 | 0.0079753 | 0.23372 | 494.5386 | 9419.4342 | 0.25414 | 11628.9311 | 0.058087 | 0.37258 | 0.0079753 | 0.38055 | 805.2244 | 9419.4342 | 0.25414 | 12122.824 | 0.058087 | 0.027449 | 0.34136 | 0.011744 | 0.35311 | 747.1587 | 9419.4342 | 0.25414 | 12169.8116 | 0.0042 | 0.23624 | 0.00057666 | 0.23682 | 500.6316 | 9419.4342 | 0.25414 | 11253.8043 | 0.0042 | 0.36056 | 0.00057666 | 0.36113 | 763.6699 | 9419.4342 | 0.25414 | 11863.2673 | 0.0042 | 0.027449 | 0.33406 | 0.0043454 | 0.3384 | 715.5698
02/24 08:00:00 | 55.04 | 12.8 | 23.79% | 1.1518 | 42690.7653 | 1.1182 | 4.0255 | 4.1045 | 3.694 | 0.20654 | 0.69956 | 0.096049 | 257.4628 | 1.1518 | 42690.7653 | 1.1182 | 4.3609 | 4.4465 | 3.7795 | 0.22064 | 0.73043 | 0.10029 | 251.3521 | 8817.2804 | 0.2379 | 10885.5313 | 0.054373 | 0.21131 | 0.0074654 | 0.21878 | 494.7574 | 8817.2804 | 0.2379 | 10885.5313 | 0.054373 | 0.34876 | 0.0074654 | 0.35622 | 805.5807 | 8817.2804 | 0.2379 | 11347.8512 | 0.054373 | 0.025694 | 0.31954 | 0.010993 | 0.33054 | 747.4892 | 8817.2804 | 0.2379 | 11391.8351 | 0.0042 | 0.22114 | 0.00057666 | 0.22172 | 500.8533 | 8817.2804 | 0.2379 | 10534.3851 | 0.0042 | 0.33751 | 0.00057666 | 0.33808 | 764.008 | 8817.2804 | 0.2379 | 11104.8871 | 0.0042 | 0.025694 | 0.3127 | 0.0041045 | 0.31681 | 715.8866
02/24 09:00:00 | 53.06 | 11.7 | 20.73% | 1.1188 | 41467.1533 | 1.111 | 3.9997 | 4.0453 | 3.6408 | 0.18527 | 0.61845 | 0.084914 | 257.5477 | 1.1188 | 41467.1533 | 1.111 | 4.333 | 4.3824 | 3.7251 | 0.18527 | 0.60446 | 0.082993 | 251.4351 | 7682.6736 | 0.20728 | 9484.7822 | 0.047376 | 0.18412 | 0.0065048 | 0.19063 | 494.948 | 7682.6736 | 0.20728 | 9484.7822 | 0.047376 | 0.30388 | 0.0065048 | 0.31038 | 805.891 | 7682.6736 | 0.20728 | 9887.6108 | 0.047376 | 0.022388 | 0.27842 | 0.0095786 | 0.288 | 747.7772 | 7682.6736 | 0.20728 | 9925.9348 | 0.0042 | 0.19269 | 0.00057666 | 0.19326 | 501.0466 | 7682.6736 | 0.20728 | 9178.8215 | 0.0042 | 0.29408 | 0.00057666 | 0.29465 | 764.3027 | 7682.6736 | 0.20728 | 9675.9113 | 0.0042 | 0.022388 | 0.27246 | 0.0036505 | 0.27611 | 716.1627
02/24 10:00:00 | 53.6 | 12 | 15.9% | 1.1278 | 41799.1623 | 1.1132 | 4.0075 | 4.0616 | 3.6554 | 0.14101 | 0.47258 | 0.064885 | 257.6126 | 1.1278 | 41799.1623 | 1.1132 | 4.3415 | 4.4001 | 3.7401 | 0.1838 | 0.60204 | 0.08266 | 251.5178 | 5894.1956 | 0.15903 | 7276.7847 | 0.036348 | 0.14126 | 0.0049905 | 0.14625 | 495.0942 | 5894.1956 | 0.15903 | 7276.7847 | 0.036348 | 0.23314 | 0.0049905 | 0.23813 | 806.1292 | 5894.1956 | 0.15903 | 7585.8373 | 0.036348 | 0.017176 | 0.21361 | 0.0073488 | 0.22096 | 747.9982 | 5894.1956 | 0.15903 | 7615.2398 | 0.0042 | 0.14783 | 0.00057666 | 0.14841 | 501.195 | 5894.1956 | 0.15903 | 7042.0497 | 0.0042 | 0.22562 | 0.00057666 | 0.22619 | 764.5289 | 5894.1956 | 0.15903 | 7423.4201 | 0.0042 | 0.017176 | 0.20903 | 0.0029349 | 0.21197 | 716.3747
02/24 11:00:00 | 53.96 | 12.2 | 15.18% | 1.1338 | 42021.2114 | 1.1146 | 4.0124 | 4.0724 | 3.6652 | 0.13386 | 0.4498 | 0.061757 | 257.6743 | 1.1338 | 42021.2114 | 1.1146 | 4.3467 | 4.4118 | 3.75 | 0.13386 | 0.43962 | 0.06036 | 251.5781 | 5624.9385 | 0.15176 | 6944.3686 | 0.034687 | 0.13481 | 0.0047625 | 0.13957 | 495.2338 | 5624.9385 | 0.15176 | 6944.3686 | 0.034687 | 0.22249 | 0.0047625 | 0.22725 | 806.3564 | 5624.9385 | 0.15176 | 7239.3031 | 0.034687 | 0.016391 | 0.20385 | 0.0070131 | 0.21086 | 748.209 | 5624.9385 | 0.15176 | 7267.3624 | 0.0042 | 0.14108 | 0.00057666 | 0.14165 | 501.3367 | 5624.9385 | 0.15176 | 6720.3567 | 0.0042 | 0.21531 | 0.00057666 | 0.21589 | 764.7448 | 5624.9385 | 0.15176 | 7084.3055 | 0.0042 | 0.016391 | 0.19949 | 0.0028272 | 0.20231 | 716.577
02/24 12:00:00 | 50 | 10 | 23.02% | 1.0687 | 39609.8985 | 1.0959 | 3.9451 | 3.9508 | 3.5557 | 0.21541 | 0.70331 | 0.096564 | 257.7709 | 1.0687 | 39609.8985 | 1.0959 | 4.2739 | 4.28 | 3.638 | 0.14201 | 0.45315 | 0.062218 | 251.6404 | 8532.5627 | 0.23021 | 10534.028 | 0.052617 | 0.20449 | 0.0072244 | 0.21171 | 495.4455 | 8532.5627 | 0.23021 | 10534.028 | 0.052617 | 0.3375 | 0.0072244 | 0.34472 | 806.7011 | 8532.5627 | 0.23021 | 10981.4192 | 0.052617 | 0.024864 | 0.30922 | 0.010638 | 0.31986 | 748.5289 | 8532.5627 | 0.23021 | 11023.9828 | 0.0042 | 0.214 | 0.00057666 | 0.21458 | 501.5512 | 8532.5627 | 0.23021 | 10194.2207 | 0.0042 | 0.32661 | 0.00057666 | 0.32719 | 765.072 | 8532.5627 | 0.23021 | 10746.3007 | 0.0042 | 0.024864 | 0.3026 | 0.0039905 | 0.30659 | 716.8836
02/24 13:00:00 | 46.94 | 8.3 | 27.96% | 1.0197 | 37793.6649 | 1.0761 | 3.8739 | 3.8522 | 3.4669 | 0.27418 | 0.87597 | 0.12027 | 257.8911 | 1.0197 | 37793.6649 | 1.0761 | 4.1967 | 4.1732 | 3.5472 | 0.27418 | 0.85616 | 0.11755 | 251.7579 | 10362.0871 | 0.27958 | 12792.7001 | 0.0639 | 0.24834 | 0.0087734 | 0.25711 | 495.7026 | 10362.0871 | 0.27958 | 12792.7001 | 0.0639 | 0.40986 | 0.0087734 | 0.41863 | 807.1198 | 10362.0871 | 0.27958 | 13336.0194 | 0.0639 | 0.030196 | 0.37553 | 0.012919 | 0.38845 | 748.9174 | 10362.0871 | 0.27958 | 13387.7094 | 0.0042 | 0.25989 | 0.00057666 | 0.26046 | 501.8117 | 10362.0871 | 0.27958 | 12380.0324 | 0.0042 | 0.39664 | 0.00057666 | 0.39722 | 765.4692 | 10362.0871 | 0.27958 | 13050.4875 | 0.0042 | 0.030196 | 0.36749 | 0.0047225 | 0.37221 | 717.2558
02/24 14:00:00 | 48.02 | 8.9 | 27.41% | 1.0369 | 38430.0045 | 1.0836 | 3.9008 | 3.8874 | 3.4987 | 0.2644 | 0.85117 | 0.11687 | 258.008 | 1.0369 | 38430.0045 | 1.0836 | 4.2259 | 4.2114 | 3.5797 | 0.26964 | 0.84838 | 0.11648 | 251.8744 | 10160.854 | 0.27415 | 12544.2642 | 0.062659 | 0.24351 | 0.008603 | 0.25212 | 495.9547 | 10160.854 | 0.27415 | 12544.2642 | 0.062659 | 0.4019 | 0.008603 | 0.4105 | 807.5303 | 10160.854 | 0.27415 | 13077.0322 | 0.062659 | 0.029609 | 0.36823 | 0.012668 | 0.3809 | 749.2983 | 10160.854 | 0.27415 | 13127.7184 | 0.0042 | 0.25484 | 0.00057666 | 0.25542 | 502.0671 | 10160.854 | 0.27415 | 12139.6105 | 0.0042 | 0.38894 | 0.00057666 | 0.38951 | 765.8587 | 10160.854 | 0.27415 | 12797.0454 | 0.0042 | 0.029609 | 0.36035 | 0.004642 | 0.36499 | 717.6208
02/24 15:00:00 | 44.96 | 7.2 | 37.72% | 0.98858 | 36640.3138 | 1.0611 | 3.8198 | 3.7861 | 3.4075 | 0.38158 | 1.2026 | 0.16511 | 258.1731 | 0.98858 | 36640.3138 | 1.0611 | 4.1381 | 4.1016 | 3.4863 | 0.38158 | 1.1754 | 0.16138 | 252.0358 | 13981.3198 | 0.37723 | 17260.8886 | 0.086218 | 0.33507 | 0.011838 | 0.34691 | 496.3017 | 13981.3198 | 0.37723 | 17260.8886 | 0.086218 | 0.55302 | 0.011838 | 0.56485 | 808.0951 | 13981.3198 | 0.37723 | 17993.9766 | 0.086218 | 0.040742 | 0.50669 | 0.017432 | 0.52412 | 749.8224 | 13981.3198 | 0.37723 | 18063.7207 | 0.0042 | 0.35066 | 0.00057666 | 0.35124 | 502.4184 | 13981.3198 | 0.37723 | 16704.0858 | 0.0042 | 0.53518 | 0.00057666 | 0.53575 | 766.3944 | 13981.3198 | 0.37723 | 17608.7151 | 0.0042 | 0.040742 | 0.49584 | 0.0061706 | 0.50201 | 718.1228
02/24 16:00:00 | 44.06 | 6.7 | 54.5% | 0.97459 | 36121.741 | 1.0537 | 3.7934 | 3.7554 | 3.3799 | 0.55918 | 1.7515 | 0.24048 | 258.4136 | 0.97459 | 36121.741 | 1.0537 | 4.1095 | 4.0684 | 3.4581 | 0.38706 | 1.185 | 0.16269 | 252.1985 | 20198.6557 | 0.54497 | 24936.6119 | 0.12456 | 0.48408 | 0.017102 | 0.50118 | 496.8028 | 20198.6557 | 0.54497 | 24936.6119 | 0.12456 | 0.79894 | 0.017102 | 0.81604 | 808.9112 | 20198.6557 | 0.54497 | 25995.6958 | 0.12456 | 0.05886 | 0.73201 | 0.025183 | 0.75719 | 750.5796 | 20198.6557 | 0.54497 | 26096.4544 | 0.0042 | 0.50659 | 0.00057666 | 0.50717 | 502.9255 | 20198.6557 | 0.54497 | 24132.2051 | 0.0042 | 0.77316 | 0.00057666 | 0.77374 | 767.1682 | 20198.6557 | 0.54497 | 25439.1129 | 0.0042 | 0.05886 | 0.71634 | 0.0086582 | 0.72499 | 718.8478
02/24 17:00:00 | 44.24 | 6.8 | 53.13% | 0.97738 | 36225.1717 | 1.0552 | 3.7987 | 3.7616 | 3.3854 | 0.5436 | 1.7048 | 0.23407 | 258.6477 | 0.97738 | 36225.1717 | 1.0552 | 4.1153 | 4.075 | 3.4638 | 0.5436 | 1.6662 | 0.22877 | 252.4272 | 19692.0671 | 0.53131 | 24311.194 | 0.12143 | 0.47194 | 0.016673 | 0.48861 | 497.2914 | 19692.0671 | 0.53131 | 24311.194 | 0.12143 | 0.7789 | 0.016673 | 0.79557 | 809.7067 | 19692.0671 | 0.53131 | 25343.7157 | 0.12143 | 0.057384 | 0.71365 | 0.024552 | 0.7382 | 751.3178 | 19692.0671 | 0.53131 | 25441.9472 | 0.0042 | 0.49389 | 0.00057666 | 0.49446 | 503.42 | 19692.0671 | 0.53131 | 23526.9619 | 0.0042 | 0.75377 | 0.00057666 | 0.75435 | 767.9225 | 19692.0671 | 0.53131 | 24801.0921 | 0.0042 | 0.057384 | 0.69837 | 0.0084555 | 0.70683 | 719.5546
02/24 18:00:00 | 41 | 5 | 50.98% | 0.92774 | 34385.1365 | 1.0265 | 3.6954 | 3.6483 | 3.2835 | 0.54956 | 1.6867 | 0.23159 | 258.8793 | 0.92774 | 34385.1365 | 1.0265 | 4.0033 | 3.9524 | 3.3595 | 0.57269 | 1.7179 | 0.23587 | 252.6631 | 18896.8148 | 0.50985 | 23329.401 | 0.11653 | 0.45288 | 0.016 | 0.46888 | 497.7603 | 18896.8148 | 0.50985 | 23329.401 | 0.11653 | 0.74744 | 0.016 | 0.76344 | 810.4702 | 18896.8148 | 0.50985 | 24320.2249 | 0.11653 | 0.055066 | 0.68483 | 0.02356 | 0.70839 | 752.0262 | 18896.8148 | 0.50985 | 24414.4894 | 0.0042 | 0.47394 | 0.00057666 | 0.47452 | 503.8945 | 18896.8148 | 0.50985 | 22576.8396 | 0.0042 | 0.72333 | 0.00057666 | 0.72391 | 768.6464 | 18896.8148 | 0.50985 | 23799.5148 | 0.0042 | 0.055066 | 0.67017 | 0.0081373 | 0.6783 | 720.2329
02/24 19:00:00 | 42.08 | 5.6 | 52.97% | 0.94415 | 34993.3717 | 1.0365 | 3.7313 | 3.6866 | 3.318 | 0.56099 | 1.734 | 0.23808 | 259.1173 | 0.94415 | 34993.3717 | 1.0365 | 4.0422 | 3.9938 | 3.3948 | 0.56099 | 1.6948 | 0.2327 | 252.8958 | 19630.9303 | 0.52966 | 24235.7164 | 0.12106 | 0.47047 | 0.016621 | 0.48709 | 498.2474 | 19630.9303 | 0.52966 | 24235.7164 | 0.12106 | 0.77648 | 0.016621 | 0.7931 | 811.2633 | 19630.9303 | 0.52966 | 25265.0325 | 0.12106 | 0.057206 | 0.71143 | 0.024476 | 0.73591 | 752.7621 | 19630.9303 | 0.52966 | 25362.959 | 0.0042 | 0.49235 | 0.00057666 | 0.49293 | 504.3874 | 19630.9303 | 0.52966 | 23453.9191 | 0.0042 | 0.75143 | 0.00057666 | 0.75201 | 769.3984 | 19630.9303 | 0.52966 | 24724.0936 | 0.0042 | 0.057206 | 0.6962 | 0.008431 | 0.70463 | 720.9375
02/24 20:00:00 | 41 | 5 | 57.44% | 0.92774 | 34385.1365 | 1.0265 | 3.6954 | 3.6483 | 3.2835 | 0.61919 | 1.9004 | 0.26093 | 259.3783 | 0.92774 | 34385.1365 | 1.0265 | 4.0033 | 3.9524 | 3.3595 | 0.57091 | 1.7126 | 0.23514 | 253.131 | 21290.9935 | 0.57445 | 26285.1772 | 0.13129 | 0.51026 | 0.018027 | 0.52828 | 498.7757 | 21290.9935 | 0.57445 | 26285.1772 | 0.13129 | 0.84214 | 0.018027 | 0.86017 | 812.1235 | 21290.9935 | 0.57445 | 27401.536 | 0.13129 | 0.062043 | 0.7716 | 0.026545 | 0.79814 | 753.5602 | 21290.9935 | 0.57445 | 27507.7435 | 0.0042 | 0.53399 | 0.00057666 | 0.53457 | 504.922 | 21290.9935 | 0.57445 | 25437.2682 | 0.0042 | 0.81498 | 0.00057666 | 0.81555 | 770.214 | 21290.9935 | 0.57445 | 26814.8533 | 0.0042 | 0.062043 | 0.75508 | 0.0090952 | 0.76417 | 721.7017
02/24 21:00:00 | 41 | 5 | 57.39% | 0.92774 | 34385.1365 | 1.0265 | 3.6954 | 3.6483 | 3.2835 | 0.61856 | 1.8985 | 0.26066 | 259.6389 | 0.92774 | 34385.1365 | 1.0265 | 4.0033 | 3.9524 | 3.3595 | 0.61856 | 1.8555 | 0.25476 | 253.3857 | 21269.2821 | 0.57386 | 26258.373 | 0.13116 | 0.50974 | 0.018008 | 0.52774 | 499.3034 | 21269.2821 | 0.57386 | 26258.373 | 0.13116 | 0.84128 | 0.018008 | 0.85929 | 812.9827 | 21269.2821 | 0.57386 | 27373.5935 | 0.13116 | 0.06198 | 0.77081 | 0.026518 | 0.79733 | 754.3575 | 21269.2821 | 0.57386 | 27479.6927 | 0.0042 | 0.53344 | 0.00057666 | 0.53402 | 505.456 | 21269.2821 | 0.57386 | 25411.3287 | 0.0042 | 0.81415 | 0.00057666 | 0.81472 | 771.0287 | 21269.2821 | 0.57386 | 26787.509 | 0.0042 | 0.06198 | 0.75431 | 0.0090865 | 0.76339 | 722.4651
02/24 22:00:00 | 41 | 5 | 54.3% | 0.92774 | 34385.1365 | 1.0265 | 3.6954 | 3.6483 | 3.2835 | 0.5853 | 1.7964 | 0.24664 | 259.8856 | 0.92774 | 34385.1365 | 1.0265 | 4.0033 | 3.9524 | 3.3595 | 0.61856 | 1.8555 | 0.25476 | 253.6405 | 20125.5226 | 0.543 | 24846.3242 | 0.12411 | 0.48233 | 0.01704 | 0.49937 | 499.8028 | 20125.5226 | 0.543 | 24846.3242 | 0.12411 | 0.79604 | 0.01704 | 0.81308 | 813.7958 | 20125.5226 | 0.543 | 25901.5735 | 0.12411 | 0.058647 | 0.72936 | 0.025092 | 0.75445 | 755.112 | 20125.5226 | 0.543 | 26001.9672 | 0.0042 | 0.50476 | 0.00057666 | 0.50534 | 505.9614 | 20125.5226 | 0.543 | 24044.8299 | 0.0042 | 0.77036 | 0.00057666 | 0.77094 | 771.7997 | 20125.5226 | 0.543 | 25347.0058 | 0.0042 | 0.058647 | 0.71374 | 0.0086289 | 0.72237 | 723.1875
02/24 23:00:00 | 42.98 | 6.1 | 58.88% | 0.95793 | 35504.1377 | 1.0445 | 3.7601 | 3.7181 | 3.3463 | 0.61464 | 1.9113 | 0.26242 | 260.148 | 0.95793 | 35504.1377 | 1.0445 | 4.0735 | 4.028 | 3.4238 | 0.61464 | 1.8681 | 0.25648 | 253.897 | 21822.3794 | 0.58878 | 26941.2091 | 0.13457 | 0.52299 | 0.018477 | 0.54147 | 500.3443 | 21822.3794 | 0.58878 | 26941.2091 | 0.13457 | 0.86316 | 0.018477 | 0.88164 | 814.6775 | 21822.3794 | 0.58878 | 28085.4303 | 0.13457 | 0.063592 | 0.79085 | 0.027208 | 0.81806 | 755.93 | 21822.3794 | 0.58878 | 28194.2886 | 0.0042 | 0.54732 | 0.00057666 | 0.54789 | 506.5093 | 21822.3794 | 0.58878 | 26072.1378 | 0.0042 | 0.83532 | 0.00057666 | 0.83589 | 772.6356 | 21822.3794 | 0.58878 | 27484.105 | 0.0042 | 0.063592 | 0.77392 | 0.0093078 | 0.78323 | 723.9707
02/24 24:00:00 | 42.8 | 6 | 59.07% | 0.95516 | 35401.7006 | 1.0429 | 3.7544 | 3.7119 | 3.3407 | 0.61844 | 1.9208 | 0.26373 | 260.4117 | 0.95516 | 35401.7006 | 1.0429 | 4.0673 | 4.0212 | 3.418 | 0.61642 | 1.8712 | 0.25692 | 254.1539 | 21893.9638 | 0.59071 | 27029.585 | 0.13501 | 0.52471 | 0.018537 | 0.54324 | 500.8875 | 21893.9638 | 0.59071 | 27029.585 | 0.13501 | 0.86599 | 0.018537 | 0.88453 | 815.562 | 21893.9638 | 0.59071 | 28177.5596 | 0.13501 | 0.0638 | 0.79345 | 0.027297 | 0.82074 | 756.7508 | 21893.9638 | 0.59071 | 28286.775 | 0.0042 | 0.54911 | 0.00057666 | 0.54969 | 507.0589 | 21893.9638 | 0.59071 | 26157.6629 | 0.0042 | 0.83806 | 0.00057666 | 0.83863 | 773.4742 | 21893.9638 | 0.59071 | 27574.2617 | 0.0042 | 0.0638 | 0.77646 | 0.0093365 | 0.7858 | 724.7565
02/25 01:00:00 | 42.98 | 6.1 | 56.65% | 0.95793 | 35504.1377 | 1.0445 | 3.7601 | 3.7181 | 3.3463 | 0.59134 | 1.8388 | 0.25247 | 260.6642 | 0.95793 | 35504.1377 | 1.0445 | 4.0735 | 4.028 | 3.4238 | 0.59134 | 1.7972 | 0.24676 | 254.4006 | 20994.9818 | 0.56646 | 25919.7307 | 0.12947 | 0.50316 | 0.017776 | 0.52094 | 501.4085 | 20994.9818 | 0.56646 | 25919.7307 | 0.12947 | 0.83043 | 0.017776 | 0.84821 | 816.4102 | 20994.9818 | 0.56646 | 27020.5686 | 0.12947 | 0.061181 | 0.76087 | 0.026176 | 0.78704 | 757.5378 | 20994.9818 | 0.56646 | 27125.2995 | 0.0042 | 0.52657 | 0.00057666 | 0.52714 | 507.5861 | 20994.9818 | 0.56646 | 25083.6103 | 0.0042 | 0.80365 | 0.00057666 | 0.80422 | 774.2784 | 20994.9818 | 0.56646 | 26442.0426 | 0.0042 | 0.061181 | 0.74458 | 0.0089768 | 0.75355 | 725.51
02/25 02:00:00 | 42.08 | 5.6 | 63.26% | 0.94415 | 34993.3717 | 1.0365 | 3.7313 | 3.6866 | 3.318 | 0.67005 | 2.0711 | 0.28437 | 260.9486 | 0.94415 | 34993.3717 | 1.0365 | 4.0422 | 3.9938 | 3.3948 | 0.59997 | 1.8126 | 0.24887 | 254.6495 | 23447.1381 | 0.63262 | 28947.0841 | 0.14459 | 0.56193 | 0.019852 | 0.58178 | 501.9902 | 23447.1381 | 0.63262 | 28947.0841 | 0.14459 | 0.92743 | 0.019852 | 0.94728 | 817.3575 | 23447.1381 | 0.63262 | 30176.497 | 0.14459 | 0.068326 | 0.84974 | 0.029234 | 0.87897 | 758.4168 | 23447.1381 | 0.63262 | 30293.4601 | 0.0042 | 0.58807 | 0.00057666 | 0.58864 | 508.1747 | 23447.1381 | 0.63262 | 28013.3072 | 0.0042 | 0.89751 | 0.00057666 | 0.89809 | 775.1765 | 23447.1381 | 0.63262 | 29530.4007 | 0.0042 | 0.068326 | 0.83154 | 0.0099579 | 0.8415 | 726.3515
02/25 03:00:00 | 42.08 | 5.6 | 63.41% | 0.94415 | 34993.3717 | 1.0365 | 3.7313 | 3.6866 | 3.318 | 0.67165 | 2.0761 | 0.28505 | 261.2336 | 0.94415 | 34993.3717 | 1.0365 | 4.0422 | 3.9938 | 3.3948 | 0.67165 | 2.0291 | 0.2786 | 254.9281 | 23503.4065 | 0.63414 | 29016.5512 | 0.14494 | 0.56328 | 0.0199 | 0.58318 | 502.5734 | 23503.4065 | 0.63414 | 29016.5512 | 0.14494 | 0.92965 | 0.0199 | 0.94955 | 818.307 | 23503.4065 | 0.63414 | 30248.9144 | 0.14494 | 0.06849 | 0.85177 | 0.029304 | 0.88108 | 759.2979 | 23503.4065 | 0.63414 | 30366.1583 | 0.0042 | 0.58948 | 0.00057666 | 0.59005 | 508.7648 | 23503.4065 | 0.63414 | 28080.5335 | 0.0042 | 0.89966 | 0.00057666 | 0.90024 | 776.0767 | 23503.4065 | 0.63414 | 29601.2676 | 0.0042 | 0.06849 | 0.83354 | 0.0099804 | 0.84352 | 727.1951
02/25 04:00:00 | 41 | 5 | 64.34% | 0.92774 | 34385.1365 | 1.0265 | 3.6954 | 3.6483 | 3.2835 | 0.69354 | 2.1286 | 0.29226 | 261.5259 | 0.92774 | 34385.1365 | 1.0265 | 4.0033 | 3.9524 | 3.3595 | 0.68353 | 2.0504 | 0.28152 | 255.2096 | 23847.5121 | 0.64342 | 29441.373 | 0.14706 | 0.57153 | 0.020191 | 0.59172 | 503.1651 | 23847.5121 | 0.64342 | 29441.373 | 0.14706 | 0.94326 | 0.020191 | 0.96345 | 819.2705 | 23847.5121 | 0.64342 | 30691.7788 | 0.14706 | 0.069493 | 0.86425 | 0.029733 | 0.89398 | 760.1919 | 23847.5121 | 0.64342 | 30810.7392 | 0.0042 | 0.59811 | 0.00057666 | 0.59868 | 509.3635 | 23847.5121 | 0.64342 | 28491.6513 | 0.0042 | 0.91283 | 0.00057666 | 0.91341 | 776.9901 | 23847.5121 | 0.64342 | 30034.65 | 0.0042 | 0.069493 | 0.84574 | 0.010118 | 0.85586 | 728.0509
02/25 05:00:00 | 41 | 5 | 67.14% | 0.92774 | 34385.1365 | 1.0265 | 3.6954 | 3.6483 | 3.2835 | 0.72371 | 2.2212 | 0.30497 | 261.8308 | 0.92774 | 34385.1365 | 1.0265 | 4.0033 | 3.9524 | 3.3595 | 0.72371 | 2.171 | 0.29807 | 255.5077 | 24884.8712 | 0.67141 | 30722.0632 | 0.15346 | 0.59639 | 0.02107 | 0.61746 | 503.7826 | 24884.8712 | 0.67141 | 30722.0632 | 0.15346 | 0.98429 | 0.02107 | 1.0054 | 820.2758 | 24884.8712 | 0.67141 | 32026.8613 | 0.15346 | 0.072516 | 0.90184 | 0.031026 | 0.93287 | 761.1247 | 24884.8712 | 0.67141 | 32150.9964 | 0.0042 | 0.62413 | 0.00057666 | 0.6247 | 509.9882 | 24884.8712 | 0.67141 | 29731.029 | 0.0042 | 0.95254 | 0.00057666 | 0.95312 | 777.9433 | 24884.8712 | 0.67141 | 31341.1476 | 0.0042 | 0.072516 | 0.88253 | 0.010533 | 0.89306 | 728.944
02/25 06:00:00 | 41 | 5 | 62.44% | 0.92774 | 34385.1365 | 1.0265 | 3.6954 | 3.6483 | 3.2835 | 0.67299 | 2.0655 | 0.2836 | 262.1144 | 0.92774 | 34385.1365 | 1.0265 | 4.0033 | 3.9524 | 3.3595 | 0.72371 | 2.171 | 0.29807 | 255.8058 | 23140.7518 | 0.62435 | 28568.8294 | 0.1427 | 0.55459 | 0.019593 | 0.57418 | 504.3568 | 23140.7518 | 0.62435 | 28568.8294 | 0.1427 | 0.91531 | 0.019593 | 0.9349 | 821.2107 | 23140.7518 | 0.62435 | 29782.1774 | 0.1427 | 0.067434 | 0.83863 | 0.028852 | 0.86748 | 761.9922 | 23140.7518 | 0.62435 | 29897.6122 | 0.0042 | 0.58038 | 0.00057666 | 0.58096 | 510.5691 | 23140.7518 | 0.62435 | 27647.2543 | 0.0042 | 0.88578 | 0.00057666 | 0.88636 | 778.8296 | 23140.7518 | 0.62435 | 29144.5237 | 0.0042 | 0.067434 | 0.82068 | 0.0098353 | 0.83051 | 729.7745
02/25 07:00:00 | 41 | 5 | 59.17% | 0.92774 | 34385.1365 | 1.0265 | 3.6954 | 3.6483 | 3.2835 | 0.63774 | 1.9573 | 0.26874 | 262.3832 | 0.92774 | 34385.1365 | 1.0265 | 4.0033 | 3.9524 | 3.3595 | 0.63774 | 1.9131 | 0.26266 | 256.0684 | 21928.7445 | 0.59165 | 27072.524 | 0.13523 | 0.52554 | 0.018567 | 0.54411 | 504.9009 | 21928.7445 | 0.59165 | 27072.524 | 0.13523 | 0.86737 | 0.018567 | 0.88593 | 822.0967 | 21928.7445 | 0.59165 | 28222.3224 | 0.13523 | 0.063902 | 0.79471 | 0.02734 | 0.82205 | 762.8143 | 21928.7445 | 0.59165 | 28331.7112 | 0.0042 | 0.54998 | 0.00057666 | 0.55056 | 511.1197 | 21928.7445 | 0.59165 | 26199.2168 | 0.0042 | 0.83939 | 0.00057666 | 0.83996 | 779.6696 | 21928.7445 | 0.59165 | 27618.0661 | 0.0042 | 0.063902 | 0.77769 | 0.0093504 | 0.78704 | 730.5615
02/25 08:00:00 | 41 | 5 | 54.84% | 0.92774 | 34385.1365 | 1.0265 | 3.6954 | 3.6483 | 3.2835 | 0.59112 | 1.8143 | 0.2491 | 262.6323 | 0.92774 | 34385.1365 | 1.0265 | 4.0033 | 3.9524 | 3.3595 | 0.63774 | 1.9131 | 0.26266 | 256.3311 | 20325.664 | 0.5484 | 25093.4124 | 0.12534 | 0.48712 | 0.017209 | 0.50433 | 505.4052 | 20325.664 | 0.5484 | 25093.4124 | 0.12534 | 0.80396 | 0.017209 | 0.82117 | 822.9179 | 20325.664 | 0.5484 | 26159.1557 | 0.12534 | 0.05923 | 0.73661 | 0.025342 | 0.76195 | 763.5762 | 20325.664 | 0.5484 | 26260.5478 | 0.0042 | 0.50978 | 0.00057666 | 0.51036 | 511.63 | 20325.664 | 0.5484 | 24283.9474 | 0.0042 | 0.77803 | 0.00057666 | 0.7786 | 780.4482 | 20325.664 | 0.5484 | 25599.0731 | 0.0042 | 0.05923 | 0.72084 | 0.008709 | 0.72955 | 731.2911
02/25 09:00:00 | 41.54 | 5.3 | 47% | 0.93592 | 34688.6153 | 1.0315 | 3.7135 | 3.6675 | 3.3008 | 0.50218 | 1.5468 | 0.21237 | 262.8447 | 0.93592 | 34688.6153 | 1.0315 | 4.0229 | 3.9732 | 3.3772 | 0.50218 | 1.5118 | 0.20756 | 256.5387 | 17420.0223 | 0.47 | 21506.2004 | 0.10742 | 0.41749 | 0.014749 | 0.43223 | 505.8375 | 17420.0223 | 0.47 | 21506.2004 | 0.10742 | 0.68903 | 0.014749 | 0.70378 | 823.6216 | 17420.0223 | 0.47 | 22419.5911 | 0.10742 | 0.050763 | 0.63131 | 0.021719 | 0.65303 | 764.2292 | 17420.0223 | 0.47 | 22506.4888 | 0.0042 | 0.4369 | 0.00057666 | 0.43748 | 512.0675 | 17420.0223 | 0.47 | 20812.452 | 0.0042 | 0.6668 | 0.00057666 | 0.66738 | 781.1156 | 17420.0223 | 0.47 | 21939.5747 | 0.0042 | 0.050763 | 0.61779 | 0.0075464 | 0.62534 | 731.9164
02/25 10:00:00 | 44.06 | 6.7 | 38.11% | 0.97459 | 36121.741 | 1.0537 | 3.7934 | 3.7554 | 3.3799 | 0.39102 | 1.2248 | 0.16816 | 263.0128 | 0.97459 | 36121.741 | 1.0537 | 4.1095 | 4.0684 | 3.4581 | 0.48226 | 1.4764 | 0.20271 | 256.7414 | 14124.3397 | 0.38108 | 17437.4564 | 0.0871 | 0.3385 | 0.011959 | 0.35046 | 506.1879 | 14124.3397 | 0.38108 | 17437.4564 | 0.0871 | 0.55867 | 0.011959 | 0.57063 | 824.1923 | 14124.3397 | 0.38108 | 18178.0434 | 0.0871 | 0.041159 | 0.51187 | 0.01761 | 0.52948 | 764.7587 | 14124.3397 | 0.38108 | 18248.5009 | 0.0042 | 0.35425 | 0.00057666 | 0.35482 | 512.4223 | 14124.3397 | 0.38108 | 16874.9578 | 0.0042 | 0.54065 | 0.00057666 | 0.54123 | 781.6568 | 14124.3397 | 0.38108 | 17788.841 | 0.0042 | 0.041159 | 0.50091 | 0.0062278 | 0.50714 | 732.4236
02/25 11:00:00 | 44.96 | 7.2 | 28.33% | 0.98858 | 36640.3138 | 1.0611 | 3.8198 | 3.7861 | 3.4075 | 0.28653 | 0.903 | 0.12398 | 263.1368 | 0.98858 | 36640.3138 | 1.0611 | 4.1381 | 4.1016 | 3.4863 | 0.28653 | 0.88257 | 0.12118 | 256.8626 | 10498.434 | 0.28326 | 12961.0297 | 0.06474 | 0.2516 | 0.0088888 | 0.26049 | 506.4484 | 10498.434 | 0.28326 | 12961.0297 | 0.06474 | 0.41525 | 0.0088888 | 0.42414 | 824.6164 | 10498.434 | 0.28326 | 13511.4981 | 0.06474 | 0.030593 | 0.38047 | 0.013089 | 0.39356 | 765.1523 | 10498.434 | 0.28326 | 13563.8683 | 0.0042 | 0.26331 | 0.00057666 | 0.26388 | 512.6862 | 10498.434 | 0.28326 | 12542.9319 | 0.0042 | 0.40186 | 0.00057666 | 0.40244 | 782.0592 | 10498.434 | 0.28326 | 13222.2091 | 0.0042 | 0.030593 | 0.37232 | 0.0047771 | 0.3771 | 732.8007
02/25 12:00:00 | 46.94 | 8.3 | 24.81% | 1.0197 | 37793.6649 | 1.0761 | 3.8739 | 3.8522 | 3.4669 | 0.2433 | 0.77734 | 0.10673 | 263.2435 | 1.0197 | 37793.6649 | 1.0761 | 4.1967 | 4.1732 | 3.5472 | 0.27778 | 0.86742 | 0.1191 | 256.9817 | 9195.3427 | 0.2481 | 11352.2749 | 0.056705 | 0.22037 | 0.0077855 | 0.22816 | 506.6766 | 9195.3427 | 0.2481 | 11352.2749 | 0.056705 | 0.36371 | 0.0077855 | 0.3715 | 824.9879 | 9195.3427 | 0.2481 | 11834.4178 | 0.056705 | 0.026796 | 0.33324 | 0.011465 | 0.34471 | 765.497 | 9195.3427 | 0.2481 | 11880.2877 | 0.0042 | 0.23062 | 0.00057666 | 0.2312 | 512.9174 | 9195.3427 | 0.2481 | 10986.0725 | 0.0042 | 0.35198 | 0.00057666 | 0.35256 | 782.4118 | 9195.3427 | 0.2481 | 11581.0361 | 0.0042 | 0.026796 | 0.32611 | 0.0042557 | 0.33036 | 733.131
02/25 13:00:00 | 46.94 | 8.3 | 25.64% | 1.0197 | 37793.6649 | 1.0761 | 3.8739 | 3.8522 | 3.4669 | 0.25148 | 0.80348 | 0.11032 | 263.3538 | 1.0197 | 37793.6649 | 1.0761 | 4.1967 | 4.1732 | 3.5472 | 0.25148 | 0.7853 | 0.10782 | 257.0895 | 9504.5027 | 0.25644 | 11733.954 | 0.058611 | 0.22778 | 0.0080473 | 0.23583 | 506.9124 | 9504.5027 | 0.25644 | 11733.954 | 0.058611 | 0.37594 | 0.0080473 | 0.38399 | 825.3719 | 9504.5027 | 0.25644 | 12232.3073 | 0.058611 | 0.027697 | 0.34445 | 0.01185 | 0.3563 | 765.8533 | 9504.5027 | 0.25644 | 12279.7193 | 0.0042 | 0.23838 | 0.00057666 | 0.23895 | 513.1564 | 9504.5027 | 0.25644 | 11355.4394 | 0.0042 | 0.36381 | 0.00057666 | 0.36439 | 782.7762 | 9504.5027 | 0.25644 | 11970.4065 | 0.0042 | 0.027697 | 0.33707 | 0.0043794 | 0.34145 | 733.4725
02/25 14:00:00 | 46.94 | 8.3 | 24.42% | 1.0197 | 37793.6649 | 1.0761 | 3.8739 | 3.8522 | 3.4669 | 0.2395 | 0.76519 | 0.10506 | 263.4589 | 1.0197 | 37793.6649 | 1.0761 | 4.1967 | 4.1732 | 3.5472 | 0.25148 | 0.7853 | 0.10782 | 257.1973 | 9051.5513 | 0.24422 | 11174.7547 | 0.055818 | 0.21693 | 0.0076638 | 0.22459 | 507.137 | 9051.5513 | 0.24422 | 11174.7547 | 0.055818 | 0.35802 | 0.0076638 | 0.36569 | 825.7376 | 9051.5513 | 0.24422 | 11649.3582 | 0.055818 | 0.026377 | 0.32803 | 0.011285 | 0.33932 | 766.1926 | 9051.5513 | 0.24422 | 11694.5107 | 0.0042 | 0.22702 | 0.00057666 | 0.22759 | 513.384 | 9051.5513 | 0.24422 | 10814.2787 | 0.0042 | 0.34648 | 0.00057666 | 0.34705 | 783.1232 | 9051.5513 | 0.24422 | 11399.9387 | 0.0042 | 0.026377 | 0.32101 | 0.0041982 | 0.32521 | 733.7977
02/25 15:00:00 | 46.04 | 7.8 | 24.68% | 1.0055 | 37267.2853 | 1.0695 | 3.8501 | 3.8223 | 3.4401 | 0.24541 | 0.77919 | 0.10698 | 263.5659 | 1.0055 | 37267.2853 | 1.0695 | 4.1709 | 4.1409 | 3.5197 | 0.24541 | 0.76156 | 0.10456 | 257.3019 | 9145.8081 | 0.24676 | 11291.1211 | 0.056399 | 0.21919 | 0.0077436 | 0.22693 | 507.3639 | 9145.8081 | 0.24676 | 11291.1211 | 0.056399 | 0.36175 | 0.0077436 | 0.3695 | 826.1071 | 9145.8081 | 0.24676 | 11770.6668 | 0.056399 | 0.026651 | 0.33145 | 0.011403 | 0.34285 | 766.5355 | 9145.8081 | 0.24676 | 11816.2895 | 0.0042 | 0.22938 | 0.00057666 | 0.22996 | 513.6139 | 9145.8081 | 0.24676 | 10926.8914 | 0.0042 | 0.35008 | 0.00057666 | 0.35066 | 783.4739 | 9145.8081 | 0.24676 | 11518.65 | 0.0042 | 0.026651 | 0.32435 | 0.0042359 | 0.32859 | 734.1263
02/25 16:00:00 | 46.04 | 7.8 | 24.81% | 1.0055 | 37267.2853 | 1.0695 | 3.8501 | 3.8223 | 3.4401 | 0.24676 | 0.78348 | 0.10757 | 263.6735 | 1.0055 | 37267.2853 | 1.0695 | 4.1709 | 4.1409 | 3.5197 | 0.24541 | 0.76156 | 0.10456 | 257.4064 | 9196.2353 | 0.24812 | 11353.3769 | 0.05671 | 0.2204 | 0.0077863 | 0.22818 | 507.5921 | 9196.2353 | 0.24812 | 11353.3769 | 0.05671 | 0.36375 | 0.0077863 | 0.37153 | 826.4786 | 9196.2353 | 0.24812 | 11835.5667 | 0.05671 | 0.026798 | 0.33328 | 0.011466 | 0.34474 | 766.8802 | 9196.2353 | 0.24812 | 11881.441 | 0.0042 | 0.23065 | 0.00057666 | 0.23122 | 513.8452 | 9196.2353 | 0.24812 | 10987.139 | 0.0042 | 0.35201 | 0.00057666 | 0.35259 | 783.8265 | 9196.2353 | 0.24812 | 11582.1604 | 0.0042 | 0.026798 | 0.32614 | 0.0042561 | 0.3304 | 734.4567
02/25 17:00:00 | 44.96 | 7.2 | 21.88% | 0.98858 | 36640.3138 | 1.0611 | 3.8198 | 3.7861 | 3.4075 | 0.22137 | 0.69766 | 0.095788 | 263.7692 | 0.98858 | 36640.3138 | 1.0611 | 4.1381 | 4.1016 | 3.4863 | 0.22137 | 0.68187 | 0.093621 | 257.5 | 8111.1077 | 0.21884 | 10013.7132 | 0.050018 | 0.19439 | 0.0068675 | 0.20126 | 507.7934 | 8111.1077 | 0.21884 | 10013.7132 | 0.050018 | 0.32083 | 0.0068675 | 0.32769 | 826.8063 | 8111.1077 | 0.21884 | 10439.0061 | 0.050018 | 0.023636 | 0.29395 | 0.010113 | 0.30406 | 767.1843 | 8111.1077 | 0.21884 | 10479.4673 | 0.0042 | 0.20343 | 0.00057666 | 0.20401 | 514.0492 | 8111.1077 | 0.21884 | 9690.6902 | 0.0042 | 0.31048 | 0.00057666 | 0.31105 | 784.1375 | 8111.1077 | 0.21884 | 10215.5009 | 0.0042 | 0.023636 | 0.28766 | 0.0038219 | 0.29148 | 734.7482
02/25 18:00:00 | 44.06 | 6.7 | 22.34% | 0.97459 | 36121.741 | 1.0537 | 3.7934 | 3.7554 | 3.3799 | 0.22923 | 0.71801 | 0.098583 | 263.8678 | 0.97459 | 36121.741 | 1.0537 | 4.1095 | 4.0684 | 3.4581 | 0.22455 | 0.68744 | 0.094385 | 257.5944 | 8280.1893 | 0.22341 | 10222.4559 | 0.051061 | 0.19844 | 0.0070107 | 0.20545 | 507.9988 | 8280.1893 | 0.22341 | 10222.4559 | 0.051061 | 0.32751 | 0.0070107 | 0.33452 | 827.1408 | 8280.1893 | 0.22341 | 10656.6142 | 0.051061 | 0.024129 | 0.30008 | 0.010324 | 0.3104 | 767.4947 | 8280.1893 | 0.22341 | 10697.9189 | 0.0042 | 0.20767 | 0.00057666 | 0.20825 | 514.2574 | 8280.1893 | 0.22341 | 9892.6992 | 0.0042 | 0.31695 | 0.00057666 | 0.31753 | 784.4551 | 8280.1893 | 0.22341 | 10428.4499 | 0.0042 | 0.024129 | 0.29365 | 0.0038896 | 0.29754 | 735.0457
02/25 19:00:00 | 44.06 | 6.7 | 27.11% | 0.97459 | 36121.741 | 1.0537 | 3.7934 | 3.7554 | 3.3799 | 0.27818 | 0.87132 | 0.11963 | 263.9875 | 0.97459 | 36121.741 | 1.0537 | 4.1095 | 4.0684 | 3.4581 | 0.27818 | 0.85161 | 0.11693 | 257.7114 | 10048.1903 | 0.27111 | 12405.1732 | 0.061964 | 0.24081 | 0.0085076 | 0.24932 | 508.2481 | 10048.1903 | 0.27111 | 12405.1732 | 0.061964 | 0.39745 | 0.0085076 | 0.40595 | 827.5468 | 10048.1903 | 0.27111 | 12932.0338 | 0.061964 | 0.029281 | 0.36415 | 0.012528 | 0.37668 | 767.8713 | 10048.1903 | 0.27111 | 12982.158 | 0.0042 | 0.25201 | 0.00057666 | 0.25259 | 514.51 | 10048.1903 | 0.27111 | 12005.0063 | 0.0042 | 0.38462 | 0.00057666 | 0.3852 | 784.8403 | 10048.1903 | 0.27111 | 12655.1515 | 0.0042 | 0.029281 | 0.35635 | 0.0045969 | 0.36095 | 735.4067
02/25 20:00:00 | 42.08 | 5.6 | 35.05% | 0.94415 | 34993.3717 | 1.0365 | 3.7313 | 3.6866 | 3.318 | 0.37126 | 1.1476 | 0.15756 | 264.145 | 0.94415 | 34993.3717 | 1.0365 | 4.0422 | 3.9938 | 3.3948 | 0.28715 | 0.8675 | 0.11911 | 257.8305 | 12991.5229 | 0.35052 | 16038.9172 | 0.080114 | 0.31135 | 0.011 | 0.32235 | 508.5705 | 12991.5229 | 0.35052 | 16038.9172 | 0.080114 | 0.51387 | 0.011 | 0.52487 | 828.0716 | 12991.5229 | 0.35052 | 16720.1067 | 0.080114 | 0.037858 | 0.47082 | 0.016198 | 0.48702 | 768.3584 | 12991.5229 | 0.35052 | 16784.9133 | 0.0042 | 0.32583 | 0.00057666 | 0.32641 | 514.8364 | 12991.5229 | 0.35052 | 15521.5327 | 0.0042 | 0.49729 | 0.00057666 | 0.49787 | 785.3381 | 12991.5229 | 0.35052 | 16362.1195 | 0.0042 | 0.037858 | 0.46074 | 0.0057746 | 0.46651 | 735.8732
02/25 21:00:00 | 41 | 5 | 47.95% | 0.92774 | 34385.1365 | 1.0265 | 3.6954 | 3.6483 | 3.2835 | 0.5168 | 1.5862 | 0.21778 | 264.3628 | 0.92774 | 34385.1365 | 1.0265 | 4.0033 | 3.9524 | 3.3595 | 0.5168 | 1.5503 | 0.21285 | 258.0433 | 17770.2838 | 0.47946 | 21938.622 | 0.10958 | 0.42588 | 0.015046 | 0.44093 | 509.0114 | 17770.2838 | 0.47946 | 21938.622 | 0.10958 | 0.70288 | 0.015046 | 0.71793 | 828.7896 | 17770.2838 | 0.47946 | 22870.3782 | 0.10958 | 0.051784 | 0.644 | 0.022156 | 0.66616 | 769.0245 | 17770.2838 | 0.47946 | 22959.023 | 0.0042 | 0.44569 | 0.00057666 | 0.44626 | 515.2827 | 17770.2838 | 0.47946 | 21230.9245 | 0.0042 | 0.68021 | 0.00057666 | 0.68079 | 786.0189 | 17770.2838 | 0.47946 | 22380.7101 | 0.0042 | 0.051784 | 0.63021 | 0.0076866 | 0.6379 | 736.5111
02/25 22:00:00 | 41 | 5 | 55.88% | 0.92774 | 34385.1365 | 1.0265 | 3.6954 | 3.6483 | 3.2835 | 0.60236 | 1.8488 | 0.25383 | 264.6166 | 0.92774 | 34385.1365 | 1.0265 | 4.0033 | 3.9524 | 3.3595 | 0.5168 | 1.5503 | 0.21285 | 258.2562 | 20712.1749 | 0.55883 | 25570.5863 | 0.12773 | 0.49638 | 0.017537 | 0.51392 | 509.5253 | 20712.1749 | 0.55883 | 25570.5863 | 0.12773 | 0.81925 | 0.017537 | 0.83678 | 829.6264 | 20712.1749 | 0.55883 | 26656.5957 | 0.12773 | 0.060357 | 0.75062 | 0.025824 | 0.77644 | 769.801 | 20712.1749 | 0.55883 | 26759.9159 | 0.0042 | 0.51947 | 0.00057666 | 0.52005 | 515.8027 | 20712.1749 | 0.55883 | 24745.7287 | 0.0042 | 0.79282 | 0.00057666 | 0.7934 | 786.8123 | 20712.1749 | 0.55883 | 26085.8626 | 0.0042 | 0.060357 | 0.73455 | 0.0088636 | 0.74341 | 737.2545
02/25 23:00:00 | 39.92 | 4.4 | 60.48% | 0.91146 | 33782.0112 | 1.0162 | 3.6581 | 3.6095 | 3.2485 | 0.6636 | 2.0225 | 0.27769 | 264.8943 | 0.91146 | 33782.0112 | 1.0162 | 3.963 | 3.9103 | 3.3237 | 0.6636 | 1.9768 | 0.27141 | 258.5276 | 22417.6109 | 0.60484 | 27676.0629 | 0.13824 | 0.53726 | 0.018981 | 0.55624 | 510.0816 | 22417.6109 | 0.60484 | 27676.0629 | 0.13824 | 0.8867 | 0.018981 | 0.90568 | 830.532 | 22417.6109 | 0.60484 | 28851.4941 | 0.13824 | 0.065326 | 0.81242 | 0.02795 | 0.84037 | 770.6413 | 22417.6109 | 0.60484 | 28963.3216 | 0.0042 | 0.56225 | 0.00057666 | 0.56282 | 516.3656 | 22417.6109 | 0.60484 | 26783.2867 | 0.0042 | 0.8581 | 0.00057666 | 0.85868 | 787.671 | 22417.6109 | 0.60484 | 28233.7669 | 0.0042 | 0.065326 | 0.79503 | 0.009546 | 0.80458 | 738.0591
02/25 24:00:00 | 39.92 | 4.4 | 62.01% | 0.91146 | 33782.0112 | 1.0162 | 3.6581 | 3.6095 | 3.2485 | 0.68031 | 2.0734 | 0.28468 | 265.179 | 0.91146 | 33782.0112 | 1.0162 | 3.963 | 3.9103 | 3.3237 | 0.6636 | 1.9768 | 0.27141 | 258.799 | 22982.1757 | 0.62008 | 28373.0564 | 0.14172 | 0.55079 | 0.019459 | 0.57025 | 510.6518 | 22982.1757 | 0.62008 | 28373.0564 | 0.14172 | 0.90903 | 0.019459 | 0.92849 | 831.4605 | 22982.1757 | 0.62008 | 29578.0897 | 0.14172 | 0.066971 | 0.83288 | 0.028654 | 0.86154 | 771.5029 | 22982.1757 | 0.62008 | 29692.7335 | 0.0042 | 0.57641 | 0.00057666 | 0.57698 | 516.9425 | 22982.1757 | 0.62008 | 27457.7965 | 0.0042 | 0.87971 | 0.00057666 | 0.88029 | 788.5513 | 22982.1757 | 0.62008 | 28944.8057 | 0.0042 | 0.066971 | 0.81505 | 0.0097718 | 0.82482 | 738.8839
02/26 01:00:00 | 39.92 | 4.4 | 59.19% | 0.91146 | 33782.0112 | 1.0162 | 3.6581 | 3.6095 | 3.2485 | 0.64943 | 1.9794 | 0.27176 | 265.4508 | 0.91146 | 33782.0112 | 1.0162 | 3.963 | 3.9103 | 3.3237 | 0.64943 | 1.9346 | 0.26562 | 259.0646 | 21939.1882 | 0.59194 | 27085.4175 | 0.13529 | 0.52579 | 0.018576 | 0.54437 | 511.1962 | 21939.1882 | 0.59194 | 27085.4175 | 0.13529 | 0.86778 | 0.018576 | 0.88636 | 832.3469 | 21939.1882 | 0.59194 | 28235.7634 | 0.13529 | 0.063932 | 0.79509 | 0.027353 | 0.82244 | 772.3253 | 21939.1882 | 0.59194 | 28345.2044 | 0.0042 | 0.55025 | 0.00057666 | 0.55082 | 517.4934 | 21939.1882 | 0.59194 | 26211.6944 | 0.0042 | 0.83979 | 0.00057666 | 0.84036 | 789.3916 | 21939.1882 | 0.59194 | 27631.2194 | 0.0042 | 0.063932 | 0.77806 | 0.0093545 | 0.78742 | 739.6713
02/26 02:00:00 | 37.94 | 3.3 | 70.83% | 0.88199 | 32689.553 | 0.99634 | 3.5868 | 3.5369 | 3.1832 | 0.80308 | 2.4171 | 0.33187 | 265.7826 | 0.88199 | 32689.553 | 0.99634 | 3.8857 | 3.8316 | 3.2569 | 0.67114 | 1.9743 | 0.27107 | 259.3357 | 26252.2097 | 0.7083 | 32410.1354 | 0.16189 | 0.62916 | 0.022227 | 0.65138 | 511.8476 | 26252.2097 | 0.7083 | 32410.1354 | 0.16189 | 1.0384 | 0.022227 | 1.0606 | 833.4075 | 26252.2097 | 0.7083 | 33786.6276 | 0.16189 | 0.076501 | 0.95139 | 0.032731 | 0.98412 | 773.3094 | 26252.2097 | 0.7083 | 33917.5836 | 0.0042 | 0.65842 | 0.00057666 | 0.659 | 518.1524 | 26252.2097 | 0.7083 | 31364.6472 | 0.0042 | 1.0049 | 0.00057666 | 1.0055 | 790.3971 | 26252.2097 | 0.7083 | 33063.2364 | 0.0042 | 0.076501 | 0.93102 | 0.01108 | 0.9421 | 740.6134
02/26 03:00:00 | 37.04 | 2.8 | 79.06% | 0.86874 | 32198.6587 | 0.987 | 3.5532 | 3.5033 | 3.153 | 0.91009 | 2.7239 | 0.37399 | 266.1566 | 0.86874 | 32198.6587 | 0.987 | 3.8493 | 3.7952 | 3.2259 | 0.91009 | 2.6623 | 0.36553 | 259.7012 | 29303.6043 | 0.79063 | 36177.2893 | 0.18071 | 0.70229 | 0.024811 | 0.7271 | 512.5747 | 29303.6043 | 0.79063 | 36177.2893 | 0.18071 | 1.1591 | 0.024811 | 1.1839 | 834.5914 | 29303.6043 | 0.79063 | 37713.7765 | 0.18071 | 0.085393 | 1.062 | 0.036535 | 1.0985 | 774.4079 | 29303.6043 | 0.79063 | 37859.9539 | 0.0042 | 0.73495 | 0.00057666 | 0.73553 | 518.8879 | 29303.6043 | 0.79063 | 35010.28 | 0.0042 | 1.1217 | 0.00057666 | 1.1223 | 791.5194 | 29303.6043 | 0.79063 | 36906.3027 | 0.0042 | 0.085393 | 1.0392 | 0.012301 | 1.0515 | 741.6649
02/26 04:00:00 | 37.04 | 2.8 | 80.03% | 0.86874 | 32198.6587 | 0.987 | 3.5532 | 3.5033 | 3.153 | 0.92124 | 2.7573 | 0.37858 | 266.5352 | 0.86874 | 32198.6587 | 0.987 | 3.8493 | 3.7952 | 3.2259 | 0.91009 | 2.6623 | 0.36553 | 260.0667 | 29662.6135 | 0.80032 | 36620.5104 | 0.18292 | 0.71089 | 0.025115 | 0.736 | 513.3107 | 29662.6135 | 0.80032 | 36620.5104 | 0.18292 | 1.1733 | 0.025115 | 1.1984 | 835.7898 | 29662.6135 | 0.80032 | 38175.8217 | 0.18292 | 0.086439 | 1.075 | 0.036983 | 1.112 | 775.5199 | 29662.6135 | 0.80032 | 38323.79 | 0.0042 | 0.74395 | 0.00057666 | 0.74453 | 519.6324 | 29662.6135 | 0.80032 | 35439.2037 | 0.0042 | 1.1354 | 0.00057666 | 1.136 | 792.6554 | 29662.6135 | 0.80032 | 37358.4552 | 0.0042 | 0.086439 | 1.052 | 0.012445 | 1.0644 | 742.7294
02/26 05:00:00 | 37.04 | 2.8 | 78.51% | 0.86874 | 32198.6587 | 0.987 | 3.5532 | 3.5033 | 3.153 | 0.90374 | 2.7049 | 0.37139 | 266.9066 | 0.86874 | 32198.6587 | 0.987 | 3.8493 | 3.7952 | 3.2259 | 0.90374 | 2.6437 | 0.36298 | 260.4297 | 29099.3071 | 0.78512 | 35925.0705 | 0.17945 | 0.69739 | 0.024638 | 0.72203 | 514.0327 | 29099.3071 | 0.78512 | 35925.0705 | 0.17945 | 1.151 | 0.024638 | 1.1756 | 836.9654 | 29099.3071 | 0.78512 | 37450.8457 | 0.17945 | 0.084797 | 1.0546 | 0.036281 | 1.0909 | 776.6108 | 29099.3071 | 0.78512 | 37596.004 | 0.0042 | 0.72983 | 0.00057666 | 0.7304 | 520.3628 | 29099.3071 | 0.78512 | 34766.1972 | 0.0042 | 1.1139 | 0.00057666 | 1.1144 | 793.7698 | 29099.3071 | 0.78512 | 36649.0014 | 0.0042 | 0.084797 | 1.032 | 0.012219 | 1.0442 | 743.7736
02/26 06:00:00 | 37.04 | 2.8 | 75.07% | 0.86874 | 32198.6587 | 0.987 | 3.5532 | 3.5033 | 3.153 | 0.86415 | 2.5864 | 0.35512 | 267.2617 | 0.86874 | 32198.6587 | 0.987 | 3.8493 | 3.7952 | 3.2259 | 0.90374 | 2.6437 | 0.36298 | 260.7927 | 27824.4964 | 0.75072 | 34351.2301 | 0.17158 | 0.66684 | 0.023559 | 0.6904 | 514.7231 | 27824.4964 | 0.75072 | 34351.2301 | 0.17158 | 1.1006 | 0.023559 | 1.1241 | 838.0895 | 27824.4964 | 0.75072 | 35810.1627 | 0.17158 | 0.081082 | 1.0084 | 0.034691 | 1.0431 | 777.6538 | 27824.4964 | 0.75072 | 35948.9617 | 0.0042 | 0.69785 | 0.00057666 | 0.69843 | 521.0612 | 27824.4964 | 0.75072 | 33243.1259 | 0.0042 | 1.0651 | 0.00057666 | 1.0656 | 794.8354 | 27824.4964 | 0.75072 | 35043.4463 | 0.0042 | 0.081082 | 0.98678 | 0.011709 | 0.99849 | 744.7721
02/26 07:00:00 | 37.04 | 2.8 | 75.88% | 0.86874 | 32198.6587 | 0.987 | 3.5532 | 3.5033 | 3.153 | 0.87345 | 2.6143 | 0.35894 | 267.6207 | 0.86874 | 32198.6587 | 0.987 | 3.8493 | 3.7952 | 3.2259 | 0.87345 | 2.5551 | 0.35082 | 261.1435 | 28123.9107 | 0.7588 | 34720.8774 | 0.17343 | 0.67401 | 0.023812 | 0.69783 | 515.4209 | 28123.9107 | 0.7588 | 34720.8774 | 0.17343 | 1.1124 | 0.023812 | 1.1362 | 839.2257 | 28123.9107 | 0.7588 | 36195.5093 | 0.17343 | 0.081955 | 1.0192 | 0.035064 | 1.0543 | 778.7081 | 28123.9107 | 0.7588 | 36335.8019 | 0.0042 | 0.70536 | 0.00057666 | 0.70594 | 521.7672 | 28123.9107 | 0.7588 | 33600.8491 | 0.0042 | 1.0765 | 0.00057666 | 1.0771 | 795.9125 | 28123.9107 | 0.7588 | 35420.5424 | 0.0042 | 0.081955 | 0.9974 | 0.011829 | 1.0092 | 745.7813
02/26 08:00:00 | 35.78 | 2.1 | 77.77% | 0.85036 | 31517.3683 | 0.97362 | 3.505 | 3.4556 | 3.1101 | 0.9146 | 2.7164 | 0.37297 | 267.9936 | 0.85036 | 31517.3683 | 0.97362 | 3.7971 | 3.7436 | 3.1821 | 0.89233 | 2.5903 | 0.35565 | 261.4992 | 28825.8091 | 0.77774 | 35587.4186 | 0.17776 | 0.69083 | 0.024406 | 0.71524 | 516.1362 | 28825.8091 | 0.77774 | 35587.4186 | 0.17776 | 1.1402 | 0.024406 | 1.1646 | 840.3903 | 28825.8091 | 0.77774 | 37098.8534 | 0.17776 | 0.084 | 1.0447 | 0.03594 | 1.0806 | 779.7887 | 28825.8091 | 0.77774 | 37242.6474 | 0.0042 | 0.72297 | 0.00057666 | 0.72354 | 522.4907 | 28825.8091 | 0.77774 | 34439.4373 | 0.0042 | 1.1034 | 0.00057666 | 1.104 | 797.0165 | 28825.8091 | 0.77774 | 36304.5454 | 0.0042 | 0.084 | 1.0223 | 0.01211 | 1.0344 | 746.8157
02/26 09:00:00 | 37.4 | 3 | 72.13% | 0.87403 | 32394.5906 | 0.99076 | 3.5667 | 3.5168 | 3.1651 | 0.8253 | 2.4757 | 0.33991 | 268.3335 | 0.87403 | 32394.5906 | 0.99076 | 3.864 | 3.8098 | 3.2384 | 0.8253 | 2.4196 | 0.33222 | 261.8314 | 26735.3766 | 0.72134 | 33006.6378 | 0.16487 | 0.64074 | 0.022636 | 0.66337 | 516.7995 | 26735.3766 | 0.72134 | 33006.6378 | 0.16487 | 1.0575 | 0.022636 | 1.0801 | 841.4705 | 26735.3766 | 0.72134 | 34408.4641 | 0.16487 | 0.077909 | 0.9689 | 0.033333 | 1.0022 | 780.791 | 26735.3766 | 0.72134 | 34541.8302 | 0.0042 | 0.67054 | 0.00057666 | 0.67111 | 523.1618 | 26735.3766 | 0.72134 | 31941.9075 | 0.0042 | 1.0234 | 0.00057666 | 1.024 | 798.0405 | 26735.3766 | 0.72134 | 33671.7589 | 0.0042 | 0.077909 | 0.94816 | 0.011274 | 0.95943 | 747.7751
02/26 10:00:00 | 42.98 | 6.1 | 47.35% | 0.95793 | 35504.1377 | 1.0445 | 3.7601 | 3.7181 | 3.3463 | 0.49427 | 1.537 | 0.21103 | 268.5446 | 0.95793 | 35504.1377 | 1.0445 | 4.0735 | 4.028 | 3.4238 | 0.75302 | 2.2886 | 0.31423 | 262.1456 | 17548.6411 | 0.47347 | 21664.989 | 0.10822 | 0.42057 | 0.014858 | 0.43543 | 517.235 | 17548.6411 | 0.47347 | 21664.989 | 0.10822 | 0.69412 | 0.014858 | 0.70898 | 842.1794 | 17548.6411 | 0.47347 | 22585.1237 | 0.10822 | 0.051138 | 0.63597 | 0.021879 | 0.65785 | 781.4488 | 17548.6411 | 0.47347 | 22672.663 | 0.0042 | 0.44013 | 0.00057666 | 0.44071 | 523.6025 | 17548.6411 | 0.47347 | 20966.1184 | 0.0042 | 0.67173 | 0.00057666 | 0.6723 | 798.7128 | 17548.6411 | 0.47347 | 22101.5631 | 0.0042 | 0.051138 | 0.62235 | 0.0075979 | 0.62995 | 748.4051
02/26 11:00:00 | 46.04 | 7.8 | 25.28% | 1.0055 | 37267.2853 | 1.0695 | 3.8501 | 3.8223 | 3.4401 | 0.2514 | 0.7982 | 0.10959 | 268.6542 | 1.0055 | 37267.2853 | 1.0695 | 4.1709 | 4.1409 | 3.5197 | 0.2514 | 0.78015 | 0.10711 | 262.2527 | 9369.031 | 0.25278 | 11566.7049 | 0.057776 | 0.22454 | 0.0079326 | 0.23247 | 517.4674 | 9369.031 | 0.25278 | 11566.7049 | 0.057776 | 0.37058 | 0.0079326 | 0.37851 | 842.5579 | 9369.031 | 0.25278 | 12057.9549 | 0.057776 | 0.027302 | 0.33954 | 0.011681 | 0.35122 | 781.8 | 9369.031 | 0.25278 | 12104.6912 | 0.0042 | 0.23498 | 0.00057666 | 0.23556 | 523.8381 | 9369.031 | 0.25278 | 11193.5854 | 0.0042 | 0.35863 | 0.00057666 | 0.3592 | 799.072 | 9369.031 | 0.25278 | 11799.7871 | 0.0042 | 0.027302 | 0.33227 | 0.0043252 | 0.33659 | 748.7417
02/26 12:00:00 | 48.02 | 8.9 | 11.7% | 1.0369 | 38430.0045 | 1.0836 | 3.9008 | 3.8874 | 3.4987 | 0.11282 | 0.3632 | 0.049867 | 268.704 | 1.0369 | 38430.0045 | 1.0836 | 4.2259 | 4.2114 | 3.5797 | 0.24379 | 0.76708 | 0.10532 | 262.3581 | 4335.7213 | 0.11698 | 5352.7424 | 0.026737 | 0.10391 | 0.003671 | 0.10758 | 517.575 | 4335.7213 | 0.11698 | 5352.7424 | 0.026737 | 0.17149 | 0.003671 | 0.17517 | 842.7331 | 4335.7213 | 0.11698 | 5580.0789 | 0.026737 | 0.012635 | 0.15713 | 0.0054057 | 0.16253 | 781.9626 | 4335.7213 | 0.11698 | 5601.7071 | 0.0042 | 0.10874 | 0.00057666 | 0.10932 | 523.9474 | 4335.7213 | 0.11698 | 5180.0733 | 0.0042 | 0.16596 | 0.00057666 | 0.16654 | 799.2385 | 4335.7213 | 0.11698 | 5460.6062 | 0.0042 | 0.012635 | 0.15376 | 0.0023114 | 0.15608 | 748.8977
02/26 13:00:00 | 48.02 | 8.9 | 4.498% | 1.0369 | 38430.0045 | 1.0836 | 3.9008 | 3.8874 | 3.4987 | 0.043381 | 0.13965 | 0.019175 | 268.7232 | 1.0369 | 38430.0045 | 1.0836 | 4.2259 | 4.2114 | 3.5797 | 0.043381 | 0.1365 | 0.018741 | 262.3768 | 1667.1424 | 0.044981 | 2058.2005 | 0.010281 | 0.039954 | 0.0014115 | 0.041366 | 517.6164 | 1667.1424 | 0.044981 | 2058.2005 | 0.010281 | 0.065942 | 0.0014115 | 0.067354 | 842.8005 | 1667.1424 | 0.044981 | 2145.6144 | 0.010281 | 0.0048582 | 0.060418 | 0.0020786 | 0.062497 | 782.0251 | 1667.1424 | 0.044981 | 2153.9307 | 0.0042 | 0.041813 | 0.00057666 | 0.042389 | 523.9898 | 1667.1424 | 0.044981 | 1991.8069 | 0.0042 | 0.063815 | 0.00057666 | 0.064391 | 799.3029 | 1667.1424 | 0.044981 | 2099.6755 | 0.0042 | 0.0048582 | 0.059124 | 0.0012437 | 0.060368 | 748.9581
02/26 14:00:00 | 51.98 | 11.1 | 2.686% | 1.101 | 40806.9675 | 1.1062 | 3.9825 | 4.0124 | 3.6112 | 0.024392 | 0.080786 | 0.011092 | 268.7343 | 1.101 | 40806.9675 | 1.1062 | 4.3143 | 4.3468 | 3.6948 | 0.040854 | 0.13224 | 0.018157 | 262.3949 | 995.3832 | 0.026856 | 1228.8682 | 0.0061382 | 0.023855 | 0.00084277 | 0.024698 | 517.6411 | 995.3832 | 0.026856 | 1228.8682 | 0.0061382 | 0.039371 | 0.00084277 | 0.040214 | 842.8407 | 995.3832 | 0.026856 | 1281.0595 | 0.0061382 | 0.0029006 | 0.036073 | 0.001241 | 0.037314 | 782.0624 | 995.3832 | 0.026856 | 1286.0249 | 0.0042 | 0.024965 | 0.00057666 | 0.025541 | 524.0154 | 995.3832 | 0.026856 | 1189.2273 | 0.0042 | 0.038101 | 0.00057666 | 0.038678 | 799.3416 | 995.3832 | 0.026856 | 1253.6313 | 0.0042 | 0.0029006 | 0.035301 | 0.00097491 | 0.036276 | 748.9944
02/26 15:00:00 | 53.96 | 12.2 | 0% | 1.1338 | 42021.2114 | 1.1146 | 4.0124 | 4.0724 | 3.6652 | 0 | 0 | 0 | 268.7343 | 1.1338 | 42021.2114 | 1.1146 | 4.3467 | 4.4118 | 3.75 | 0 | 0 | 0 | 262.3949 | 0 | 0 | 0 | 0 | 0 | 0 | 0 | 517.6411 | 0 | 0 | 0 | 0 | 0 | 0 | 0 | 842.8407 | 0 | 0 | 0 | 0 | 0 | 0 | 0 | 0 | 782.0624 | 0 | 0 | 0 | 0.0042 | 0 | 0.00057666 | 0.00057666 | 524.0159 | 0 | 0 | 0 | 0.0042 | 0 | 0.00057666 | 0.00057666 | 799.3422 | 0 | 0 | 0 | 0.0042 | 0 | 0 | 0.00057666 | 0.00057666 | 748.995
02/26 16:00:00 | 53.06 | 11.7 | 0% | 1.1188 | 41467.1533 | 1.111 | 3.9997 | 4.0453 | 3.6408 | 0 | 0 | 0 | 268.7343 | 1.1188 | 41467.1533 | 1.111 | 4.333 | 4.3824 | 3.7251 | 0 | 0 | 0 | 262.3949 | 0 | 0 | 0 | 0 | 0 | 0 | 0 | 517.6411 | 0 | 0 | 0 | 0 | 0 | 0 | 0 | 842.8407 | 0 | 0 | 0 | 0 | 0 | 0 | 0 | 0 | 782.0624 | 0 | 0 | 0 | 0.0042 | 0 | 0.00057666 | 0.00057666 | 524.0165 | 0 | 0 | 0 | 0.0042 | 0 | 0.00057666 | 0.00057666 | 799.3427 | 0 | 0 | 0 | 0.0042 | 0 | 0 | 0.00057666 | 0.00057666 | 748.9955
02/26 17:00:00 | 51.08 | 10.6 | 0% | 1.0863 | 40260.7161 | 1.1018 | 3.9664 | 3.9846 | 3.5861 | 0 | 0 | 0 | 268.7343 | 1.0863 | 40260.7161 | 1.1018 | 4.2969 | 4.3166 | 3.6692 | 0 | 0 | 0 | 262.3949 | 0 | 0 | 0 | 0 | 0 | 0 | 0 | 517.6411 | 0 | 0 | 0 | 0 | 0 | 0 | 0 | 842.8407 | 0 | 0 | 0 | 0 | 0 | 0 | 0 | 0 | 782.0624 | 0 | 0 | 0 | 0.0042 | 0 | 0.00057666 | 0.00057666 | 524.0171 | 0 | 0 | 0 | 0.0042 | 0 | 0.00057666 | 0.00057666 | 799.3433 | 0 | 0 | 0 | 0.0042 | 0 | 0 | 0.00057666 | 0.00057666 | 748.9961
02/26 18:00:00 | 46.94 | 8.3 | 0% | 1.0197 | 37793.6649 | 1.0761 | 3.8739 | 3.8522 | 3.4669 | 0 | 0 | 0 | 268.7343 | 1.0197 | 37793.6649 | 1.0761 | 4.1967 | 4.1732 | 3.5472 | 0 | 0 | 0 | 262.3949 | 0 | 0 | 0 | 0 | 0 | 0 | 0 | 517.6411 | 0 | 0 | 0 | 0 | 0 | 0 | 0 | 842.8407 | 0 | 0 | 0 | 0 | 0 | 0 | 0 | 0 | 782.0624 | 0 | 0 | 0 | 0.0042 | 0 | 0.00057666 | 0.00057666 | 524.0177 | 0 | 0 | 0 | 0.0042 | 0 | 0.00057666 | 0.00057666 | 799.3439 | 0 | 0 | 0 | 0.0042 | 0 | 0 | 0.00057666 | 0.00057666 | 748.9967
02/26 19:00:00 | 46.94 | 8.3 | 2.001% | 1.0197 | 37793.6649 | 1.0761 | 3.8739 | 3.8522 | 3.4669 | 0.019626 | 0.062702 | 0.008609 | 268.7429 | 1.0197 | 37793.6649 | 1.0761 | 4.1967 | 4.1732 | 3.5472 | 0.019626 | 0.061284 | 0.0084143 | 262.4034 | 741.7199 | 0.020012 | 915.7035 | 0.0045739 | 0.017776 | 0.000628 | 0.018404 | 517.6595 | 741.7199 | 0.020012 | 915.7035 | 0.0045739 | 0.029338 | 0.000628 | 0.029966 | 842.8706 | 741.7199 | 0.020012 | 954.5944 | 0.0045739 | 0.0021614 | 0.02688 | 0.00092476 | 0.027805 | 782.0902 | 741.7199 | 0.020012 | 958.2944 | 0.0042 | 0.018603 | 0.00057666 | 0.019179 | 524.0368 | 741.7199 | 0.020012 | 886.1647 | 0.0042 | 0.028392 | 0.00057666 | 0.028968 | 799.3729 | 741.7199 | 0.020012 | 934.156 | 0.0042 | 0.0021614 | 0.026305 | 0.00087342 | 0.027178 | 749.0239
02/26 20:00:00 | 42.98 | 6.1 | 17.68% | 0.95793 | 35504.1377 | 1.0445 | 3.7601 | 3.7181 | 3.3463 | 0.18462 | 0.57409 | 0.078822 | 268.8217 | 0.95793 | 35504.1377 | 1.0445 | 4.0735 | 4.028 | 3.4238 | 0.020891 | 0.063493 | 0.0087176 | 262.4121 | 6554.676 | 0.17685 | 8092.1927 | 0.040421 | 0.15709 | 0.0055497 | 0.16264 | 517.8221 | 6554.676 | 0.17685 | 8092.1927 | 0.040421 | 0.25926 | 0.0055497 | 0.26481 | 843.1355 | 6554.676 | 0.17685 | 8435.8765 | 0.040421 | 0.019101 | 0.23754 | 0.0081723 | 0.24572 | 782.3359 | 6554.676 | 0.17685 | 8468.5737 | 0.0042 | 0.16439 | 0.00057666 | 0.16497 | 524.2018 | 6554.676 | 0.17685 | 7831.1542 | 0.0042 | 0.2509 | 0.00057666 | 0.25148 | 799.6243 | 6554.676 | 0.17685 | 8255.2595 | 0.0042 | 0.019101 | 0.23246 | 0.0031992 | 0.23566 | 749.2595
02/26 21:00:00 | 42.98 | 6.1 | 28.01% | 0.95793 | 35504.1377 | 1.0445 | 3.7601 | 3.7181 | 3.3463 | 0.29239 | 0.90921 | 0.12483 | 268.9466 | 0.95793 | 35504.1377 | 1.0445 | 4.0735 | 4.028 | 3.4238 | 0.29239 | 0.88864 | 0.12201 | 262.5341 | 10380.9962 | 0.28009 | 12816.0447 | 0.064016 | 0.24879 | 0.0087894 | 0.25758 | 518.0797 | 10380.9962 | 0.28009 | 12816.0447 | 0.064016 | 0.41061 | 0.0087894 | 0.4194 | 843.5549 | 10380.9962 | 0.28009 | 13360.3555 | 0.064016 | 0.030251 | 0.37621 | 0.012943 | 0.38916 | 782.7251 | 10380.9962 | 0.28009 | 13412.1398 | 0.0042 | 0.26036 | 0.00057666 | 0.26094 | 524.4628 | 10380.9962 | 0.28009 | 12402.6239 | 0.0042 | 0.39736 | 0.00057666 | 0.39794 | 800.0223 | 10380.9962 | 0.28009 | 13074.3026 | 0.0042 | 0.030251 | 0.36816 | 0.0047301 | 0.37289 | 749.6324
02/26 22:00:00 | 42.08 | 5.6 | 35.92% | 0.94415 | 34993.3717 | 1.0365 | 3.7313 | 3.6866 | 3.318 | 0.38047 | 1.176 | 0.16147 | 269.108 | 0.94415 | 34993.3717 | 1.0365 | 4.0422 | 3.9938 | 3.3948 | 0.29666 | 0.89623 | 0.12305 | 262.6571 | 13313.8739 | 0.35922 | 16436.8814 | 0.082102 | 0.31908 | 0.011273 | 0.33035 | 518.41 | 13313.8739 | 0.35922 | 16436.8814 | 0.082102 | 0.52662 | 0.011273 | 0.53789 | 844.0927 | 13313.8739 | 0.35922 | 17134.9728 | 0.082102 | 0.038797 | 0.4825 | 0.0166 | 0.4991 | 783.2242 | 13313.8739 | 0.35922 | 17201.3875 | 0.0042 | 0.33392 | 0.00057666 | 0.3345 | 524.7972 | 13313.8739 | 0.35922 | 15906.6594 | 0.0042 | 0.50963 | 0.00057666 | 0.5102 | 800.5325 | 13313.8739 | 0.35922 | 16768.1032 | 0.0042 | 0.038797 | 0.47217 | 0.0059036 | 0.47807 | 750.1105
02/26 23:00:00 | 38.48 | 3.6 | 48.59% | 0.88998 | 32985.7928 | 1.0018 | 3.6066 | 3.5569 | 3.2012 | 0.546 | 1.6489 | 0.2264 | 269.3344 | 0.88998 | 32985.7928 | 1.0018 | 3.9072 | 3.8533 | 3.2753 | 0.546 | 1.6116 | 0.22128 | 262.8784 | 18010.2707 | 0.48593 | 22234.9021 | 0.11106 | 0.43163 | 0.015249 | 0.44688 | 518.8569 | 18010.2707 | 0.48593 | 22234.9021 | 0.11106 | 0.71238 | 0.015249 | 0.72763 | 844.8204 | 18010.2707 | 0.48593 | 23179.2416 | 0.11106 | 0.052483 | 0.6527 | 0.022455 | 0.67516 | 783.8993 | 18010.2707 | 0.48593 | 23269.0836 | 0.0042 | 0.45171 | 0.00057666 | 0.45228 | 525.2495 | 18010.2707 | 0.48593 | 21517.6472 | 0.0042 | 0.6894 | 0.00057666 | 0.68997 | 801.2224 | 18010.2707 | 0.48593 | 22682.9606 | 0.0042 | 0.052483 | 0.63873 | 0.0077826 | 0.64651 | 750.757
02/26 24:00:00 | 37.58 | 3.1 | 55.97% | 0.87668 | 32492.7695 | 0.99262 | 3.5734 | 3.5235 | 3.1711 | 0.63843 | 1.9172 | 0.26324 | 269.5977 | 0.87668 | 32492.7695 | 0.99262 | 3.8712 | 3.8171 | 3.2445 | 0.55429 | 1.6269 | 0.22337 | 263.1018 | 20744.4024 | 0.5597 | 25610.3733 | 0.12792 | 0.49716 | 0.017564 | 0.51472 | 519.3716 | 20744.4024 | 0.5597 | 25610.3733 | 0.12792 | 0.82052 | 0.017564 | 0.83809 | 845.6585 | 20744.4024 | 0.5597 | 26698.0726 | 0.12792 | 0.06045 | 0.75179 | 0.025864 | 0.77765 | 784.677 | 20744.4024 | 0.5597 | 26801.5535 | 0.0042 | 0.52028 | 0.00057666 | 0.52086 | 525.7704 | 20744.4024 | 0.5597 | 24784.2322 | 0.0042 | 0.79405 | 0.00057666 | 0.79463 | 802.0171 | 20744.4024 | 0.5597 | 26126.4514 | 0.0042 | 0.06045 | 0.73569 | 0.0088765 | 0.74457 | 751.5016
02/27 01:00:00 | 36.5 | 2.5 | 61.88% | 0.86084 | 31905.8255 | 0.98131 | 3.5327 | 3.483 | 3.1347 | 0.71885 | 2.1444 | 0.29443 | 269.8921 | 0.86084 | 31905.8255 | 0.98131 | 3.8271 | 3.7732 | 3.2072 | 0.71885 | 2.0959 | 0.28777 | 263.3896 | 22935.5502 | 0.61882 | 28315.4941 | 0.14144 | 0.54967 | 0.019419 | 0.56909 | 519.9407 | 22935.5502 | 0.61882 | 28315.4941 | 0.14144 | 0.90719 | 0.019419 | 0.92661 | 846.5851 | 22935.5502 | 0.61882 | 29518.0826 | 0.14144 | 0.066836 | 0.8312 | 0.028596 | 0.85979 | 785.5367 | 22935.5502 | 0.61882 | 29632.4938 | 0.0042 | 0.57524 | 0.00057666 | 0.57581 | 526.3462 | 22935.5502 | 0.61882 | 27402.091 | 0.0042 | 0.87793 | 0.00057666 | 0.8785 | 802.8956 | 22935.5502 | 0.61882 | 28886.0834 | 0.0042 | 0.066836 | 0.8134 | 0.0097532 | 0.82315 | 752.3247
02/27 02:00:00 | 36.32 | 2.4 | 66.81% | 0.85822 | 31808.4983 | 0.9794 | 3.5258 | 3.4761 | 3.1285 | 0.77842 | 2.3196 | 0.31848 | 270.2106 | 0.85822 | 31808.4983 | 0.9794 | 3.8196 | 3.7658 | 3.201 | 0.72105 | 2.1 | 0.28833 | 263.6779 | 24760.2897 | 0.66805 | 30568.2589 | 0.15269 | 0.5934 | 0.020964 | 0.61437 | 520.5551 | 24760.2897 | 0.66805 | 30568.2589 | 0.15269 | 0.97937 | 0.020964 | 1.0003 | 847.5854 | 24760.2897 | 0.66805 | 31866.5248 | 0.15269 | 0.072153 | 0.89732 | 0.030871 | 0.9282 | 786.4649 | 24760.2897 | 0.66805 | 31990.0384 | 0.0042 | 0.621 | 0.00057666 | 0.62158 | 526.9678 | 24760.2897 | 0.66805 | 29582.1861 | 0.0042 | 0.94777 | 0.00057666 | 0.94835 | 803.8439 | 24760.2897 | 0.66805 | 31184.244 | 0.0042 | 0.072153 | 0.87811 | 0.010483 | 0.8886 | 753.2133
02/27 03:00:00 | 36.14 | 2.3 | 69.59% | 0.85559 | 31711.313 | 0.97748 | 3.5189 | 3.4693 | 3.1224 | 0.81332 | 2.4209 | 0.33239 | 270.543 | 0.85559 | 31711.313 | 0.97748 | 3.8122 | 3.7584 | 3.1947 | 0.81332 | 2.3661 | 0.32487 | 264.0028 | 25791.5471 | 0.69587 | 31841.4161 | 0.15905 | 0.61812 | 0.021837 | 0.63995 | 521.195 | 25791.5471 | 0.69587 | 31841.4161 | 0.15905 | 1.0202 | 0.021837 | 1.042 | 848.6274 | 25791.5471 | 0.69587 | 33193.7543 | 0.15905 | 0.075158 | 0.9347 | 0.032156 | 0.96685 | 787.4318 | 25791.5471 | 0.69587 | 33322.4122 | 0.0042 | 0.64687 | 0.00057666 | 0.64744 | 527.6152 | 25791.5471 | 0.69587 | 30814.2737 | 0.0042 | 0.98725 | 0.00057666 | 0.98782 | 804.8318 | 25791.5471 | 0.69587 | 32483.0567 | 0.0042 | 0.075158 | 0.91469 | 0.010896 | 0.92558 | 754.1389
02/27 04:00:00 | 35.6 | 2 | 72.22% | 0.84775 | 31420.6089 | 0.97169 | 3.4981 | 3.4488 | 3.1039 | 0.8519 | 2.5275 | 0.34702 | 270.89 | 0.84775 | 31420.6089 | 0.97169 | 3.7896 | 3.7362 | 3.1758 | 0.82085 | 2.3802 | 0.32681 | 264.3296 | 26767.2356 | 0.7222 | 33045.9699 | 0.16506 | 0.6415 | 0.022663 | 0.66416 | 521.8592 | 26767.2356 | 0.7222 | 33045.9699 | 0.16506 | 1.0587 | 0.022663 | 1.0814 | 849.7088 | 26767.2356 | 0.7222 | 34449.4667 | 0.16506 | 0.078001 | 0.97006 | 0.033373 | 1.0034 | 788.4352 | 26767.2356 | 0.7222 | 34582.9917 | 0.0042 | 0.67134 | 0.00057666 | 0.67191 | 528.2871 | 26767.2356 | 0.7222 | 31979.9709 | 0.0042 | 1.0246 | 0.00057666 | 1.0252 | 805.8569 | 26767.2356 | 0.7222 | 33711.8836 | 0.0042 | 0.078001 | 0.94929 | 0.011286 | 0.96057 | 755.0995
02/27 05:00:00 | 33.44 | 0.8 | 75.54% | 0.81672 | 30270.5671 | 0.94797 | 3.4127 | 3.3653 | 3.0288 | 0.92494 | 2.7093 | 0.37199 | 271.262 | 0.81672 | 30270.5671 | 0.94797 | 3.6971 | 3.6458 | 3.0989 | 0.92494 | 2.648 | 0.36357 | 264.6931 | 27998.5038 | 0.75542 | 34566.054 | 0.17266 | 0.67101 | 0.023706 | 0.69471 | 522.5539 | 27998.5038 | 0.75542 | 34566.054 | 0.17266 | 1.1075 | 0.023706 | 1.1312 | 850.84 | 27998.5038 | 0.75542 | 36034.1104 | 0.17266 | 0.081589 | 1.0147 | 0.034908 | 1.0496 | 789.4848 | 27998.5038 | 0.75542 | 36173.7775 | 0.0042 | 0.70222 | 0.00057666 | 0.70279 | 528.9899 | 27998.5038 | 0.75542 | 33451.02 | 0.0042 | 1.0717 | 0.00057666 | 1.0723 | 806.9292 | 27998.5038 | 0.75542 | 35262.5992 | 0.0042 | 0.081589 | 0.99295 | 0.011779 | 1.0047 | 756.1042
02/27 06:00:00 | 32.36 | 0.2 | 78.08% | 0.80141 | 29703.211 | 0.93583 | 3.369 | 3.3229 | 2.9906 | 0.97422 | 2.8359 | 0.38937 | 271.6513 | 0.80141 | 29703.211 | 0.93583 | 3.6497 | 3.5998 | 3.0598 | 0.94261 | 2.6818 | 0.36822 | 265.0614 | 28937.4179 | 0.78075 | 35725.2073 | 0.17845 | 0.69351 | 0.024501 | 0.71801 | 523.2719 | 28937.4179 | 0.78075 | 35725.2073 | 0.17845 | 1.1446 | 0.024501 | 1.1691 | 852.009 | 28937.4179 | 0.78075 | 37242.4941 | 0.17845 | 0.084325 | 1.0487 | 0.036079 | 1.0848 | 790.5696 | 28937.4179 | 0.78075 | 37386.8448 | 0.0042 | 0.72577 | 0.00057666 | 0.72634 | 529.7163 | 28937.4179 | 0.78075 | 34572.7813 | 0.0042 | 1.1077 | 0.00057666 | 1.1082 | 808.0375 | 28937.4179 | 0.78075 | 36445.1107 | 0.0042 | 0.084325 | 1.0263 | 0.012155 | 1.0384 | 757.1426
02/27 07:00:00 | 26.96 | -2.8 | 84.75% | 0.72694 | 26943.079 | 0.87333 | 3.144 | 3.1037 | 2.7933 | 1.1658 | 3.2958 | 0.45251 | 272.1038 | 0.72694 | 26943.079 | 0.87333 | 3.406 | 3.3624 | 2.858 | 1.1658 | 3.2212 | 0.44227 | 265.5036 | 31411.4357 | 0.8475 | 38779.5502 | 0.1937 | 0.7528 | 0.026596 | 0.7794 | 524.0513 | 31411.4357 | 0.8475 | 38779.5502 | 0.1937 | 1.2424 | 0.026596 | 1.269 | 853.2781 | 31411.4357 | 0.8475 | 40426.5582 | 0.1937 | 0.091535 | 1.1384 | 0.039163 | 1.1775 | 791.7471 | 31411.4357 | 0.8475 | 40583.2502 | 0.0042 | 0.78782 | 0.00057666 | 0.78839 | 530.5047 | 31411.4357 | 0.8475 | 37528.597 | 0.0042 | 1.2024 | 0.00057666 | 1.2029 | 809.2404 | 31411.4357 | 0.8475 | 39561.0021 | 0.0042 | 0.091535 | 1.114 | 0.013144 | 1.1271 | 758.2697
02/27 08:00:00 | 35.06 | 1.7 | 72.79% | 0.83994 | 31131.1822 | 0.96583 | 3.477 | 3.4281 | 3.0853 | 0.86655 | 2.5626 | 0.35185 | 272.4557 | 0.83994 | 31131.1822 | 0.96583 | 3.7668 | 3.7138 | 3.1567 | 1.009 | 2.9164 | 0.40042 | 265.904 | 26976.7049 | 0.72785 | 33304.574 | 0.16636 | 0.64652 | 0.022841 | 0.66936 | 524.7207 | 26976.7049 | 0.72785 | 33304.574 | 0.16636 | 1.067 | 0.022841 | 1.0899 | 854.368 | 26976.7049 | 0.72785 | 34719.054 | 0.16636 | 0.078612 | 0.97765 | 0.033634 | 1.0113 | 792.7584 | 26976.7049 | 0.72785 | 34853.624 | 0.0042 | 0.67659 | 0.00057666 | 0.67717 | 531.1818 | 26976.7049 | 0.72785 | 32230.2329 | 0.0042 | 1.0326 | 0.00057666 | 1.0332 | 810.2736 | 26976.7049 | 0.72785 | 33975.6989 | 0.0042 | 0.078612 | 0.95672 | 0.01137 | 0.96809 | 759.2378
02/27 09:00:00 | 37.04 | 2.8 | 48.46% | 0.86874 | 32198.6587 | 0.987 | 3.5532 | 3.5033 | 3.153 | 0.55786 | 1.6697 | 0.22925 | 272.6849 | 0.86874 | 32198.6587 | 0.987 | 3.8493 | 3.7952 | 3.2259 | 0.55786 | 1.6319 | 0.22406 | 266.1281 | 17962.3143 | 0.48464 | 22175.6966 | 0.11077 | 0.43048 | 0.015208 | 0.44569 | 525.1664 | 17962.3143 | 0.48464 | 22175.6966 | 0.11077 | 0.71048 | 0.015208 | 0.72569 | 855.0936 | 17962.3143 | 0.48464 | 23117.5216 | 0.11077 | 0.052343 | 0.65096 | 0.022395 | 0.67336 | 793.4318 | 17962.3143 | 0.48464 | 23207.1244 | 0.0042 | 0.4505 | 0.00057666 | 0.45108 | 531.6329 | 17962.3143 | 0.48464 | 21460.3516 | 0.0042 | 0.68756 | 0.00057666 | 0.68814 | 810.9617 | 17962.3143 | 0.48464 | 22622.562 | 0.0042 | 0.052343 | 0.63703 | 0.0077634 | 0.64479 | 759.8826
02/27 10:00:00 | 46.94 | 8.3 | 25.9% | 1.0197 | 37793.6649 | 1.0761 | 3.8739 | 3.8522 | 3.4669 | 0.25398 | 0.81145 | 0.11141 | 272.7964 | 1.0197 | 37793.6649 | 1.0761 | 4.1967 | 4.1732 | 3.5472 | 0.47527 | 1.4841 | 0.20377 | 266.3319 | 9598.7584 | 0.25898 | 11850.319 | 0.059192 | 0.23004 | 0.0081271 | 0.23817 | 525.4046 | 9598.7584 | 0.25898 | 11850.319 | 0.059192 | 0.37967 | 0.0081271 | 0.3878 | 855.4814 | 9598.7584 | 0.25898 | 12353.6144 | 0.059192 | 0.027971 | 0.34786 | 0.011968 | 0.35983 | 793.7916 | 9598.7584 | 0.25898 | 12401.4966 | 0.0042 | 0.24074 | 0.00057666 | 0.24132 | 531.8742 | 9598.7584 | 0.25898 | 11468.0507 | 0.0042 | 0.36742 | 0.00057666 | 0.368 | 811.3297 | 9598.7584 | 0.25898 | 12089.1164 | 0.0042 | 0.027971 | 0.34042 | 0.0044171 | 0.34483 | 760.2275
02/27 11:00:00 | 50 | 10 | 7.346% | 1.0687 | 39609.8985 | 1.0959 | 3.9451 | 3.9508 | 3.5557 | 0.068742 | 0.22444 | 0.030815 | 272.8272 | 1.0687 | 39609.8985 | 1.0959 | 4.2739 | 4.28 | 3.638 | 0.068742 | 0.21936 | 0.030118 | 266.362 | 2722.8696 | 0.073465 | 3361.5674 | 0.016791 | 0.065256 | 0.0023054 | 0.067561 | 525.4721 | 2722.8696 | 0.073465 | 3361.5674 | 0.016791 | 0.1077 | 0.0023054 | 0.11001 | 855.5914 | 2722.8696 | 0.073465 | 3504.3367 | 0.016791 | 0.0079346 | 0.098678 | 0.0033948 | 0.10207 | 793.8937 | 2722.8696 | 0.073465 | 3517.9194 | 0.0042 | 0.068291 | 0.00057666 | 0.068868 | 531.9431 | 2722.8696 | 0.073465 | 3253.1298 | 0.0042 | 0.10423 | 0.00057666 | 0.1048 | 811.4345 | 2722.8696 | 0.073465 | 3429.3068 | 0.0042 | 0.0079346 | 0.096565 | 0.0016661 | 0.098231 | 760.3257
02/27 12:00:00 | 51.98 | 11.1 | 0% | 1.101 | 40806.9675 | 1.1062 | 3.9825 | 4.0124 | 3.6112 | 0 | 0 | 0 | 272.8272 | 1.101 | 40806.9675 | 1.1062 | 4.3143 | 4.3468 | 3.6948 | 0.066726 | 0.21599 | 0.029655 | 266.3916 | 0 | 0 | 0 | 0 | 0 | 0 | 0 | 525.4721 | 0 | 0 | 0 | 0 | 0 | 0 | 0 | 855.5914 | 0 | 0 | 0 | 0 | 0 | 0 | 0 | 0 | 793.8937 | 0 | 0 | 0 | 0.0042 | 0 | 0.00057666 | 0.00057666 | 531.9437 | 0 | 0 | 0 | 0.0042 | 0 | 0.00057666 | 0.00057666 | 811.4351 | 0 | 0 | 0 | 0.0042 | 0 | 0 | 0.00057666 | 0.00057666 | 760.3263
02/27 13:00:00 | 51.98 | 11.1 | 0% | 1.101 | 40806.9675 | 1.1062 | 3.9825 | 4.0124 | 3.6112 | 0 | 0 | 0 | 272.8272 | 1.101 | 40806.9675 | 1.1062 | 4.3143 | 4.3468 | 3.6948 | 0 | 0 | 0 | 266.3916 | 0 | 0 | 0 | 0 | 0 | 0 | 0 | 525.4721 | 0 | 0 | 0 | 0 | 0 | 0 | 0 | 855.5914 | 0 | 0 | 0 | 0 | 0 | 0 | 0 | 0 | 793.8937 | 0 | 0 | 0 | 0.0042 | 0 | 0.00057666 | 0.00057666 | 531.9442 | 0 | 0 | 0 | 0.0042 | 0 | 0.00057666 | 0.00057666 | 811.4357 | 0 | 0 | 0 | 0.0042 | 0 | 0 | 0.00057666 | 0.00057666 | 760.3268
02/27 14:00:00 | 57.02 | 13.9 | 0% | 1.1853 | 43931.5522 | 1.1231 | 4.0433 | 4.1622 | 3.746 | 0 | 0 | 0 | 272.8272 | 1.1853 | 43931.5522 | 1.1231 | 4.3802 | 4.5091 | 3.8327 | 0 | 0 | 0 | 266.3916 | 0 | 0 | 0 | 0 | 0 | 0 | 0 | 525.4721 | 0 | 0 | 0 | 0 | 0 | 0 | 0 | 855.5914 | 0 | 0 | 0 | 0 | 0 | 0 | 0 | 0 | 793.8937 | 0 | 0 | 0 | 0.0042 | 0 | 0.00057666 | 0.00057666 | 531.9448 | 0 | 0 | 0 | 0.0042 | 0 | 0.00057666 | 0.00057666 | 811.4363 | 0 | 0 | 0 | 0.0042 | 0 | 0 | 0.00057666 | 0.00057666 | 760.3274
02/27 15:00:00 | 55.94 | 13.3 | 0% | 1.167 | 43252.6302 | 1.1207 | 4.0346 | 4.1309 | 3.7178 | 0 | 0 | 0 | 272.8272 | 1.167 | 43252.6302 | 1.1207 | 4.3708 | 4.4751 | 3.8039 | 0 | 0 | 0 | 266.3916 | 0 | 0 | 0 | 0 | 0 | 0 | 0 | 525.4721 | 0 | 0 | 0 | 0 | 0 | 0 | 0 | 855.5914 | 0 | 0 | 0 | 0 | 0 | 0 | 0 | 0 | 793.8937 | 0 | 0 | 0 | 0.0042 | 0 | 0.00057666 | 0.00057666 | 531.9454 | 0 | 0 | 0 | 0.0042 | 0 | 0.00057666 | 0.00057666 | 811.4369 | 0 | 0 | 0 | 0.0042 | 0 | 0 | 0.00057666 | 0.00057666 | 760.328
02/27 16:00:00 | 57.92 | 14.4 | 0% | 1.2007 | 44501.2239 | 1.1247 | 4.0487 | 4.188 | 3.7692 | 0 | 0 | 0 | 272.8272 | 1.2007 | 44501.2239 | 1.1247 | 4.3861 | 4.537 | 3.8565 | 0 | 0 | 0 | 266.3916 | 0 | 0 | 0 | 0 | 0 | 0 | 0 | 525.4721 | 0 | 0 | 0 | 0 | 0 | 0 | 0 | 855.5914 | 0 | 0 | 0 | 0 | 0 | 0 | 0 | 0 | 793.8937 | 0 | 0 | 0 | 0.0042 | 0 | 0.00057666 | 0.00057666 | 531.946 | 0 | 0 | 0 | 0.0042 | 0 | 0.00057666 | 0.00057666 | 811.4374 | 0 | 0 | 0 | 0.0042 | 0 | 0 | 0.00057666 | 0.00057666 | 760.3286
02/27 17:00:00 | 55.94 | 13.3 | 0% | 1.167 | 43252.6302 | 1.1207 | 4.0346 | 4.1309 | 3.7178 | 0 | 0 | 0 | 272.8272 | 1.167 | 43252.6302 | 1.1207 | 4.3708 | 4.4751 | 3.8039 | 0 | 0 | 0 | 266.3916 | 0 | 0 | 0 | 0 | 0 | 0 | 0 | 525.4721 | 0 | 0 | 0 | 0 | 0 | 0 | 0 | 855.5914 | 0 | 0 | 0 | 0 | 0 | 0 | 0 | 0 | 793.8937 | 0 | 0 | 0 | 0.0042 | 0 | 0.00057666 | 0.00057666 | 531.9466 | 0 | 0 | 0 | 0.0042 | 0 | 0.00057666 | 0.00057666 | 811.438 | 0 | 0 | 0 | 0.0042 | 0 | 0 | 0.00057666 | 0.00057666 | 760.3291
02/27 18:00:00 | 51.98 | 11.1 | 0% | 1.101 | 40806.9675 | 1.1062 | 3.9825 | 4.0124 | 3.6112 | 0 | 0 | 0 | 272.8272 | 1.101 | 40806.9675 | 1.1062 | 4.3143 | 4.3468 | 3.6948 | 0 | 0 | 0 | 266.3916 | 0 | 0 | 0 | 0 | 0 | 0 | 0 | 525.4721 | 0 | 0 | 0 | 0 | 0 | 0 | 0 | 855.5914 | 0 | 0 | 0 | 0 | 0 | 0 | 0 | 0 | 793.8937 | 0 | 0 | 0 | 0.0042 | 0 | 0.00057666 | 0.00057666 | 531.9471 | 0 | 0 | 0 | 0.0042 | 0 | 0.00057666 | 0.00057666 | 811.4386 | 0 | 0 | 0 | 0.0042 | 0 | 0 | 0.00057666 | 0.00057666 | 760.3297
02/27 19:00:00 | 51.98 | 11.1 | 0% | 1.101 | 40806.9675 | 1.1062 | 3.9825 | 4.0124 | 3.6112 | 0 | 0 | 0 | 272.8272 | 1.101 | 40806.9675 | 1.1062 | 4.3143 | 4.3468 | 3.6948 | 0 | 0 | 0 | 266.3916 | 0 | 0 | 0 | 0 | 0 | 0 | 0 | 525.4721 | 0 | 0 | 0 | 0 | 0 | 0 | 0 | 855.5914 | 0 | 0 | 0 | 0 | 0 | 0 | 0 | 0 | 793.8937 | 0 | 0 | 0 | 0.0042 | 0 | 0.00057666 | 0.00057666 | 531.9477 | 0 | 0 | 0 | 0.0042 | 0 | 0.00057666 | 0.00057666 | 811.4392 | 0 | 0 | 0 | 0.0042 | 0 | 0 | 0.00057666 | 0.00057666 | 760.3303
02/27 20:00:00 | 51.98 | 11.1 | 0% | 1.101 | 40806.9675 | 1.1062 | 3.9825 | 4.0124 | 3.6112 | 0 | 0 | 0 | 272.8272 | 1.101 | 40806.9675 | 1.1062 | 4.3143 | 4.3468 | 3.6948 | 0 | 0 | 0 | 266.3916 | 0 | 0 | 0 | 0 | 0 | 0 | 0 | 525.4721 | 0 | 0 | 0 | 0 | 0 | 0 | 0 | 855.5914 | 0 | 0 | 0 | 0 | 0 | 0 | 0 | 0 | 793.8937 | 0 | 0 | 0 | 0.0042 | 0 | 0.00057666 | 0.00057666 | 531.9483 | 0 | 0 | 0 | 0.0042 | 0 | 0.00057666 | 0.00057666 | 811.4397 | 0 | 0 | 0 | 0.0042 | 0 | 0 | 0.00057666 | 0.00057666 | 760.3309
02/27 21:00:00 | 48.74 | 9.3 | 8.718% | 1.0484 | 38857.0697 | 1.0883 | 3.9177 | 3.9107 | 3.5196 | 0.083153 | 0.26906 | 0.036942 | 272.8641 | 1.0484 | 38857.0697 | 1.0883 | 4.2442 | 4.2366 | 3.6011 | 0.083153 | 0.26297 | 0.036106 | 266.4278 | 3231.096 | 0.087177 | 3989.0074 | 0.019925 | 0.077436 | 0.0027357 | 0.080172 | 525.5523 | 3231.096 | 0.087177 | 3989.0074 | 0.019925 | 0.1278 | 0.0027357 | 0.13054 | 855.722 | 3231.096 | 0.087177 | 4158.4247 | 0.019925 | 0.0094156 | 0.1171 | 0.0040285 | 0.12112 | 794.0148 | 3231.096 | 0.087177 | 4174.5427 | 0.0042 | 0.081038 | 0.00057666 | 0.081614 | 532.0299 | 3231.096 | 0.087177 | 3860.3298 | 0.0042 | 0.12368 | 0.00057666 | 0.12426 | 811.564 | 3231.096 | 0.087177 | 4069.3905 | 0.0042 | 0.0094156 | 0.11459 | 0.0018694 | 0.11646 | 760.4473
02/27 22:00:00 | 45.86 | 7.7 | 18.83% | 1.0027 | 37162.4352 | 1.0681 | 3.8451 | 3.8163 | 3.4347 | 0.18778 | 0.59548 | 0.081759 | 272.9459 | 1.0027 | 37162.4352 | 1.0681 | 4.1656 | 4.1344 | 3.5142 | 0.086945 | 0.26947 | 0.036999 | 266.4648 | 6978.5366 | 0.18829 | 8615.4773 | 0.043034 | 0.16725 | 0.0059086 | 0.17316 | 525.7254 | 6978.5366 | 0.18829 | 8615.4773 | 0.043034 | 0.27603 | 0.0059086 | 0.28194 | 856.0039 | 6978.5366 | 0.18829 | 8981.3856 | 0.043034 | 0.020336 | 0.25291 | 0.0087007 | 0.26161 | 794.2764 | 6978.5366 | 0.18829 | 9016.1972 | 0.0042 | 0.17503 | 0.00057666 | 0.1756 | 532.2055 | 6978.5366 | 0.18829 | 8337.5587 | 0.0042 | 0.26712 | 0.00057666 | 0.2677 | 811.8317 | 6978.5366 | 0.18829 | 8789.089 | 0.0042 | 0.020336 | 0.24749 | 0.0033688 | 0.25086 | 760.6982
02/27 23:00:00 | 43.7 | 6.5 | 30.65% | 0.96902 | 35915.3055 | 1.0507 | 3.7824 | 3.743 | 3.3687 | 0.31629 | 0.98831 | 0.1357 | 273.0816 | 0.96902 | 35915.3055 | 1.0507 | 4.0976 | 4.055 | 3.4467 | 0.31629 | 0.96595 | 0.13263 | 266.5974 | 11359.787 | 0.3065 | 14024.4284 | 0.070052 | 0.27225 | 0.0096181 | 0.28186 | 526.0073 | 11359.787 | 0.3065 | 14024.4284 | 0.070052 | 0.44932 | 0.0096181 | 0.45894 | 856.4629 | 11359.787 | 0.3065 | 14620.0605 | 0.070052 | 0.033103 | 0.41168 | 0.014163 | 0.42585 | 794.7023 | 11359.787 | 0.3065 | 14676.7274 | 0.0042 | 0.28491 | 0.00057666 | 0.28549 | 532.491 | 11359.787 | 0.3065 | 13572.0275 | 0.0042 | 0.43483 | 0.00057666 | 0.43541 | 812.2671 | 11359.787 | 0.3065 | 14307.0365 | 0.0042 | 0.033103 | 0.40287 | 0.0051217 | 0.40799 | 761.1062
02/27 24:00:00 | 42.8 | 6 | 40.29% | 0.95516 | 35401.7006 | 1.0429 | 3.7544 | 3.7119 | 3.3407 | 0.42182 | 1.3101 | 0.17988 | 273.2614 | 0.95516 | 35401.7006 | 1.0429 | 4.0673 | 4.0212 | 3.418 | 0.32088 | 0.97407 | 0.13374 | 266.7311 | 14933.0498 | 0.4029 | 18435.8639 | 0.092087 | 0.35788 | 0.012644 | 0.37053 | 526.3778 | 14933.0498 | 0.4029 | 18435.8639 | 0.092087 | 0.59066 | 0.012644 | 0.6033 | 857.0662 | 14933.0498 | 0.4029 | 19218.8543 | 0.092087 | 0.043516 | 0.54118 | 0.018618 | 0.5598 | 795.2621 | 14933.0498 | 0.4029 | 19293.346 | 0.0042 | 0.37453 | 0.00057666 | 0.37511 | 532.8661 | 14933.0498 | 0.4029 | 17841.1587 | 0.0042 | 0.57161 | 0.00057666 | 0.57218 | 812.8393 | 14933.0498 | 0.4029 | 18807.3675 | 0.0042 | 0.043516 | 0.52959 | 0.0065514 | 0.53615 | 761.6423
02/28 01:00:00 | 41.72 | 5.4 | 47.62% | 0.93866 | 34790.0588 | 1.0332 | 3.7195 | 3.6739 | 3.3065 | 0.50734 | 1.5645 | 0.21481 | 273.4762 | 0.93866 | 34790.0588 | 1.0332 | 4.0294 | 3.9801 | 3.3831 | 0.50734 | 1.5291 | 0.20995 | 266.9411 | 17650.4962 | 0.47622 | 21790.7361 | 0.10884 | 0.42301 | 0.014944 | 0.43795 | 526.8158 | 17650.4962 | 0.47622 | 21790.7361 | 0.10884 | 0.69815 | 0.014944 | 0.71309 | 857.7793 | 17650.4962 | 0.47622 | 22716.2113 | 0.10884 | 0.051435 | 0.63966 | 0.022006 | 0.66167 | 795.9237 | 17650.4962 | 0.47622 | 22804.2587 | 0.0042 | 0.44268 | 0.00057666 | 0.44326 | 533.3094 | 17650.4962 | 0.47622 | 21087.8091 | 0.0042 | 0.67563 | 0.00057666 | 0.6762 | 813.5155 | 17650.4962 | 0.47622 | 22229.8441 | 0.0042 | 0.051435 | 0.62597 | 0.0076386 | 0.63361 | 762.2759
02/28 02:00:00 | 40.64 | 4.8 | 53.16% | 0.9223 | 34183.5269 | 1.0231 | 3.6831 | 3.6354 | 3.2719 | 0.57634 | 1.7647 | 0.2423 | 273.7185 | 0.9223 | 34183.5269 | 1.0231 | 3.99 | 3.9384 | 3.3476 | 0.51635 | 1.5453 | 0.21217 | 267.1532 | 19701.1804 | 0.53155 | 24322.4449 | 0.12149 | 0.47216 | 0.016681 | 0.48884 | 527.3046 | 19701.1804 | 0.53155 | 24322.4449 | 0.12149 | 0.77926 | 0.016681 | 0.79594 | 858.5752 | 19701.1804 | 0.53155 | 25355.4445 | 0.12149 | 0.05741 | 0.71398 | 0.024563 | 0.73854 | 796.6623 | 19701.1804 | 0.53155 | 25453.7214 | 0.0042 | 0.49412 | 0.00057666 | 0.49469 | 533.804 | 19701.1804 | 0.53155 | 23537.8499 | 0.0042 | 0.75412 | 0.00057666 | 0.7547 | 814.2702 | 19701.1804 | 0.53155 | 24812.5698 | 0.0042 | 0.05741 | 0.69869 | 0.0084591 | 0.70715 | 762.9831
02/28 03:00:00 | 39.02 | 3.9 | 57.87% | 0.89801 | 33283.3101 | 1.0073 | 3.6262 | 3.5767 | 3.219 | 0.64441 | 1.9528 | 0.26812 | 273.9867 | 0.89801 | 33283.3101 | 1.0073 | 3.9284 | 3.8748 | 3.2936 | 0.64441 | 1.9086 | 0.26205 | 267.4153 | 21448.1227 | 0.57869 | 26479.1639 | 0.13226 | 0.51402 | 0.01816 | 0.53218 | 527.8368 | 21448.1227 | 0.57869 | 26479.1639 | 0.13226 | 0.84836 | 0.01816 | 0.86652 | 859.4417 | 21448.1227 | 0.57869 | 27603.7616 | 0.13226 | 0.062501 | 0.77729 | 0.026741 | 0.80403 | 797.4663 | 21448.1227 | 0.57869 | 27710.7529 | 0.0042 | 0.53793 | 0.00057666 | 0.53851 | 534.3426 | 21448.1227 | 0.57869 | 25624.9973 | 0.0042 | 0.82099 | 0.00057666 | 0.82157 | 815.0918 | 21448.1227 | 0.57869 | 27012.7491 | 0.0042 | 0.062501 | 0.76065 | 0.0091581 | 0.76981 | 763.7529
02/28 04:00:00 | 37.58 | 3.1 | 62.28% | 0.87668 | 32492.7695 | 0.99262 | 3.5734 | 3.5235 | 3.1711 | 0.71036 | 2.1333 | 0.2929 | 274.2796 | 0.87668 | 32492.7695 | 0.99262 | 3.8712 | 3.8171 | 3.2445 | 0.66009 | 1.9374 | 0.26601 | 267.6813 | 23081.6756 | 0.62276 | 28495.8958 | 0.14234 | 0.55317 | 0.019543 | 0.57271 | 528.4095 | 23081.6756 | 0.62276 | 28495.8958 | 0.14234 | 0.91297 | 0.019543 | 0.93251 | 860.3742 | 23081.6756 | 0.62276 | 29706.1462 | 0.14234 | 0.067261 | 0.83649 | 0.028778 | 0.86527 | 798.3316 | 23081.6756 | 0.62276 | 29821.2863 | 0.0042 | 0.5789 | 0.00057666 | 0.57948 | 534.922 | 23081.6756 | 0.62276 | 27576.6733 | 0.0042 | 0.88352 | 0.00057666 | 0.8841 | 815.9758 | 23081.6756 | 0.62276 | 29070.1204 | 0.0042 | 0.067261 | 0.81858 | 0.0098117 | 0.82839 | 764.5813
02/28 05:00:00 | 35.42 | 1.9 | 66.77% | 0.84514 | 31323.9914 | 0.96974 | 3.4911 | 3.4419 | 3.0977 | 0.79001 | 2.3413 | 0.32146 | 274.601 | 0.84514 | 31323.9914 | 0.96974 | 3.782 | 3.7287 | 3.1694 | 0.79001 | 2.2883 | 0.31419 | 267.9955 | 24746.1528 | 0.66767 | 30550.806 | 0.1526 | 0.59306 | 0.020952 | 0.61401 | 529.0235 | 24746.1528 | 0.66767 | 30550.806 | 0.1526 | 0.97881 | 0.020952 | 0.99976 | 861.374 | 24746.1528 | 0.66767 | 31848.3305 | 0.1526 | 0.072112 | 0.89681 | 0.030853 | 0.92767 | 799.2592 | 24746.1528 | 0.66767 | 31971.7737 | 0.0042 | 0.62065 | 0.00057666 | 0.62122 | 535.5433 | 24746.1528 | 0.66767 | 29565.2961 | 0.0042 | 0.94723 | 0.00057666 | 0.94781 | 816.9237 | 24746.1528 | 0.66767 | 31166.4393 | 0.0042 | 0.072112 | 0.87761 | 0.010478 | 0.88809 | 765.4694
02/28 06:00:00 | 34.88 | 1.6 | 69.17% | 0.83735 | 31034.9905 | 0.96387 | 3.4699 | 3.4212 | 3.0791 | 0.82609 | 2.4403 | 0.33506 | 274.9361 | 0.83735 | 31034.9905 | 0.96387 | 3.7591 | 3.7063 | 3.1503 | 0.79736 | 2.3022 | 0.31609 | 268.3116 | 25637.6029 | 0.69172 | 31651.3616 | 0.1581 | 0.61443 | 0.021707 | 0.63613 | 529.6597 | 25637.6029 | 0.69172 | 31651.3616 | 0.1581 | 1.0141 | 0.021707 | 1.0358 | 862.4098 | 25637.6029 | 0.69172 | 32995.6279 | 0.1581 | 0.07471 | 0.92912 | 0.031965 | 0.96108 | 800.2203 | 25637.6029 | 0.69172 | 33123.5179 | 0.0042 | 0.643 | 0.00057666 | 0.64358 | 536.1868 | 25637.6029 | 0.69172 | 30630.3499 | 0.0042 | 0.98136 | 0.00057666 | 0.98193 | 817.9056 | 25637.6029 | 0.69172 | 32289.1724 | 0.0042 | 0.07471 | 0.90923 | 0.010834 | 0.92006 | 766.3894
02/28 07:00:00 | 34.34 | 1.3 | 70.08% | 0.82958 | 30747.2672 | 0.95795 | 3.4486 | 3.4003 | 3.0603 | 0.84472 | 2.4874 | 0.34152 | 275.2776 | 0.82958 | 30747.2672 | 0.95795 | 3.736 | 3.6837 | 3.1311 | 0.84472 | 2.4311 | 0.33379 | 268.6454 | 25972.8339 | 0.70077 | 32065.2271 | 0.16017 | 0.62246 | 0.021991 | 0.64445 | 530.3041 | 25972.8339 | 0.70077 | 32065.2271 | 0.16017 | 1.0273 | 0.021991 | 1.0493 | 863.4591 | 25972.8339 | 0.70077 | 33427.0707 | 0.16017 | 0.075686 | 0.94127 | 0.032383 | 0.97365 | 801.194 | 25972.8339 | 0.70077 | 33556.633 | 0.0042 | 0.65141 | 0.00057666 | 0.65199 | 536.8388 | 25972.8339 | 0.70077 | 31030.8649 | 0.0042 | 0.99419 | 0.00057666 | 0.99476 | 818.9004 | 25972.8339 | 0.70077 | 32711.3777 | 0.0042 | 0.075686 | 0.92111 | 0.010968 | 0.93208 | 767.3215
02/28 08:00:00 | 35.24 | 1.8 | 59.74% | 0.84254 | 31227.5158 | 0.96779 | 3.484 | 3.435 | 3.0915 | 0.709 | 2.0989 | 0.28819 | 275.5658 | 0.84254 | 31227.5158 | 0.96779 | 3.7744 | 3.7213 | 3.1631 | 0.83173 | 2.4066 | 0.33042 | 268.9758 | 22140.1808 | 0.59736 | 27333.5566 | 0.13653 | 0.53061 | 0.018746 | 0.54935 | 530.8535 | 22140.1808 | 0.59736 | 27333.5566 | 0.13653 | 0.87573 | 0.018746 | 0.89448 | 864.3536 | 22140.1808 | 0.59736 | 28494.4412 | 0.13653 | 0.064518 | 0.80237 | 0.027604 | 0.82997 | 802.0239 | 22140.1808 | 0.59736 | 28604.8848 | 0.0042 | 0.55529 | 0.00057666 | 0.55586 | 537.3947 | 22140.1808 | 0.59736 | 26451.8289 | 0.0042 | 0.84748 | 0.00057666 | 0.84806 | 819.7484 | 22140.1808 | 0.59736 | 27884.3587 | 0.0042 | 0.064518 | 0.78519 | 0.009435 | 0.79463 | 768.1161
02/28 09:00:00 | 44.96 | 7.2 | 33% | 0.98858 | 36640.3138 | 1.0611 | 3.8198 | 3.7861 | 3.4075 | 0.3338 | 1.052 | 0.14443 | 275.7102 | 0.98858 | 36640.3138 | 1.0611 | 4.1381 | 4.1016 | 3.4863 | 0.3338 | 1.0282 | 0.14117 | 269.117 | 12230.3624 | 0.32998 | 15099.2129 | 0.075421 | 0.29311 | 0.010355 | 0.30347 | 531.1569 | 12230.3624 | 0.32998 | 15099.2129 | 0.075421 | 0.48376 | 0.010355 | 0.49411 | 864.8477 | 12230.3624 | 0.32998 | 15740.4922 | 0.075421 | 0.03564 | 0.44323 | 0.015249 | 0.45848 | 802.4824 | 12230.3624 | 0.32998 | 15801.5018 | 0.0042 | 0.30674 | 0.00057666 | 0.30732 | 537.702 | 12230.3624 | 0.32998 | 14612.1415 | 0.0042 | 0.46815 | 0.00057666 | 0.46873 | 820.2171 | 12230.3624 | 0.32998 | 15403.4791 | 0.0042 | 0.03564 | 0.43374 | 0.00547 | 0.43921 | 768.5554
02/28 10:00:00 | 55.04 | 12.8 | 9.376% | 1.1518 | 42690.7653 | 1.1182 | 4.0255 | 4.1045 | 3.694 | 0.081399 | 0.2757 | 0.037854 | 275.7481 | 1.1518 | 42690.7653 | 1.1182 | 4.3609 | 4.4465 | 3.7795 | 0.28649 | 0.9484 | 0.13022 | 269.2472 | 3474.9853 | 0.093758 | 4290.1053 | 0.021429 | 0.083281 | 0.0029422 | 0.086223 | 531.2432 | 3474.9853 | 0.093758 | 4290.1053 | 0.021429 | 0.13745 | 0.0029422 | 0.14039 | 864.9881 | 3474.9853 | 0.093758 | 4472.3105 | 0.021429 | 0.010126 | 0.12594 | 0.0043326 | 0.13027 | 802.6127 | 3474.9853 | 0.093758 | 4489.6451 | 0.0042 | 0.087154 | 0.00057666 | 0.087731 | 537.7897 | 3474.9853 | 0.093758 | 4151.7148 | 0.0042 | 0.13302 | 0.00057666 | 0.13359 | 820.3507 | 3474.9853 | 0.093758 | 4376.5558 | 0.0042 | 0.010126 | 0.12324 | 0.001967 | 0.12521 | 768.6806
02/28 11:00:00 | 60.08 | 15.6 | 0% | 1.238 | 45882.914 | 1.1264 | 4.0549 | 4.249 | 3.8241 | 0 | 0 | 0 | 275.7481 | 1.238 | 45882.914 | 1.1264 | 4.3928 | 4.603 | 3.9126 | 0 | 0 | 0 | 269.2472 | 0 | 0 | 0 | 0 | 0 | 0 | 0 | 531.2432 | 0 | 0 | 0 | 0 | 0 | 0 | 0 | 864.9881 | 0 | 0 | 0 | 0 | 0 | 0 | 0 | 0 | 802.6127 | 0 | 0 | 0 | 0.0042 | 0 | 0.00057666 | 0.00057666 | 537.7903 | 0 | 0 | 0 | 0.0042 | 0 | 0.00057666 | 0.00057666 | 820.3513 | 0 | 0 | 0 | 0.0042 | 0 | 0 | 0.00057666 | 0.00057666 | 768.6811
02/28 12:00:00 | 64.04 | 17.8 | 0% | 1.3077 | 48469.0987 | 1.1224 | 4.0406 | 4.3577 | 3.9219 | 0 | 0 | 0 | 275.7481 | 1.3077 | 48469.0987 | 1.1224 | 4.3774 | 4.7208 | 4.0127 | 0 | 0 | 0 | 269.2472 | 0 | 0 | 0 | 0 | 0 | 0 | 0 | 531.2432 | 0 | 0 | 0 | 0 | 0 | 0 | 0 | 864.9881 | 0 | 0 | 0 | 0 | 0 | 0 | 0 | 0 | 802.6127 | 0 | 0 | 0 | 0.0042 | 0 | 0.00057666 | 0.00057666 | 537.7909 | 0 | 0 | 0 | 0.0042 | 0 | 0.00057666 | 0.00057666 | 820.3519 | 0 | 0 | 0 | 0.0042 | 0 | 0 | 0.00057666 | 0.00057666 | 768.6817
02/28 13:00:00 | 64.04 | 17.8 | 0% | 1.3077 | 48469.0987 | 1.1224 | 4.0406 | 4.3577 | 3.9219 | 0 | 0 | 0 | 275.7481 | 1.3077 | 48469.0987 | 1.1224 | 4.3774 | 4.7208 | 4.0127 | 0 | 0 | 0 | 269.2472 | 0 | 0 | 0 | 0 | 0 | 0 | 0 | 531.2432 | 0 | 0 | 0 | 0 | 0 | 0 | 0 | 864.9881 | 0 | 0 | 0 | 0 | 0 | 0 | 0 | 0 | 802.6127 | 0 | 0 | 0 | 0.0042 | 0 | 0.00057666 | 0.00057666 | 537.7915 | 0 | 0 | 0 | 0.0042 | 0 | 0.00057666 | 0.00057666 | 820.3525 | 0 | 0 | 0 | 0.0042 | 0 | 0 | 0.00057666 | 0.00057666 | 768.6823
02/28 14:00:00 | 68 | 20 | 0% | 1.3794 | 51123.983 | 1.1095 | 3.9942 | 4.4638 | 4.0174 | 0 | 0 | 0 | 275.7481 | 1.3794 | 51123.983 | 1.1095 | 4.327 | 4.8357 | 4.1104 | 0 | 0 | 0 | 269.2472 | 0 | 0 | 0 | 0 | 0 | 0 | 0 | 531.2432 | 0 | 0 | 0 | 0 | 0 | 0 | 0 | 864.9881 | 0 | 0 | 0 | 0 | 0 | 0 | 0 | 0 | 802.6127 | 0 | 0 | 0 | 0.0042 | 0 | 0.00057666 | 0.00057666 | 537.792 | 0 | 0 | 0 | 0.0042 | 0 | 0.00057666 | 0.00057666 | 820.353 | 0 | 0 | 0 | 0.0042 | 0 | 0 | 0.00057666 | 0.00057666 | 768.6829
02/28 15:00:00 | 69.08 | 20.6 | 0% | 1.3992 | 51859.9654 | 1.1045 | 3.9762 | 4.4925 | 4.0432 | 0 | 0 | 0 | 275.7481 | 1.3992 | 51859.9654 | 1.1045 | 4.3075 | 4.8668 | 4.1368 | 0 | 0 | 0 | 269.2472 | 0 | 0 | 0 | 0 | 0 | 0 | 0 | 531.2432 | 0 | 0 | 0 | 0 | 0 | 0 | 0 | 864.9881 | 0 | 0 | 0 | 0 | 0 | 0 | 0 | 0 | 802.6127 | 0 | 0 | 0 | 0.0042 | 0 | 0.00057666 | 0.00057666 | 537.7926 | 0 | 0 | 0 | 0.0042 | 0 | 0.00057666 | 0.00057666 | 820.3536 | 0 | 0 | 0 | 0.0042 | 0 | 0 | 0.00057666 | 0.00057666 | 768.6834
02/28 16:00:00 | 68 | 20 | 0% | 1.3794 | 51123.983 | 1.1095 | 3.9942 | 4.4638 | 4.0174 | 0 | 0 | 0 | 275.7481 | 1.3794 | 51123.983 | 1.1095 | 4.327 | 4.8357 | 4.1104 | 0 | 0 | 0 | 269.2472 | 0 | 0 | 0 | 0 | 0 | 0 | 0 | 531.2432 | 0 | 0 | 0 | 0 | 0 | 0 | 0 | 864.9881 | 0 | 0 | 0 | 0 | 0 | 0 | 0 | 0 | 802.6127 | 0 | 0 | 0 | 0.0042 | 0 | 0.00057666 | 0.00057666 | 537.7932 | 0 | 0 | 0 | 0.0042 | 0 | 0.00057666 | 0.00057666 | 820.3542 | 0 | 0 | 0 | 0.0042 | 0 | 0 | 0.00057666 | 0.00057666 | 768.684
02/28 17:00:00 | 66.02 | 18.9 | 0% | 1.3433 | 49787.9534 | 1.117 | 4.0213 | 4.4109 | 3.9698 | 0 | 0 | 0 | 275.7481 | 1.3433 | 49787.9534 | 1.117 | 4.3565 | 4.7785 | 4.0617 | 0 | 0 | 0 | 269.2472 | 0 | 0 | 0 | 0 | 0 | 0 | 0 | 531.2432 | 0 | 0 | 0 | 0 | 0 | 0 | 0 | 864.9881 | 0 | 0 | 0 | 0 | 0 | 0 | 0 | 0 | 802.6127 | 0 | 0 | 0 | 0.0042 | 0 | 0.00057666 | 0.00057666 | 537.7938 | 0 | 0 | 0 | 0.0042 | 0 | 0.00057666 | 0.00057666 | 820.3548 | 0 | 0 | 0 | 0.0042 | 0 | 0 | 0.00057666 | 0.00057666 | 768.6846
02/28 18:00:00 | 62.06 | 16.7 | 0% | 1.2726 | 47167.4189 | 1.1255 | 4.0519 | 4.3037 | 3.8734 | 0 | 0 | 0 | 275.7481 | 1.2726 | 47167.4189 | 1.1255 | 4.3895 | 4.6624 | 3.963 | 0 | 0 | 0 | 269.2472 | 0 | 0 | 0 | 0 | 0 | 0 | 0 | 531.2432 | 0 | 0 | 0 | 0 | 0 | 0 | 0 | 864.9881 | 0 | 0 | 0 | 0 | 0 | 0 | 0 | 0 | 802.6127 | 0 | 0 | 0 | 0.0042 | 0 | 0.00057666 | 0.00057666 | 537.7944 | 0 | 0 | 0 | 0.0042 | 0 | 0.00057666 | 0.00057666 | 820.3553 | 0 | 0 | 0 | 0.0042 | 0 | 0 | 0.00057666 | 0.00057666 | 768.6852
02/28 19:00:00 | 57.2 | 14 | 0% | 1.1884 | 44045.2027 | 1.1235 | 4.0445 | 4.1674 | 3.7507 | 0 | 0 | 0 | 275.7481 | 1.1884 | 44045.2027 | 1.1235 | 4.3816 | 4.5147 | 3.8375 | 0 | 0 | 0 | 269.2472 | 0 | 0 | 0 | 0 | 0 | 0 | 0 | 531.2432 | 0 | 0 | 0 | 0 | 0 | 0 | 0 | 864.9881 | 0 | 0 | 0 | 0 | 0 | 0 | 0 | 0 | 802.6127 | 0 | 0 | 0 | 0.0042 | 0 | 0.00057666 | 0.00057666 | 537.7949 | 0 | 0 | 0 | 0.0042 | 0 | 0.00057666 | 0.00057666 | 820.3559 | 0 | 0 | 0 | 0.0042 | 0 | 0 | 0.00057666 | 0.00057666 | 768.6858
02/28 20:00:00 | 55.22 | 12.9 | 0% | 1.1549 | 42802.8544 | 1.1187 | 4.0274 | 4.1098 | 3.6988 | 0 | 0 | 0 | 275.7481 | 1.1549 | 42802.8544 | 1.1187 | 4.363 | 4.4523 | 3.7844 | 0 | 0 | 0 | 269.2472 | 0 | 0 | 0 | 0 | 0 | 0 | 0 | 531.2432 | 0 | 0 | 0 | 0 | 0 | 0 | 0 | 864.9881 | 0 | 0 | 0 | 0 | 0 | 0 | 0 | 0 | 802.6127 | 0 | 0 | 0 | 0.0042 | 0 | 0.00057666 | 0.00057666 | 537.7955 | 0 | 0 | 0 | 0.0042 | 0 | 0.00057666 | 0.00057666 | 820.3565 | 0 | 0 | 0 | 0.0042 | 0 | 0 | 0.00057666 | 0.00057666 | 768.6863
02/28 21:00:00 | 54.68 | 12.6 | 0% | 1.1458 | 42467.0129 | 1.117 | 4.0214 | 4.0938 | 3.6845 | 0 | 0 | 0 | 275.7481 | 1.1458 | 42467.0129 | 1.117 | 4.3565 | 4.435 | 3.7697 | 0 | 0 | 0 | 269.2472 | 0 | 0 | 0 | 0 | 0 | 0 | 0 | 531.2432 | 0 | 0 | 0 | 0 | 0 | 0 | 0 | 864.9881 | 0 | 0 | 0 | 0 | 0 | 0 | 0 | 0 | 802.6127 | 0 | 0 | 0 | 0.0042 | 0 | 0.00057666 | 0.00057666 | 537.7961 | 0 | 0 | 0 | 0.0042 | 0 | 0.00057666 | 0.00057666 | 820.3571 | 0 | 0 | 0 | 0.0042 | 0 | 0 | 0.00057666 | 0.00057666 | 768.6869
02/28 22:00:00 | 54.86 | 12.7 | 3.465% | 1.1488 | 42578.8181 | 1.1176 | 4.0234 | 4.0992 | 3.6893 | 0.03016 | 0.10202 | 0.014007 | 275.7621 | 1.1488 | 42578.8181 | 1.1176 | 4.3587 | 4.4408 | 3.7747 | 0 | 0 | 0 | 269.2472 | 1284.1771 | 0.034648 | 1585.4039 | 0.0079191 | 0.030776 | 0.0010873 | 0.031864 | 531.275 | 1284.1771 | 0.034648 | 1585.4039 | 0.0079191 | 0.050794 | 0.0010873 | 0.051882 | 865.0399 | 1284.1771 | 0.034648 | 1652.7376 | 0.0079191 | 0.0037422 | 0.046539 | 0.0016011 | 0.04814 | 802.6608 | 1284.1771 | 0.034648 | 1659.1436 | 0.0042 | 0.032208 | 0.00057666 | 0.032785 | 537.8289 | 1284.1771 | 0.034648 | 1534.2618 | 0.0042 | 0.049156 | 0.00057666 | 0.049732 | 820.4068 | 1284.1771 | 0.034648 | 1617.3515 | 0.0042 | 0.0037422 | 0.045543 | 0.0010905 | 0.046633 | 768.7335
02/28 23:00:00 | 54.86 | 12.7 | 11.04% | 1.1488 | 42578.8181 | 1.1176 | 4.0234 | 4.0992 | 3.6893 | 0.096123 | 0.32514 | 0.044642 | 275.8067 | 1.1488 | 42578.8181 | 1.1176 | 4.3587 | 4.4408 | 3.7747 | 0.096123 | 0.31778 | 0.043632 | 269.2908 | 4092.7864 | 0.11043 | 5052.8227 | 0.025239 | 0.098087 | 0.0034653 | 0.10155 | 531.3766 | 4092.7864 | 0.11043 | 5052.8227 | 0.025239 | 0.16189 | 0.0034653 | 0.16535 | 865.2053 | 4092.7864 | 0.11043 | 5267.4213 | 0.025239 | 0.011927 | 0.14832 | 0.0051028 | 0.15343 | 802.8143 | 4092.7864 | 0.11043 | 5287.8377 | 0.0042 | 0.10265 | 0.00057666 | 0.10323 | 537.9321 | 4092.7864 | 0.11043 | 4889.8284 | 0.0042 | 0.15666 | 0.00057666 | 0.15724 | 820.564 | 4092.7864 | 0.11043 | 5154.6428 | 0.0042 | 0.011927 | 0.14515 | 0.0022142 | 0.14736 | 768.8809
02/28 24:00:00 | 54.86 | 12.7 | 17.5% | 1.1488 | 42578.8181 | 1.1176 | 4.0234 | 4.0992 | 3.6893 | 0.15233 | 0.51526 | 0.070746 | 275.8775 | 1.1488 | 42578.8181 | 1.1176 | 4.3587 | 4.4408 | 3.7747 | 0.096123 | 0.31778 | 0.043632 | 269.3344 | 6486.0065 | 0.175 | 8007.4154 | 0.039997 | 0.15544 | 0.0054916 | 0.16093 | 531.5375 | 6486.0065 | 0.175 | 8007.4154 | 0.039997 | 0.25655 | 0.0054916 | 0.26204 | 865.4673 | 6486.0065 | 0.175 | 8347.4987 | 0.039997 | 0.018901 | 0.23506 | 0.0080866 | 0.24314 | 803.0574 | 6486.0065 | 0.175 | 8379.8533 | 0.0042 | 0.16267 | 0.00057666 | 0.16325 | 538.0953 | 6486.0065 | 0.175 | 7749.1117 | 0.0042 | 0.24827 | 0.00057666 | 0.24885 | 820.8129 | 6486.0065 | 0.175 | 8168.7739 | 0.0042 | 0.018901 | 0.23002 | 0.0031717 | 0.23319 | 769.1141
03/01 01:00:00 | 56.48 | 13.6 | 19.49% | 1.1761 | 43591.4525 | 1.122 | 4.0392 | 4.1466 | 3.7319 | 0.1657 | 0.56727 | 0.077887 | 275.9554 | 1.1761 | 43591.4525 | 1.122 | 4.3758 | 4.4922 | 3.8183 | 0.1657 | 0.55444 | 0.076125 | 269.4106 | 7223.3212 | 0.19489 | 8917.6805 | 0.044544 | 0.17311 | 0.0061159 | 0.17923 | 531.7167 | 7223.3212 | 0.19489 | 8917.6805 | 0.044544 | 0.28571 | 0.0061159 | 0.29183 | 865.7592 | 7223.3212 | 0.19489 | 9296.4236 | 0.044544 | 0.021049 | 0.26178 | 0.0090059 | 0.27078 | 803.3282 | 7223.3212 | 0.19489 | 9332.4563 | 0.0042 | 0.18116 | 0.00057666 | 0.18174 | 538.2771 | 7223.3212 | 0.19489 | 8630.0133 | 0.0042 | 0.27649 | 0.00057666 | 0.27707 | 821.09 | 7223.3212 | 0.19489 | 9097.3818 | 0.0042 | 0.021049 | 0.25617 | 0.0034667 | 0.25964 | 769.3737
03/01 02:00:00 | 56.3 | 13.5 | 19.41% | 1.1731 | 43478.3698 | 1.1216 | 4.0377 | 4.1414 | 3.7272 | 0.16549 | 0.5658 | 0.077684 | 276.033 | 1.1731 | 43478.3698 | 1.1216 | 4.3742 | 4.4865 | 3.8135 | 0.16614 | 0.55514 | 0.076221 | 269.4868 | 7195.4411 | 0.19414 | 8883.2607 | 0.044372 | 0.17244 | 0.0060923 | 0.17854 | 531.8953 | 7195.4411 | 0.19414 | 8883.2607 | 0.044372 | 0.28461 | 0.0060923 | 0.2907 | 866.0499 | 7195.4411 | 0.19414 | 9260.542 | 0.044372 | 0.020968 | 0.26077 | 0.0089712 | 0.26974 | 803.5979 | 7195.4411 | 0.19414 | 9296.4356 | 0.0042 | 0.18047 | 0.00057666 | 0.18104 | 538.4581 | 7195.4411 | 0.19414 | 8596.7039 | 0.0042 | 0.27543 | 0.00057666 | 0.276 | 821.366 | 7195.4411 | 0.19414 | 9062.2685 | 0.0042 | 0.020968 | 0.25518 | 0.0034556 | 0.25864 | 769.6324
03/01 03:00:00 | 57.2 | 14 | 19.14% | 1.1884 | 44045.2027 | 1.1235 | 4.0445 | 4.1674 | 3.7507 | 0.16104 | 0.55425 | 0.076099 | 276.1091 | 1.1884 | 44045.2027 | 1.1235 | 4.3816 | 4.5147 | 3.8375 | 0.16104 | 0.54171 | 0.074377 | 269.5612 | 7092.8711 | 0.19137 | 8756.631 | 0.043739 | 0.16999 | 0.0060054 | 0.17599 | 532.0713 | 7092.8711 | 0.19137 | 8756.631 | 0.043739 | 0.28055 | 0.0060054 | 0.28656 | 866.3364 | 7092.8711 | 0.19137 | 9128.5342 | 0.043739 | 0.020669 | 0.25705 | 0.0088433 | 0.26589 | 803.8638 | 7092.8711 | 0.19137 | 9163.9161 | 0.0042 | 0.17789 | 0.00057666 | 0.17847 | 538.6366 | 7092.8711 | 0.19137 | 8474.159 | 0.0042 | 0.2715 | 0.00057666 | 0.27208 | 821.638 | 7092.8711 | 0.19137 | 8933.087 | 0.0042 | 0.020669 | 0.25155 | 0.0034145 | 0.25496 | 769.8873
03/01 04:00:00 | 58.1 | 14.5 | 17.77% | 1.2038 | 44615.5841 | 1.1249 | 4.0496 | 4.1931 | 3.7738 | 0.14766 | 0.51163 | 0.070247 | 276.1794 | 1.2038 | 44615.5841 | 1.1249 | 4.3871 | 4.5426 | 3.8612 | 0.15898 | 0.53838 | 0.07392 | 269.6351 | 6587.9102 | 0.17775 | 8133.2225 | 0.040625 | 0.15788 | 0.0055779 | 0.16346 | 532.2347 | 6587.9102 | 0.17775 | 8133.2225 | 0.040625 | 0.26058 | 0.0055779 | 0.26616 | 866.6026 | 6587.9102 | 0.17775 | 8478.6489 | 0.040625 | 0.019198 | 0.23875 | 0.0082137 | 0.24696 | 804.1108 | 6587.9102 | 0.17775 | 8511.5119 | 0.0042 | 0.16523 | 0.00057666 | 0.1658 | 538.8024 | 6587.9102 | 0.17775 | 7870.8605 | 0.0042 | 0.25217 | 0.00057666 | 0.25275 | 821.8908 | 6587.9102 | 0.17775 | 8297.1162 | 0.0042 | 0.019198 | 0.23364 | 0.0032125 | 0.23685 | 770.1242
03/01 05:00:00 | 60.44 | 15.8 | 15.16% | 1.2442 | 46115.1829 | 1.1264 | 4.0549 | 4.259 | 3.8331 | 0.12182 | 0.42955 | 0.058977 | 276.2384 | 1.2442 | 46115.1829 | 1.1264 | 4.3929 | 4.6139 | 3.9218 | 0.12182 | 0.41983 | 0.057642 | 269.6927 | 5617.8011 | 0.15157 | 6935.5569 | 0.034643 | 0.13464 | 0.0047565 | 0.13939 | 532.3741 | 5617.8011 | 0.15157 | 6935.5569 | 0.034643 | 0.22221 | 0.0047565 | 0.22696 | 866.8295 | 5617.8011 | 0.15157 | 7230.1172 | 0.034643 | 0.016371 | 0.20359 | 0.0070042 | 0.2106 | 804.3214 | 5617.8011 | 0.15157 | 7258.141 | 0.0042 | 0.1409 | 0.00057666 | 0.14147 | 538.9439 | 5617.8011 | 0.15157 | 6711.8293 | 0.0042 | 0.21504 | 0.00057666 | 0.21561 | 822.1064 | 5617.8011 | 0.15157 | 7075.3162 | 0.0042 | 0.016371 | 0.19923 | 0.0028243 | 0.20206 | 770.3262
03/01 06:00:00 | 63.32 | 17.4 | 11.22% | 1.2949 | 47993.7734 | 1.1238 | 4.0457 | 4.3381 | 3.9043 | 0.086623 | 0.31208 | 0.042848 | 276.2812 | 1.2949 | 47993.7734 | 1.1238 | 4.3828 | 4.6996 | 3.9947 | 0.11705 | 0.41217 | 0.056591 | 269.7493 | 4157.3696 | 0.11217 | 5132.555 | 0.025637 | 0.099635 | 0.00352 | 0.10315 | 532.4773 | 4157.3696 | 0.11217 | 5132.555 | 0.025637 | 0.16444 | 0.00352 | 0.16796 | 866.9975 | 4157.3696 | 0.11217 | 5350.54 | 0.025637 | 0.012115 | 0.15067 | 0.0051833 | 0.15585 | 804.4772 | 4157.3696 | 0.11217 | 5371.2785 | 0.0042 | 0.10427 | 0.00057666 | 0.10485 | 539.0487 | 4157.3696 | 0.11217 | 4966.9887 | 0.0042 | 0.15914 | 0.00057666 | 0.15971 | 822.2661 | 4157.3696 | 0.11217 | 5235.9818 | 0.0042 | 0.012115 | 0.14744 | 0.00224 | 0.14968 | 770.4759
03/01 07:00:00 | 57.92 | 14.4 | 11.56% | 1.2007 | 44501.2239 | 1.1247 | 4.0487 | 4.188 | 3.7692 | 0.09624 | 0.33302 | 0.045723 | 276.3269 | 1.2007 | 44501.2239 | 1.1247 | 4.3861 | 4.537 | 3.8565 | 0.09624 | 0.32548 | 0.044689 | 269.794 | 4282.8051 | 0.11555 | 5287.4137 | 0.026411 | 0.10264 | 0.0036262 | 0.10627 | 532.5835 | 4282.8051 | 0.11555 | 5287.4137 | 0.026411 | 0.1694 | 0.0036262 | 0.17303 | 867.1705 | 4282.8051 | 0.11555 | 5511.9757 | 0.026411 | 0.01248 | 0.15521 | 0.0053397 | 0.16055 | 804.6378 | 4282.8051 | 0.11555 | 5533.34 | 0.0042 | 0.10742 | 0.00057666 | 0.10799 | 539.1567 | 4282.8051 | 0.11555 | 5116.852 | 0.0042 | 0.16394 | 0.00057666 | 0.16451 | 822.4306 | 4282.8051 | 0.11555 | 5393.9611 | 0.0042 | 0.01248 | 0.15189 | 0.0022902 | 0.15418 | 770.6301
03/01 08:00:00 | 66.92 | 19.4 | 9.253% | 1.3596 | 50393.1104 | 1.1139 | 4.01 | 4.435 | 3.9915 | 0.068052 | 0.25181 | 0.034573 | 276.3615 | 1.3596 | 50393.1104 | 1.1139 | 4.3441 | 4.8046 | 4.0839 | 0.084988 | 0.30736 | 0.0422 | 269.8362 | 3429.3715 | 0.092527 | 4233.792 | 0.021148 | 0.082188 | 0.0029036 | 0.085091 | 532.6686 | 3429.3715 | 0.092527 | 4233.792 | 0.021148 | 0.13565 | 0.0029036 | 0.13855 | 867.3091 | 3429.3715 | 0.092527 | 4413.6055 | 0.021148 | 0.0099934 | 0.12428 | 0.0042757 | 0.12856 | 804.7663 | 3429.3715 | 0.092527 | 4430.7125 | 0.0042 | 0.08601 | 0.00057666 | 0.086587 | 539.2433 | 3429.3715 | 0.092527 | 4097.2181 | 0.0042 | 0.13127 | 0.00057666 | 0.13185 | 822.5625 | 3429.3715 | 0.092527 | 4319.1077 | 0.0042 | 0.0099934 | 0.12162 | 0.0019488 | 0.12357 | 770.7537
03/01 09:00:00 | 69.08 | 20.6 | 3.813% | 1.3992 | 51859.9654 | 1.1045 | 3.9762 | 4.4925 | 4.0432 | 0.027254 | 0.10245 | 0.014067 | 276.3756 | 1.3992 | 51859.9654 | 1.1045 | 4.3075 | 4.8668 | 4.1368 | 0.027254 | 0.10013 | 0.013748 | 269.8499 | 1413.3776 | 0.038134 | 1744.9106 | 0.0087158 | 0.033873 | 0.0011967 | 0.035069 | 532.7037 | 1413.3776 | 0.038134 | 1744.9106 | 0.0087158 | 0.055905 | 0.0011967 | 0.057101 | 867.3662 | 1413.3776 | 0.038134 | 1819.0188 | 0.0087158 | 0.0041187 | 0.051221 | 0.0017622 | 0.052984 | 804.8193 | 1413.3776 | 0.038134 | 1826.0693 | 0.0042 | 0.035448 | 0.00057666 | 0.036025 | 539.2793 | 1413.3776 | 0.038134 | 1688.6232 | 0.0042 | 0.054101 | 0.00057666 | 0.054678 | 822.6172 | 1413.3776 | 0.038134 | 1780.0726 | 0.0042 | 0.0041187 | 0.050125 | 0.0011422 | 0.051267 | 770.8049
03/01 10:00:00 | 69.98 | 21.1 | 0.3415% | 1.4159 | 52477.1875 | 1.0999 | 3.9595 | 4.5163 | 4.0647 | 0.002412 | 0.0091265 | 0.0012531 | 276.3768 | 1.4159 | 52477.1875 | 1.0999 | 4.2895 | 4.8927 | 4.1588 | 0.026933 | 0.099605 | 0.013676 | 269.8636 | 126.5742 | 0.0034151 | 156.2645 | 0.00078054 | 0.0030335 | 0.00010717 | 0.0031406 | 532.7068 | 126.5742 | 0.0034151 | 156.2645 | 0.00078054 | 0.0050065 | 0.00010717 | 0.0051137 | 867.3713 | 126.5742 | 0.0034151 | 162.9012 | 0.00078054 | 0.00036885 | 0.0045871 | 0.00015781 | 0.0047449 | 804.8241 | 126.5742 | 0.0034151 | 163.5326 | 0.0042 | 0.0031745 | 0.00057666 | 0.0037512 | 539.2831 | 126.5742 | 0.0034151 | 151.2237 | 0.0042 | 0.004845 | 0.00057666 | 0.0054217 | 822.6226 | 126.5742 | 0.0034151 | 159.4134 | 0.0042 | 0.00036885 | 0.0044889 | 0.0006273 | 0.0051162 | 770.8101
03/01 11:00:00 | 73.94 | 23.3 | 0% | 1.4903 | 55235.1212 | 1.0748 | 3.8692 | 4.6215 | 4.1594 | 0 | 0 | 0 | 276.3768 | 1.4903 | 55235.1212 | 1.0748 | 4.1916 | 5.0067 | 4.2557 | 0 | 0 | 0 | 269.8636 | 0 | 0 | 0 | 0 | 0 | 0 | 0 | 532.7068 | 0 | 0 | 0 | 0 | 0 | 0 | 0 | 867.3713 | 0 | 0 | 0 | 0 | 0 | 0 | 0 | 0 | 804.8241 | 0 | 0 | 0 | 0.0042 | 0 | 0.00057666 | 0.00057666 | 539.2837 | 0 | 0 | 0 | 0.0042 | 0 | 0.00057666 | 0.00057666 | 822.6232 | 0 | 0 | 0 | 0.0042 | 0 | 0 | 0.00057666 | 0.00057666 | 770.8106
03/01 12:00:00 | 71.96 | 22.2 | 0% | 1.4528 | 53847.5669 | 1.0882 | 3.9177 | 4.5689 | 4.112 | 0 | 0 | 0 | 276.3768 | 1.4528 | 53847.5669 | 1.0882 | 4.2442 | 4.9496 | 4.2072 | 0 | 0 | 0 | 269.8636 | 0 | 0 | 0 | 0 | 0 | 0 | 0 | 532.7068 | 0 | 0 | 0 | 0 | 0 | 0 | 0 | 867.3713 | 0 | 0 | 0 | 0 | 0 | 0 | 0 | 0 | 804.8241 | 0 | 0 | 0 | 0.0042 | 0 | 0.00057666 | 0.00057666 | 539.2842 | 0 | 0 | 0 | 0.0042 | 0 | 0.00057666 | 0.00057666 | 822.6237 | 0 | 0 | 0 | 0.0042 | 0 | 0 | 0.00057666 | 0.00057666 | 770.8112
03/01 13:00:00 | 71.96 | 22.2 | 0% | 1.4528 | 53847.5669 | 1.0882 | 3.9177 | 4.5689 | 4.112 | 0 | 0 | 0 | 276.3768 | 1.4528 | 53847.5669 | 1.0882 | 4.2442 | 4.9496 | 4.2072 | 0 | 0 | 0 | 269.8636 | 0 | 0 | 0 | 0 | 0 | 0 | 0 | 532.7068 | 0 | 0 | 0 | 0 | 0 | 0 | 0 | 867.3713 | 0 | 0 | 0 | 0 | 0 | 0 | 0 | 0 | 804.8241 | 0 | 0 | 0 | 0.0042 | 0 | 0.00057666 | 0.00057666 | 539.2848 | 0 | 0 | 0 | 0.0042 | 0 | 0.00057666 | 0.00057666 | 822.6243 | 0 | 0 | 0 | 0.0042 | 0 | 0 | 0.00057666 | 0.00057666 | 770.8118
03/01 14:00:00 | 77 | 25 | 0% | 1.5491 | 57413.3053 | 1.0507 | 3.7824 | 4.7036 | 4.2332 | 0 | 0 | 0 | 276.3768 | 1.5491 | 57413.3053 | 1.0507 | 4.0976 | 5.0956 | 4.3312 | 0 | 0 | 0 | 269.8636 | 0 | 0 | 0 | 0 | 0 | 0 | 0 | 532.7068 | 0 | 0 | 0 | 0 | 0 | 0 | 0 | 867.3713 | 0 | 0 | 0 | 0 | 0 | 0 | 0 | 0 | 804.8241 | 0 | 0 | 0 | 0.0042 | 0 | 0.00057666 | 0.00057666 | 539.2854 | 0 | 0 | 0 | 0.0042 | 0 | 0.00057666 | 0.00057666 | 822.6249 | 0 | 0 | 0 | 0.0042 | 0 | 0 | 0.00057666 | 0.00057666 | 770.8124
03/01 15:00:00 | 78.98 | 26.1 | 0% | 1.5877 | 58844.5776 | 1.0332 | 3.7194 | 4.7574 | 4.2816 | 0 | 0 | 0 | 276.3768 | 1.5877 | 58844.5776 | 1.0332 | 4.0294 | 5.1538 | 4.3808 | 0 | 0 | 0 | 269.8636 | 0 | 0 | 0 | 0 | 0 | 0 | 0 | 532.7068 | 0 | 0 | 0 | 0 | 0 | 0 | 0 | 867.3713 | 0 | 0 | 0 | 0 | 0 | 0 | 0 | 0 | 804.8241 | 0 | 0 | 0 | 0.0042 | 0 | 0.00057666 | 0.00057666 | 539.286 | 0 | 0 | 0 | 0.0042 | 0 | 0.00057666 | 0.00057666 | 822.6255 | 0 | 0 | 0 | 0.0042 | 0 | 0 | 0.00057666 | 0.00057666 | 770.8129
03/01 16:00:00 | 77 | 25 | 0% | 1.5491 | 57413.3053 | 1.0507 | 3.7824 | 4.7036 | 4.2332 | 0 | 0 | 0 | 276.3768 | 1.5491 | 57413.3053 | 1.0507 | 4.0976 | 5.0956 | 4.3312 | 0 | 0 | 0 | 269.8636 | 0 | 0 | 0 | 0 | 0 | 0 | 0 | 532.7068 | 0 | 0 | 0 | 0 | 0 | 0 | 0 | 867.3713 | 0 | 0 | 0 | 0 | 0 | 0 | 0 | 0 | 804.8241 | 0 | 0 | 0 | 0.0042 | 0 | 0.00057666 | 0.00057666 | 539.2865 | 0 | 0 | 0 | 0.0042 | 0 | 0.00057666 | 0.00057666 | 822.626 | 0 | 0 | 0 | 0.0042 | 0 | 0 | 0.00057666 | 0.00057666 | 770.8135
03/01 17:00:00 | 69.98 | 21.1 | 0% | 1.4159 | 52477.1875 | 1.0999 | 3.9595 | 4.5163 | 4.0647 | 0 | 0 | 0 | 276.3768 | 1.4159 | 52477.1875 | 1.0999 | 4.2895 | 4.8927 | 4.1588 | 0 | 0 | 0 | 269.8636 | 0 | 0 | 0 | 0 | 0 | 0 | 0 | 532.7068 | 0 | 0 | 0 | 0 | 0 | 0 | 0 | 867.3713 | 0 | 0 | 0 | 0 | 0 | 0 | 0 | 0 | 804.8241 | 0 | 0 | 0 | 0.0042 | 0 | 0.00057666 | 0.00057666 | 539.2871 | 0 | 0 | 0 | 0.0042 | 0 | 0.00057666 | 0.00057666 | 822.6266 | 0 | 0 | 0 | 0.0042 | 0 | 0 | 0.00057666 | 0.00057666 | 770.8141
03/01 18:00:00 | 62.96 | 17.2 | 0% | 1.2885 | 47756.9624 | 1.1244 | 4.0478 | 4.3283 | 3.8955 | 0 | 0 | 0 | 276.3768 | 1.2885 | 47756.9624 | 1.1244 | 4.3851 | 4.689 | 3.9857 | 0 | 0 | 0 | 269.8636 | 0 | 0 | 0 | 0 | 0 | 0 | 0 | 532.7068 | 0 | 0 | 0 | 0 | 0 | 0 | 0 | 867.3713 | 0 | 0 | 0 | 0 | 0 | 0 | 0 | 0 | 804.8241 | 0 | 0 | 0 | 0.0042 | 0 | 0.00057666 | 0.00057666 | 539.2877 | 0 | 0 | 0 | 0.0042 | 0 | 0.00057666 | 0.00057666 | 822.6272 | 0 | 0 | 0 | 0.0042 | 0 | 0 | 0.00057666 | 0.00057666 | 770.8147
03/01 19:00:00 | 62.06 | 16.7 | 0% | 1.2726 | 47167.4189 | 1.1255 | 4.0519 | 4.3037 | 3.8734 | 0 | 0 | 0 | 276.3768 | 1.2726 | 47167.4189 | 1.1255 | 4.3895 | 4.6624 | 3.963 | 0 | 0 | 0 | 269.8636 | 0 | 0 | 0 | 0 | 0 | 0 | 0 | 532.7068 | 0 | 0 | 0 | 0 | 0 | 0 | 0 | 867.3713 | 0 | 0 | 0 | 0 | 0 | 0 | 0 | 0 | 804.8241 | 0 | 0 | 0 | 0.0042 | 0 | 0.00057666 | 0.00057666 | 539.2883 | 0 | 0 | 0 | 0.0042 | 0 | 0.00057666 | 0.00057666 | 822.6278 | 0 | 0 | 0 | 0.0042 | 0 | 0 | 0.00057666 | 0.00057666 | 770.8152
03/01 20:00:00 | 60.98 | 16.1 | 0% | 1.2536 | 46464.6508 | 1.1263 | 4.0545 | 4.274 | 3.8466 | 0 | 0 | 0 | 276.3768 | 1.2536 | 46464.6508 | 1.1263 | 4.3924 | 4.6301 | 3.9356 | 0 | 0 | 0 | 269.8636 | 0 | 0 | 0 | 0 | 0 | 0 | 0 | 532.7068 | 0 | 0 | 0 | 0 | 0 | 0 | 0 | 867.3713 | 0 | 0 | 0 | 0 | 0 | 0 | 0 | 0 | 804.8241 | 0 | 0 | 0 | 0.0042 | 0 | 0.00057666 | 0.00057666 | 539.2888 | 0 | 0 | 0 | 0.0042 | 0 | 0.00057666 | 0.00057666 | 822.6284 | 0 | 0 | 0 | 0.0042 | 0 | 0 | 0.00057666 | 0.00057666 | 770.8158
03/01 21:00:00 | 62.06 | 16.7 | 0% | 1.2726 | 47167.4189 | 1.1255 | 4.0519 | 4.3037 | 3.8734 | 0 | 0 | 0 | 276.3768 | 1.2726 | 47167.4189 | 1.1255 | 4.3895 | 4.6624 | 3.963 | 0 | 0 | 0 | 269.8636 | 0 | 0 | 0 | 0 | 0 | 0 | 0 | 532.7068 | 0 | 0 | 0 | 0 | 0 | 0 | 0 | 867.3713 | 0 | 0 | 0 | 0 | 0 | 0 | 0 | 0 | 804.8241 | 0 | 0 | 0 | 0.0042 | 0 | 0.00057666 | 0.00057666 | 539.2894 | 0 | 0 | 0 | 0.0042 | 0 | 0.00057666 | 0.00057666 | 822.6289 | 0 | 0 | 0 | 0.0042 | 0 | 0 | 0.00057666 | 0.00057666 | 770.8164
03/01 22:00:00 | 60.08 | 15.6 | 0.8222% | 1.238 | 45882.914 | 1.1264 | 4.0549 | 4.249 | 3.8241 | 0.0066413 | 0.023355 | 0.0032066 | 276.38 | 1.238 | 45882.914 | 1.1264 | 4.3928 | 4.603 | 3.9126 | 0 | 0 | 0 | 269.8636 | 304.7224 | 0.0082216 | 376.2005 | 0.0018791 | 0.0073029 | 0.000258 | 0.0075609 | 532.7144 | 304.7224 | 0.0082216 | 376.2005 | 0.0018791 | 0.012053 | 0.000258 | 0.012311 | 867.3836 | 304.7224 | 0.0082216 | 392.1782 | 0.0018791 | 0.00088798 | 0.011043 | 0.00037992 | 0.011423 | 804.8355 | 304.7224 | 0.0082216 | 393.6982 | 0.0042 | 0.0076426 | 0.00057666 | 0.0082193 | 539.2976 | 304.7224 | 0.0082216 | 364.065 | 0.0042 | 0.011664 | 0.00057666 | 0.012241 | 822.6412 | 304.7224 | 0.0082216 | 383.7814 | 0.0042 | 0.00088798 | 0.010807 | 0.00069858 | 0.011505 | 770.8279
03/01 23:00:00 | 55.94 | 13.3 | 10.15% | 1.167 | 43252.6302 | 1.1207 | 4.0346 | 4.1309 | 3.7178 | 0.08698 | 0.29657 | 0.04072 | 276.4208 | 1.167 | 43252.6302 | 1.1207 | 4.3708 | 4.4751 | 3.8039 | 0.08698 | 0.28986 | 0.039798 | 269.9034 | 3762.0938 | 0.1015 | 4644.5603 | 0.0232 | 0.090162 | 0.0031853 | 0.093347 | 532.8078 | 3762.0938 | 0.1015 | 4644.5603 | 0.0232 | 0.14881 | 0.0031853 | 0.15199 | 867.5356 | 3762.0938 | 0.1015 | 4841.8196 | 0.0232 | 0.010963 | 0.13634 | 0.0046905 | 0.14103 | 804.9765 | 3762.0938 | 0.1015 | 4860.5864 | 0.0042 | 0.094355 | 0.00057666 | 0.094932 | 539.3926 | 3762.0938 | 0.1015 | 4494.7358 | 0.0042 | 0.14401 | 0.00057666 | 0.14458 | 822.7857 | 3762.0938 | 0.1015 | 4738.1534 | 0.0042 | 0.010963 | 0.13342 | 0.0020819 | 0.1355 | 770.9634
03/01 24:00:00 | 53.96 | 12.2 | 20.73% | 1.1338 | 42021.2114 | 1.1146 | 4.0124 | 4.0724 | 3.6652 | 0.18286 | 0.61446 | 0.084365 | 276.5051 | 1.1338 | 42021.2114 | 1.1146 | 4.3467 | 4.4118 | 3.75 | 0.089528 | 0.29403 | 0.04037 | 269.9438 | 7684.1539 | 0.20732 | 9486.6098 | 0.047386 | 0.18416 | 0.006506 | 0.19066 | 532.9984 | 7684.1539 | 0.20732 | 9486.6098 | 0.047386 | 0.30394 | 0.006506 | 0.31044 | 867.846 | 7684.1539 | 0.20732 | 9889.516 | 0.047386 | 0.022392 | 0.27848 | 0.0095805 | 0.28806 | 805.2646 | 7684.1539 | 0.20732 | 9927.8474 | 0.0042 | 0.19272 | 0.00057666 | 0.1933 | 539.5859 | 7684.1539 | 0.20732 | 9180.5901 | 0.0042 | 0.29413 | 0.00057666 | 0.29471 | 823.0805 | 7684.1539 | 0.20732 | 9677.7757 | 0.0042 | 0.022392 | 0.27251 | 0.0036511 | 0.27617 | 771.2396
03/02 01:00:00 | 53.96 | 12.2 | 29.05% | 1.1338 | 42021.2114 | 1.1146 | 4.0124 | 4.0724 | 3.6652 | 0.25618 | 0.86083 | 0.11819 | 276.6233 | 1.1338 | 42021.2114 | 1.1146 | 4.3467 | 4.4118 | 3.75 | 0.25618 | 0.84136 | 0.11552 | 270.0593 | 10765.1536 | 0.29045 | 13290.3131 | 0.066385 | 0.258 | 0.0091147 | 0.26711 | 533.2655 | 10765.1536 | 0.29045 | 13290.3131 | 0.066385 | 0.4258 | 0.0091147 | 0.43492 | 868.2809 | 10765.1536 | 0.29045 | 13854.7665 | 0.066385 | 0.03137 | 0.39013 | 0.013422 | 0.40356 | 805.6681 | 10765.1536 | 0.29045 | 13908.4672 | 0.0042 | 0.27 | 0.00057666 | 0.27057 | 539.8564 | 10765.1536 | 0.29045 | 12861.5933 | 0.0042 | 0.41207 | 0.00057666 | 0.41264 | 823.4931 | 10765.1536 | 0.29045 | 13558.1279 | 0.0042 | 0.03137 | 0.38178 | 0.0048838 | 0.38667 | 771.6262
03/02 02:00:00 | 48.92 | 9.4 | 40.22% | 1.0513 | 38964.1908 | 1.0894 | 3.9218 | 3.9165 | 3.5248 | 0.38255 | 1.2394 | 0.17017 | 276.7935 | 1.0513 | 38964.1908 | 1.0894 | 4.2486 | 4.2428 | 3.6064 | 0.27628 | 0.87486 | 0.12012 | 270.1794 | 14905.6191 | 0.40216 | 18401.9989 | 0.091918 | 0.35723 | 0.01262 | 0.36985 | 533.6354 | 14905.6191 | 0.40216 | 18401.9989 | 0.091918 | 0.58958 | 0.01262 | 0.6022 | 868.8831 | 14905.6191 | 0.40216 | 19183.551 | 0.091918 | 0.043436 | 0.54019 | 0.018584 | 0.55877 | 806.2269 | 14905.6191 | 0.40216 | 19257.9059 | 0.0042 | 0.37384 | 0.00057666 | 0.37442 | 540.2309 | 14905.6191 | 0.40216 | 17808.3861 | 0.0042 | 0.57056 | 0.00057666 | 0.57113 | 824.0642 | 14905.6191 | 0.40216 | 18772.8201 | 0.0042 | 0.043436 | 0.52862 | 0.0065404 | 0.53516 | 772.1614
03/02 03:00:00 | 46.94 | 8.3 | 47.39% | 1.0197 | 37793.6649 | 1.0761 | 3.8739 | 3.8522 | 3.4669 | 0.46478 | 1.4849 | 0.20388 | 276.9974 | 1.0197 | 37793.6649 | 1.0761 | 4.1967 | 4.1732 | 3.5472 | 0.46478 | 1.4513 | 0.19927 | 270.3787 | 17565.5789 | 0.47393 | 21685.8999 | 0.10832 | 0.42097 | 0.014872 | 0.43585 | 534.0712 | 17565.5789 | 0.47393 | 21685.8999 | 0.10832 | 0.69479 | 0.014872 | 0.70966 | 869.5928 | 17565.5789 | 0.47393 | 22606.9227 | 0.10832 | 0.051187 | 0.63658 | 0.0219 | 0.65849 | 806.8854 | 17565.5789 | 0.47393 | 22694.5464 | 0.0042 | 0.44055 | 0.00057666 | 0.44113 | 540.672 | 17565.5789 | 0.47393 | 20986.3548 | 0.0042 | 0.67237 | 0.00057666 | 0.67295 | 824.7372 | 17565.5789 | 0.47393 | 22122.8954 | 0.0042 | 0.051187 | 0.62296 | 0.0076047 | 0.63056 | 772.792
03/02 04:00:00 | 46.04 | 7.8 | 52.14% | 1.0055 | 37267.2853 | 1.0695 | 3.8501 | 3.8223 | 3.4401 | 0.51856 | 1.6464 | 0.22605 | 277.2234 | 1.0055 | 37267.2853 | 1.0695 | 4.1709 | 4.1409 | 3.5197 | 0.47134 | 1.4627 | 0.20082 | 270.5795 | 19325.1778 | 0.52141 | 23858.2442 | 0.11917 | 0.46314 | 0.016362 | 0.47951 | 534.5507 | 19325.1778 | 0.52141 | 23858.2442 | 0.11917 | 0.76439 | 0.016362 | 0.78075 | 870.3736 | 19325.1778 | 0.52141 | 24871.5287 | 0.11917 | 0.056315 | 0.70035 | 0.024094 | 0.72445 | 807.6098 | 19325.1778 | 0.52141 | 24967.93 | 0.0042 | 0.48469 | 0.00057666 | 0.48526 | 541.1573 | 19325.1778 | 0.52141 | 23088.6234 | 0.0042 | 0.73973 | 0.00057666 | 0.74031 | 825.4775 | 19325.1778 | 0.52141 | 24339.0149 | 0.0042 | 0.056315 | 0.68536 | 0.0083087 | 0.69367 | 773.4856
03/02 05:00:00 | 44.06 | 6.7 | 62.02% | 0.97459 | 36121.741 | 1.0537 | 3.7934 | 3.7554 | 3.3799 | 0.63639 | 1.9933 | 0.27369 | 277.4971 | 0.97459 | 36121.741 | 1.0537 | 4.1095 | 4.0684 | 3.4581 | 0.63639 | 1.9482 | 0.26749 | 270.847 | 22987.3901 | 0.62022 | 28379.4939 | 0.14176 | 0.55091 | 0.019463 | 0.57038 | 535.1211 | 22987.3901 | 0.62022 | 28379.4939 | 0.14176 | 0.90924 | 0.019463 | 0.9287 | 871.3023 | 22987.3901 | 0.62022 | 29584.8006 | 0.14176 | 0.066987 | 0.83307 | 0.02866 | 0.86173 | 808.4716 | 22987.3901 | 0.62022 | 29699.4704 | 0.0042 | 0.57654 | 0.00057666 | 0.57711 | 541.7344 | 22987.3901 | 0.62022 | 27464.0264 | 0.0042 | 0.87991 | 0.00057666 | 0.88049 | 826.358 | 22987.3901 | 0.62022 | 28951.3729 | 0.0042 | 0.066987 | 0.81524 | 0.0097739 | 0.82501 | 774.3106
03/02 06:00:00 | 42.08 | 5.6 | 58.65% | 0.94415 | 34993.3717 | 1.0365 | 3.7313 | 3.6866 | 3.318 | 0.62115 | 1.92 | 0.26362 | 277.7607 | 0.94415 | 34993.3717 | 1.0365 | 4.0422 | 3.9938 | 3.3948 | 0.65691 | 1.9846 | 0.27248 | 271.1195 | 21736.1237 | 0.58646 | 26834.7206 | 0.13404 | 0.52092 | 0.018404 | 0.53933 | 535.6604 | 21736.1237 | 0.58646 | 26834.7206 | 0.13404 | 0.85975 | 0.018404 | 0.87815 | 872.1804 | 21736.1237 | 0.58646 | 27974.4192 | 0.13404 | 0.06334 | 0.78773 | 0.0271 | 0.81483 | 809.2864 | 21736.1237 | 0.58646 | 28082.8471 | 0.0042 | 0.54515 | 0.00057666 | 0.54573 | 542.2801 | 21736.1237 | 0.58646 | 25969.0845 | 0.0042 | 0.83201 | 0.00057666 | 0.83259 | 827.1906 | 21736.1237 | 0.58646 | 27375.4706 | 0.0042 | 0.06334 | 0.77086 | 0.0092733 | 0.78013 | 775.0908
03/02 07:00:00 | 42.08 | 5.6 | 53.18% | 0.94415 | 34993.3717 | 1.0365 | 3.7313 | 3.6866 | 3.318 | 0.56328 | 1.7411 | 0.23906 | 277.9998 | 0.94415 | 34993.3717 | 1.0365 | 4.0422 | 3.9938 | 3.3948 | 0.56328 | 1.7017 | 0.23365 | 271.3531 | 19711.0235 | 0.53182 | 24334.5969 | 0.12155 | 0.47239 | 0.016689 | 0.48908 | 536.1495 | 19711.0235 | 0.53182 | 24334.5969 | 0.12155 | 0.77965 | 0.016689 | 0.79634 | 872.9767 | 19711.0235 | 0.53182 | 25368.1126 | 0.12155 | 0.057439 | 0.71434 | 0.024575 | 0.73891 | 810.0253 | 19711.0235 | 0.53182 | 25466.4386 | 0.0042 | 0.49436 | 0.00057666 | 0.49494 | 542.775 | 19711.0235 | 0.53182 | 23549.6099 | 0.0042 | 0.7545 | 0.00057666 | 0.75507 | 827.9456 | 19711.0235 | 0.53182 | 24824.9666 | 0.0042 | 0.057439 | 0.69904 | 0.0084631 | 0.70751 | 775.7983
03/02 08:00:00 | 41.18 | 5.1 | 53.44% | 0.93046 | 34486.1541 | 1.0282 | 3.7014 | 3.6548 | 3.2893 | 0.57433 | 1.7648 | 0.24231 | 278.2421 | 0.93046 | 34486.1541 | 1.0282 | 4.0099 | 3.9593 | 3.3654 | 0.57156 | 1.7166 | 0.23568 | 271.5888 | 19806.3311 | 0.53439 | 24452.2607 | 0.12214 | 0.47468 | 0.01677 | 0.49145 | 536.641 | 19806.3311 | 0.53439 | 24452.2607 | 0.12214 | 0.78342 | 0.01677 | 0.80019 | 873.7769 | 19806.3311 | 0.53439 | 25490.7737 | 0.12214 | 0.057717 | 0.71779 | 0.024694 | 0.74248 | 810.7678 | 19806.3311 | 0.53439 | 25589.5751 | 0.0042 | 0.49675 | 0.00057666 | 0.49733 | 543.2724 | 19806.3311 | 0.53439 | 23663.4781 | 0.0042 | 0.75815 | 0.00057666 | 0.75872 | 828.7044 | 19806.3311 | 0.53439 | 24945.0014 | 0.0042 | 0.057717 | 0.70242 | 0.0085012 | 0.71092 | 776.5092
03/02 09:00:00 | 43.7 | 6.5 | 54.85% | 0.96902 | 35915.3055 | 1.0507 | 3.7824 | 3.743 | 3.3687 | 0.56604 | 1.7687 | 0.24284 | 278.4849 | 0.96902 | 35915.3055 | 1.0507 | 4.0976 | 4.055 | 3.4467 | 0.56604 | 1.7287 | 0.23735 | 271.8262 | 20329.4452 | 0.5485 | 25098.0805 | 0.12536 | 0.48721 | 0.017213 | 0.50442 | 537.1454 | 20329.4452 | 0.5485 | 25098.0805 | 0.12536 | 0.80411 | 0.017213 | 0.82132 | 874.5983 | 20329.4452 | 0.5485 | 26164.0222 | 0.12536 | 0.059241 | 0.73675 | 0.025346 | 0.7621 | 811.5299 | 20329.4452 | 0.5485 | 26265.4331 | 0.0042 | 0.50987 | 0.00057666 | 0.51045 | 543.7828 | 20329.4452 | 0.5485 | 24288.465 | 0.0042 | 0.77817 | 0.00057666 | 0.77875 | 829.4831 | 20329.4452 | 0.5485 | 25603.8353 | 0.0042 | 0.059241 | 0.72097 | 0.0087105 | 0.72968 | 777.2389
03/02 10:00:00 | 48.92 | 9.4 | 34.45% | 1.0513 | 38964.1908 | 1.0894 | 3.9218 | 3.9165 | 3.5248 | 0.32769 | 1.0616 | 0.14576 | 278.6307 | 1.0513 | 38964.1908 | 1.0894 | 4.2486 | 4.2428 | 3.6064 | 0.52175 | 1.6521 | 0.22684 | 272.053 | 12768.0339 | 0.34449 | 15763.0048 | 0.078736 | 0.306 | 0.01081 | 0.31681 | 537.4622 | 12768.0339 | 0.34449 | 15763.0048 | 0.078736 | 0.50503 | 0.01081 | 0.51584 | 875.1141 | 12768.0339 | 0.34449 | 16432.476 | 0.078736 | 0.037207 | 0.46272 | 0.015919 | 0.47864 | 812.0085 | 12768.0339 | 0.34449 | 16496.1678 | 0.0042 | 0.32023 | 0.00057666 | 0.32081 | 544.1036 | 12768.0339 | 0.34449 | 15254.5207 | 0.0042 | 0.48873 | 0.00057666 | 0.48931 | 829.9724 | 12768.0339 | 0.34449 | 16080.6472 | 0.0042 | 0.037207 | 0.45281 | 0.0056852 | 0.4585 | 777.6974
03/02 11:00:00 | 51.08 | 10.6 | 15.59% | 1.0863 | 40260.7161 | 1.1018 | 3.9664 | 3.9846 | 3.5861 | 0.14349 | 0.47214 | 0.064825 | 278.6955 | 1.0863 | 40260.7161 | 1.1018 | 4.2969 | 4.3166 | 3.6692 | 0.14349 | 0.46146 | 0.063358 | 272.1164 | 5777.0633 | 0.15587 | 7132.1769 | 0.035625 | 0.13845 | 0.0048913 | 0.14334 | 537.6055 | 5777.0633 | 0.15587 | 7132.1769 | 0.035625 | 0.22851 | 0.0048913 | 0.2334 | 875.3475 | 5777.0633 | 0.15587 | 7435.0878 | 0.035625 | 0.016835 | 0.20936 | 0.0072028 | 0.21657 | 812.2251 | 5777.0633 | 0.15587 | 7463.906 | 0.0042 | 0.14489 | 0.00057666 | 0.14547 | 544.2491 | 5777.0633 | 0.15587 | 6902.1066 | 0.0042 | 0.22113 | 0.00057666 | 0.22171 | 830.1941 | 5777.0633 | 0.15587 | 7275.8983 | 0.0042 | 0.016835 | 0.20488 | 0.0028881 | 0.20777 | 777.9052
03/02 12:00:00 | 53.06 | 11.7 | 3.746% | 1.1188 | 41467.1533 | 1.111 | 3.9997 | 4.0453 | 3.6408 | 0.03348 | 0.11176 | 0.015345 | 278.7109 | 1.1188 | 41467.1533 | 1.111 | 4.333 | 4.3824 | 3.7251 | 0.13932 | 0.45453 | 0.062407 | 272.1788 | 1388.3296 | 0.037458 | 1713.9872 | 0.0085614 | 0.033272 | 0.0011755 | 0.034448 | 537.64 | 1388.3296 | 0.037458 | 1713.9872 | 0.0085614 | 0.054914 | 0.0011755 | 0.056089 | 875.4036 | 1388.3296 | 0.037458 | 1786.782 | 0.0085614 | 0.0040457 | 0.050314 | 0.0017309 | 0.052045 | 812.2771 | 1388.3296 | 0.037458 | 1793.7075 | 0.0042 | 0.03482 | 0.00057666 | 0.035397 | 544.2845 | 1388.3296 | 0.037458 | 1658.6973 | 0.0042 | 0.053142 | 0.00057666 | 0.053719 | 830.2479 | 1388.3296 | 0.037458 | 1748.526 | 0.0042 | 0.0040457 | 0.049236 | 0.0011321 | 0.050369 | 777.9555
03/02 13:00:00 | 53.06 | 11.7 | 0% | 1.1188 | 41467.1533 | 1.111 | 3.9997 | 4.0453 | 3.6408 | 0 | 0 | 0 | 278.7109 | 1.1188 | 41467.1533 | 1.111 | 4.333 | 4.3824 | 3.7251 | 0 | 0 | 0 | 272.1788 | 0 | 0 | 0 | 0 | 0 | 0 | 0 | 537.64 | 0 | 0 | 0 | 0 | 0 | 0 | 0 | 875.4036 | 0 | 0 | 0 | 0 | 0 | 0 | 0 | 0 | 812.2771 | 0 | 0 | 0 | 0.0042 | 0 | 0.00057666 | 0.00057666 | 544.2851 | 0 | 0 | 0 | 0.0042 | 0 | 0.00057666 | 0.00057666 | 830.2484 | 0 | 0 | 0 | 0.0042 | 0 | 0 | 0.00057666 | 0.00057666 | 777.9561
03/02 14:00:00 | 57.02 | 13.9 | 0% | 1.1853 | 43931.5522 | 1.1231 | 4.0433 | 4.1622 | 3.746 | 0 | 0 | 0 | 278.7109 | 1.1853 | 43931.5522 | 1.1231 | 4.3802 | 4.5091 | 3.8327 | 0 | 0 | 0 | 272.1788 | 0 | 0 | 0 | 0 | 0 | 0 | 0 | 537.64 | 0 | 0 | 0 | 0 | 0 | 0 | 0 | 875.4036 | 0 | 0 | 0 | 0 | 0 | 0 | 0 | 0 | 812.2771 | 0 | 0 | 0 | 0.0042 | 0 | 0.00057666 | 0.00057666 | 544.2856 | 0 | 0 | 0 | 0.0042 | 0 | 0.00057666 | 0.00057666 | 830.249 | 0 | 0 | 0 | 0.0042 | 0 | 0 | 0.00057666 | 0.00057666 | 777.9567
03/02 15:00:00 | 59 | 15 | 0% | 1.2192 | 45189.514 | 1.1258 | 4.053 | 4.2187 | 3.7968 | 0 | 0 | 0 | 278.7109 | 1.2192 | 45189.514 | 1.1258 | 4.3908 | 4.5702 | 3.8847 | 0 | 0 | 0 | 272.1788 | 0 | 0 | 0 | 0 | 0 | 0 | 0 | 537.64 | 0 | 0 | 0 | 0 | 0 | 0 | 0 | 875.4036 | 0 | 0 | 0 | 0 | 0 | 0 | 0 | 0 | 812.2771 | 0 | 0 | 0 | 0.0042 | 0 | 0.00057666 | 0.00057666 | 544.2862 | 0 | 0 | 0 | 0.0042 | 0 | 0.00057666 | 0.00057666 | 830.2496 | 0 | 0 | 0 | 0.0042 | 0 | 0 | 0.00057666 | 0.00057666 | 777.9573
03/02 16:00:00 | 57.92 | 14.4 | 0% | 1.2007 | 44501.2239 | 1.1247 | 4.0487 | 4.188 | 3.7692 | 0 | 0 | 0 | 278.7109 | 1.2007 | 44501.2239 | 1.1247 | 4.3861 | 4.537 | 3.8565 | 0 | 0 | 0 | 272.1788 | 0 | 0 | 0 | 0 | 0 | 0 | 0 | 537.64 | 0 | 0 | 0 | 0 | 0 | 0 | 0 | 875.4036 | 0 | 0 | 0 | 0 | 0 | 0 | 0 | 0 | 812.2771 | 0 | 0 | 0 | 0.0042 | 0 | 0.00057666 | 0.00057666 | 544.2868 | 0 | 0 | 0 | 0.0042 | 0 | 0.00057666 | 0.00057666 | 830.2502 | 0 | 0 | 0 | 0.0042 | 0 | 0 | 0.00057666 | 0.00057666 | 777.9578
03/02 17:00:00 | 57.02 | 13.9 | 0% | 1.1853 | 43931.5522 | 1.1231 | 4.0433 | 4.1622 | 3.746 | 0 | 0 | 0 | 278.7109 | 1.1853 | 43931.5522 | 1.1231 | 4.3802 | 4.5091 | 3.8327 | 0 | 0 | 0 | 272.1788 | 0 | 0 | 0 | 0 | 0 | 0 | 0 | 537.64 | 0 | 0 | 0 | 0 | 0 | 0 | 0 | 875.4036 | 0 | 0 | 0 | 0 | 0 | 0 | 0 | 0 | 812.2771 | 0 | 0 | 0 | 0.0042 | 0 | 0.00057666 | 0.00057666 | 544.2874 | 0 | 0 | 0 | 0.0042 | 0 | 0.00057666 | 0.00057666 | 830.2507 | 0 | 0 | 0 | 0.0042 | 0 | 0 | 0.00057666 | 0.00057666 | 777.9584
03/02 18:00:00 | 53.06 | 11.7 | 0% | 1.1188 | 41467.1533 | 1.111 | 3.9997 | 4.0453 | 3.6408 | 0 | 0 | 0 | 278.7109 | 1.1188 | 41467.1533 | 1.111 | 4.333 | 4.3824 | 3.7251 | 0 | 0 | 0 | 272.1788 | 0 | 0 | 0 | 0 | 0 | 0 | 0 | 537.64 | 0 | 0 | 0 | 0 | 0 | 0 | 0 | 875.4036 | 0 | 0 | 0 | 0 | 0 | 0 | 0 | 0 | 812.2771 | 0 | 0 | 0 | 0.0042 | 0 | 0.00057666 | 0.00057666 | 544.2879 | 0 | 0 | 0 | 0.0042 | 0 | 0.00057666 | 0.00057666 | 830.2513 | 0 | 0 | 0 | 0.0042 | 0 | 0 | 0.00057666 | 0.00057666 | 777.959
03/02 19:00:00 | 53.06 | 11.7 | 0% | 1.1188 | 41467.1533 | 1.111 | 3.9997 | 4.0453 | 3.6408 | 0 | 0 | 0 | 278.7109 | 1.1188 | 41467.1533 | 1.111 | 4.333 | 4.3824 | 3.7251 | 0 | 0 | 0 | 272.1788 | 0 | 0 | 0 | 0 | 0 | 0 | 0 | 537.64 | 0 | 0 | 0 | 0 | 0 | 0 | 0 | 875.4036 | 0 | 0 | 0 | 0 | 0 | 0 | 0 | 0 | 812.2771 | 0 | 0 | 0 | 0.0042 | 0 | 0.00057666 | 0.00057666 | 544.2885 | 0 | 0 | 0 | 0.0042 | 0 | 0.00057666 | 0.00057666 | 830.2519 | 0 | 0 | 0 | 0.0042 | 0 | 0 | 0.00057666 | 0.00057666 | 777.9596
03/02 20:00:00 | 51.08 | 10.6 | 1.145% | 1.0863 | 40260.7161 | 1.1018 | 3.9664 | 3.9846 | 3.5861 | 0.010538 | 0.034673 | 0.0047606 | 278.7156 | 1.0863 | 40260.7161 | 1.1018 | 4.2969 | 4.3166 | 3.6692 | 0 | 0 | 0 | 272.1788 | 424.2594 | 0.011447 | 523.777 | 0.0026163 | 0.010168 | 0.00035921 | 0.010527 | 537.6505 | 424.2594 | 0.011447 | 523.777 | 0.0026163 | 0.016781 | 0.00035921 | 0.01714 | 875.4207 | 424.2594 | 0.011447 | 546.0224 | 0.0026163 | 0.0012363 | 0.015375 | 0.00052896 | 0.015904 | 812.293 | 424.2594 | 0.011447 | 548.1388 | 0.0042 | 0.010641 | 0.00057666 | 0.011217 | 544.2997 | 424.2594 | 0.011447 | 506.881 | 0.0042 | 0.01624 | 0.00057666 | 0.016816 | 830.2687 | 424.2594 | 0.011447 | 534.3317 | 0.0042 | 0.0012363 | 0.015046 | 0.00074641 | 0.015793 | 777.9753
03/02 21:00:00 | 48.56 | 9.2 | 11.02% | 1.0455 | 38750.0905 | 1.0871 | 3.9136 | 3.9049 | 3.5144 | 0.10537 | 0.34052 | 0.046754 | 278.7624 | 1.0455 | 38750.0905 | 1.0871 | 4.2397 | 4.2303 | 3.5958 | 0.10537 | 0.33282 | 0.045696 | 272.2245 | 4083.2632 | 0.11017 | 5041.0657 | 0.02518 | 0.097859 | 0.0034572 | 0.10132 | 537.7518 | 4083.2632 | 0.11017 | 5041.0657 | 0.02518 | 0.16151 | 0.0034572 | 0.16497 | 875.5857 | 4083.2632 | 0.11017 | 5255.1651 | 0.02518 | 0.011899 | 0.14798 | 0.0050909 | 0.15307 | 812.4461 | 4083.2632 | 0.11017 | 5275.5339 | 0.0042 | 0.10241 | 0.00057666 | 0.10299 | 544.4027 | 4083.2632 | 0.11017 | 4878.4507 | 0.0042 | 0.1563 | 0.00057666 | 0.15688 | 830.4256 | 4083.2632 | 0.11017 | 5142.6489 | 0.0042 | 0.011899 | 0.14481 | 0.0022104 | 0.14702 | 778.1224
03/02 22:00:00 | 43.88 | 6.6 | 22.11% | 0.9718 | 36018.4523 | 1.0522 | 3.7879 | 3.7492 | 3.3743 | 0.22756 | 0.71191 | 0.097745 | 278.8601 | 0.9718 | 36018.4523 | 1.0522 | 4.1036 | 4.0617 | 3.4524 | 0.11337 | 0.34664 | 0.047593 | 272.2721 | 8196.2956 | 0.22114 | 10118.8835 | 0.050544 | 0.19643 | 0.0069397 | 0.20337 | 537.9552 | 8196.2956 | 0.22114 | 10118.8835 | 0.050544 | 0.3242 | 0.0069397 | 0.33114 | 875.9168 | 8196.2956 | 0.22114 | 10548.643 | 0.050544 | 0.023885 | 0.29704 | 0.010219 | 0.30726 | 812.7534 | 8196.2956 | 0.22114 | 10589.5293 | 0.0042 | 0.20557 | 0.00057666 | 0.20614 | 544.6089 | 8196.2956 | 0.22114 | 9792.4679 | 0.0042 | 0.31374 | 0.00057666 | 0.31431 | 830.7399 | 8196.2956 | 0.22114 | 10322.7905 | 0.0042 | 0.023885 | 0.29068 | 0.003856 | 0.29453 | 778.4169
03/02 23:00:00 | 41.9 | 5.5 | 35.23% | 0.9414 | 34891.6443 | 1.0348 | 3.7254 | 3.6803 | 3.3123 | 0.37425 | 1.1554 | 0.15864 | 279.0188 | 0.9414 | 34891.6443 | 1.0348 | 4.0358 | 3.987 | 3.3889 | 0.37425 | 1.1293 | 0.15505 | 272.4271 | 13058.0637 | 0.35232 | 16121.0663 | 0.080525 | 0.31295 | 0.011056 | 0.324 | 538.2792 | 13058.0637 | 0.35232 | 16121.0663 | 0.080525 | 0.5165 | 0.011056 | 0.52755 | 876.4444 | 13058.0637 | 0.35232 | 16805.7448 | 0.080525 | 0.038052 | 0.47323 | 0.016281 | 0.48951 | 813.2429 | 13058.0637 | 0.35232 | 16870.8834 | 0.0042 | 0.3275 | 0.00057666 | 0.32808 | 544.937 | 13058.0637 | 0.35232 | 15601.0319 | 0.0042 | 0.49984 | 0.00057666 | 0.50041 | 831.2403 | 13058.0637 | 0.35232 | 16445.9241 | 0.0042 | 0.038052 | 0.4631 | 0.0058012 | 0.4689 | 778.8858
03/02 24:00:00 | 39.92 | 4.4 | 46.04% | 0.91146 | 33782.0112 | 1.0162 | 3.6581 | 3.6095 | 3.2485 | 0.50516 | 1.5396 | 0.21139 | 279.2301 | 0.91146 | 33782.0112 | 1.0162 | 3.963 | 3.9103 | 3.3237 | 0.38654 | 1.1514 | 0.15809 | 272.5852 | 17065.4579 | 0.46044 | 21068.4666 | 0.10524 | 0.40899 | 0.014449 | 0.42344 | 538.7026 | 17065.4579 | 0.46044 | 21068.4666 | 0.10524 | 0.67501 | 0.014449 | 0.68945 | 877.1338 | 17065.4579 | 0.46044 | 21963.2663 | 0.10524 | 0.04973 | 0.61846 | 0.021277 | 0.63974 | 813.8826 | 17065.4579 | 0.46044 | 22048.3953 | 0.0042 | 0.42801 | 0.00057666 | 0.42859 | 545.3655 | 17065.4579 | 0.46044 | 20388.8386 | 0.0042 | 0.65323 | 0.00057666 | 0.65381 | 831.8941 | 17065.4579 | 0.46044 | 21493.0201 | 0.0042 | 0.04973 | 0.60522 | 0.0074046 | 0.61262 | 779.4984
03/03 01:00:00 | 39.2 | 4 | 54.25% | 0.90069 | 33382.7665 | 1.0091 | 3.6326 | 3.5833 | 3.225 | 0.60228 | 1.8272 | 0.25087 | 279.481 | 0.90069 | 33382.7665 | 1.0091 | 3.9354 | 3.8819 | 3.2996 | 0.60228 | 1.7858 | 0.2452 | 272.8304 | 20105.6184 | 0.54246 | 24821.7511 | 0.12398 | 0.48185 | 0.017023 | 0.49887 | 539.2015 | 20105.6184 | 0.54246 | 24821.7511 | 0.12398 | 0.79526 | 0.017023 | 0.81228 | 877.9461 | 20105.6184 | 0.54246 | 25875.9568 | 0.12398 | 0.058589 | 0.72864 | 0.025067 | 0.7537 | 814.6363 | 20105.6184 | 0.54246 | 25976.2512 | 0.0042 | 0.50426 | 0.00057666 | 0.50484 | 545.8704 | 20105.6184 | 0.54246 | 24021.0495 | 0.0042 | 0.7696 | 0.00057666 | 0.77018 | 832.6643 | 20105.6184 | 0.54246 | 25321.9375 | 0.0042 | 0.058589 | 0.71304 | 0.0086209 | 0.72166 | 780.2201
03/03 02:00:00 | 37.22 | 2.9 | 60.8% | 0.87138 | 32296.5537 | 0.98888 | 3.56 | 3.51 | 3.159 | 0.69775 | 2.0907 | 0.28706 | 279.7681 | 0.87138 | 32296.5537 | 0.98888 | 3.8566 | 3.8025 | 3.2322 | 0.62253 | 1.8231 | 0.25031 | 273.0807 | 22535.0336 | 0.60801 | 27821.0291 | 0.13897 | 0.54007 | 0.01908 | 0.55915 | 539.7607 | 22535.0336 | 0.60801 | 27821.0291 | 0.13897 | 0.89135 | 0.01908 | 0.91043 | 878.8565 | 22535.0336 | 0.60801 | 29002.6172 | 0.13897 | 0.065668 | 0.81668 | 0.028096 | 0.84478 | 815.4811 | 22535.0336 | 0.60801 | 29115.0305 | 0.0042 | 0.56519 | 0.00057666 | 0.56577 | 546.4361 | 22535.0336 | 0.60801 | 26923.5766 | 0.0042 | 0.8626 | 0.00057666 | 0.86317 | 833.5275 | 22535.0336 | 0.60801 | 28381.6544 | 0.0042 | 0.065668 | 0.79919 | 0.0095929 | 0.80879 | 781.0289
03/03 03:00:00 | 36.32 | 2.4 | 65.9% | 0.85822 | 31808.4983 | 0.9794 | 3.5258 | 3.4761 | 3.1285 | 0.76783 | 2.288 | 0.31414 | 280.0822 | 0.85822 | 31808.4983 | 0.9794 | 3.8196 | 3.7658 | 3.201 | 0.76783 | 2.2363 | 0.30704 | 273.3878 | 24423.5731 | 0.65897 | 30152.5594 | 0.15061 | 0.58533 | 0.020679 | 0.60601 | 540.3667 | 24423.5731 | 0.65897 | 30152.5594 | 0.15061 | 0.96605 | 0.020679 | 0.98673 | 879.8433 | 24423.5731 | 0.65897 | 31433.17 | 0.15061 | 0.071172 | 0.88512 | 0.030451 | 0.91557 | 816.3967 | 24423.5731 | 0.65897 | 31555.004 | 0.0042 | 0.61256 | 0.00057666 | 0.61313 | 547.0493 | 24423.5731 | 0.65897 | 29179.8962 | 0.0042 | 0.93488 | 0.00057666 | 0.93546 | 834.4629 | 24423.5731 | 0.65897 | 30760.1676 | 0.0042 | 0.071172 | 0.86617 | 0.010349 | 0.87652 | 781.9054
03/03 04:00:00 | 35.06 | 1.7 | 70.03% | 0.83994 | 31131.1822 | 0.96583 | 3.477 | 3.4281 | 3.0853 | 0.83377 | 2.4657 | 0.33854 | 280.4208 | 0.83994 | 31131.1822 | 0.96583 | 3.7668 | 3.7138 | 3.1567 | 0.78454 | 2.2676 | 0.31134 | 273.6991 | 25956.2909 | 0.70032 | 32044.8035 | 0.16006 | 0.62206 | 0.021977 | 0.64404 | 541.0107 | 25956.2909 | 0.70032 | 32044.8035 | 0.16006 | 1.0267 | 0.021977 | 1.0486 | 880.8919 | 25956.2909 | 0.70032 | 33405.7797 | 0.16006 | 0.075638 | 0.94067 | 0.032362 | 0.97303 | 817.3697 | 25956.2909 | 0.70032 | 33535.2595 | 0.0042 | 0.651 | 0.00057666 | 0.65157 | 547.7008 | 25956.2909 | 0.70032 | 31011.1002 | 0.0042 | 0.99355 | 0.00057666 | 0.99413 | 835.4571 | 25956.2909 | 0.70032 | 32690.5426 | 0.0042 | 0.075638 | 0.92053 | 0.010962 | 0.93149 | 782.8369
03/03 05:00:00 | 34.16 | 1.2 | 73.03% | 0.827 | 30651.6433 | 0.95596 | 3.4415 | 3.3934 | 3.054 | 0.88312 | 2.5977 | 0.35667 | 280.7774 | 0.827 | 30651.6433 | 0.95596 | 3.7283 | 3.6761 | 3.1247 | 0.88312 | 2.5389 | 0.3486 | 274.0477 | 27069.1528 | 0.73035 | 33418.7071 | 0.16693 | 0.64874 | 0.022919 | 0.67165 | 541.6824 | 27069.1528 | 0.73035 | 33418.7071 | 0.16693 | 1.0707 | 0.022919 | 1.0936 | 881.9855 | 27069.1528 | 0.73035 | 34838.0345 | 0.16693 | 0.078881 | 0.981 | 0.033749 | 1.0147 | 818.3844 | 27069.1528 | 0.73035 | 34973.0656 | 0.0042 | 0.67891 | 0.00057666 | 0.67949 | 548.3803 | 27069.1528 | 0.73035 | 32340.6843 | 0.0042 | 1.0362 | 0.00057666 | 1.0367 | 836.4938 | 27069.1528 | 0.73035 | 34092.132 | 0.0042 | 0.078881 | 0.96 | 0.011407 | 0.9714 | 783.8083
03/03 06:00:00 | 34.52 | 1.4 | 73.27% | 0.83217 | 30843.033 | 0.95993 | 3.4557 | 3.4073 | 3.0666 | 0.88052 | 2.5956 | 0.35637 | 281.1338 | 0.83217 | 30843.033 | 0.95993 | 3.7437 | 3.6912 | 3.1376 | 0.87764 | 2.5286 | 0.34717 | 274.3949 | 27158.0607 | 0.73274 | 33528.47 | 0.16747 | 0.65087 | 0.022994 | 0.67386 | 542.3562 | 27158.0607 | 0.73274 | 33528.47 | 0.16747 | 1.0742 | 0.022994 | 1.0972 | 883.0827 | 27158.0607 | 0.73274 | 34952.4591 | 0.16747 | 0.07914 | 0.98422 | 0.03386 | 1.0181 | 819.4025 | 27158.0607 | 0.73274 | 35087.9337 | 0.0042 | 0.68114 | 0.00057666 | 0.68172 | 549.0621 | 27158.0607 | 0.73274 | 32446.9064 | 0.0042 | 1.0396 | 0.00057666 | 1.0401 | 837.5339 | 27158.0607 | 0.73274 | 34204.1067 | 0.0042 | 0.07914 | 0.96315 | 0.011443 | 0.97459 | 784.7829
03/03 07:00:00 | 34.88 | 1.6 | 72.08% | 0.83735 | 31034.9905 | 0.96387 | 3.4699 | 3.4212 | 3.0791 | 0.86087 | 2.5431 | 0.34917 | 281.483 | 0.83735 | 31034.9905 | 0.96387 | 3.7591 | 3.7063 | 3.1503 | 0.86087 | 2.4856 | 0.34127 | 274.7361 | 26717.2157 | 0.72085 | 32984.217 | 0.16476 | 0.6403 | 0.022621 | 0.66292 | 543.0191 | 26717.2157 | 0.72085 | 32984.217 | 0.16476 | 1.0568 | 0.022621 | 1.0794 | 884.1621 | 26717.2157 | 0.72085 | 34385.091 | 0.16476 | 0.077856 | 0.96824 | 0.033311 | 1.0016 | 820.4041 | 26717.2157 | 0.72085 | 34518.3666 | 0.0042 | 0.67008 | 0.00057666 | 0.67066 | 549.7327 | 26717.2157 | 0.72085 | 31920.21 | 0.0042 | 1.0227 | 0.00057666 | 1.0233 | 838.5572 | 26717.2157 | 0.72085 | 33648.8863 | 0.0042 | 0.077856 | 0.94751 | 0.011266 | 0.95878 | 785.7417
03/03 08:00:00 | 35.78 | 2.1 | 58.67% | 0.85036 | 31517.3683 | 0.97362 | 3.505 | 3.4556 | 3.1101 | 0.69 | 2.0493 | 0.28138 | 281.7643 | 0.85036 | 31517.3683 | 0.97362 | 3.7971 | 3.7436 | 3.1821 | 0.8477 | 2.4608 | 0.33786 | 275.074 | 21746.8271 | 0.58674 | 26847.9347 | 0.13411 | 0.52118 | 0.018413 | 0.53959 | 543.5587 | 21746.8271 | 0.58674 | 26847.9347 | 0.13411 | 0.86017 | 0.018413 | 0.87858 | 885.0407 | 21746.8271 | 0.58674 | 27988.1944 | 0.13411 | 0.063372 | 0.78812 | 0.027114 | 0.81523 | 821.2193 | 21746.8271 | 0.58674 | 28096.6758 | 0.0042 | 0.54542 | 0.00057666 | 0.546 | 550.2787 | 21746.8271 | 0.58674 | 25981.8723 | 0.0042 | 0.83242 | 0.00057666 | 0.833 | 839.3902 | 21746.8271 | 0.58674 | 27388.951 | 0.0042 | 0.063372 | 0.77124 | 0.0092776 | 0.78052 | 786.5222
03/03 09:00:00 | 42.62 | 5.9 | 41.05% | 0.9524 | 35299.4055 | 1.0413 | 3.7487 | 3.7056 | 3.335 | 0.43104 | 1.3372 | 0.18359 | 281.9479 | 0.9524 | 35299.4055 | 1.0413 | 4.0611 | 4.0144 | 3.4122 | 0.43104 | 1.3069 | 0.17944 | 275.2534 | 15215.5615 | 0.41053 | 18784.6438 | 0.093829 | 0.36465 | 0.012883 | 0.37754 | 543.9363 | 15215.5615 | 0.41053 | 18784.6438 | 0.093829 | 0.60183 | 0.012883 | 0.61472 | 885.6554 | 15215.5615 | 0.41053 | 19582.4472 | 0.093829 | 0.044339 | 0.55142 | 0.018971 | 0.57039 | 821.7897 | 15215.5615 | 0.41053 | 19658.3481 | 0.0042 | 0.38161 | 0.00057666 | 0.38219 | 550.6609 | 15215.5615 | 0.41053 | 18178.6875 | 0.0042 | 0.58242 | 0.00057666 | 0.583 | 839.9732 | 15215.5615 | 0.41053 | 19163.1756 | 0.0042 | 0.044339 | 0.53961 | 0.0066644 | 0.54628 | 787.0685
03/03 10:00:00 | 51.08 | 10.6 | 23.73% | 1.0863 | 40260.7161 | 1.1018 | 3.9664 | 3.9846 | 3.5861 | 0.21841 | 0.71866 | 0.098672 | 282.0466 | 1.0863 | 40260.7161 | 1.1018 | 4.2969 | 4.3166 | 3.6692 | 0.37793 | 1.2154 | 0.16687 | 275.4203 | 8793.4954 | 0.23725 | 10856.1672 | 0.054227 | 0.21074 | 0.0074453 | 0.21819 | 544.1545 | 8793.4954 | 0.23725 | 10856.1672 | 0.054227 | 0.34782 | 0.0074453 | 0.35526 | 886.0107 | 8793.4954 | 0.23725 | 11317.2399 | 0.054227 | 0.025625 | 0.31868 | 0.010964 | 0.32964 | 822.1193 | 8793.4954 | 0.23725 | 11361.1052 | 0.0042 | 0.22055 | 0.00057666 | 0.22112 | 550.882 | 8793.4954 | 0.23725 | 10505.9682 | 0.0042 | 0.3366 | 0.00057666 | 0.33717 | 840.3104 | 8793.4954 | 0.23725 | 11074.9312 | 0.0042 | 0.025625 | 0.31186 | 0.0040949 | 0.31595 | 787.3844
03/03 11:00:00 | 53.06 | 11.7 | 12.61% | 1.1188 | 41467.1533 | 1.111 | 3.9997 | 4.0453 | 3.6408 | 0.11271 | 0.37623 | 0.051656 | 282.0983 | 1.1188 | 41467.1533 | 1.111 | 4.333 | 4.3824 | 3.7251 | 0.11271 | 0.36771 | 0.050487 | 275.4708 | 4673.6136 | 0.1261 | 5769.8933 | 0.028821 | 0.11201 | 0.0039571 | 0.11596 | 544.2704 | 4673.6136 | 0.1261 | 5769.8933 | 0.028821 | 0.18486 | 0.0039571 | 0.18882 | 886.1995 | 4673.6136 | 0.1261 | 6014.9467 | 0.028821 | 0.013619 | 0.16937 | 0.005827 | 0.1752 | 822.2945 | 4673.6136 | 0.1261 | 6038.2604 | 0.0042 | 0.11722 | 0.00057666 | 0.11779 | 550.9998 | 4673.6136 | 0.1261 | 5583.7677 | 0.0042 | 0.1789 | 0.00057666 | 0.17947 | 840.4898 | 4673.6136 | 0.1261 | 5886.1632 | 0.0042 | 0.013619 | 0.16575 | 0.0024466 | 0.16819 | 787.5526
03/03 12:00:00 | 53.96 | 12.2 | 7.723% | 1.1338 | 42021.2114 | 1.1146 | 4.0124 | 4.0724 | 3.6652 | 0.068116 | 0.22889 | 0.031426 | 282.1297 | 1.1338 | 42021.2114 | 1.1146 | 4.3467 | 4.4118 | 3.75 | 0.11122 | 0.36527 | 0.050151 | 275.521 | 2862.3297 | 0.077228 | 3533.7404 | 0.017651 | 0.068598 | 0.0024235 | 0.071022 | 544.3414 | 2862.3297 | 0.077228 | 3533.7404 | 0.017651 | 0.11322 | 0.0024235 | 0.11564 | 886.3151 | 2862.3297 | 0.077228 | 3683.822 | 0.017651 | 0.008341 | 0.10373 | 0.0035687 | 0.1073 | 822.4018 | 2862.3297 | 0.077228 | 3698.1004 | 0.0042 | 0.071789 | 0.00057666 | 0.072365 | 551.0722 | 2862.3297 | 0.077228 | 3419.7487 | 0.0042 | 0.10956 | 0.00057666 | 0.11014 | 840.6 | 2862.3297 | 0.077228 | 3604.9492 | 0.0042 | 0.008341 | 0.10151 | 0.0017219 | 0.10323 | 787.6558
03/03 13:00:00 | 53.96 | 12.2 | 3.141% | 1.1338 | 42021.2114 | 1.1146 | 4.0124 | 4.0724 | 3.6652 | 0.027707 | 0.093103 | 0.012783 | 282.1425 | 1.1338 | 42021.2114 | 1.1146 | 4.3467 | 4.4118 | 3.75 | 0.027707 | 0.090996 | 0.012494 | 275.5334 | 1164.2993 | 0.031414 | 1437.4065 | 0.0071798 | 0.027903 | 0.00098579 | 0.028889 | 544.3703 | 1164.2993 | 0.031414 | 1437.4065 | 0.0071798 | 0.046053 | 0.00098579 | 0.047038 | 886.3622 | 1164.2993 | 0.031414 | 1498.4546 | 0.0071798 | 0.0033928 | 0.042195 | 0.0014516 | 0.043646 | 822.4455 | 1164.2993 | 0.031414 | 1504.2626 | 0.0042 | 0.029201 | 0.00057666 | 0.029778 | 551.102 | 1164.2993 | 0.031414 | 1391.0385 | 0.0042 | 0.044567 | 0.00057666 | 0.045144 | 840.6451 | 1164.2993 | 0.031414 | 1466.3719 | 0.0042 | 0.0033928 | 0.041291 | 0.0010425 | 0.042334 | 787.6982
03/03 14:00:00 | 57.02 | 13.9 | 0% | 1.1853 | 43931.5522 | 1.1231 | 4.0433 | 4.1622 | 3.746 | 0 | 0 | 0 | 282.1425 | 1.1853 | 43931.5522 | 1.1231 | 4.3802 | 4.5091 | 3.8327 | 0.026503 | 0.089033 | 0.012224 | 275.5457 | 0 | 0 | 0 | 0 | 0 | 0 | 0 | 544.3703 | 0 | 0 | 0 | 0 | 0 | 0 | 0 | 886.3622 | 0 | 0 | 0 | 0 | 0 | 0 | 0 | 0 | 822.4455 | 0 | 0 | 0 | 0.0042 | 0 | 0.00057666 | 0.00057666 | 551.1025 | 0 | 0 | 0 | 0.0042 | 0 | 0.00057666 | 0.00057666 | 840.6457 | 0 | 0 | 0 | 0.0042 | 0 | 0 | 0.00057666 | 0.00057666 | 787.6987
03/03 15:00:00 | 57.02 | 13.9 | 0% | 1.1853 | 43931.5522 | 1.1231 | 4.0433 | 4.1622 | 3.746 | 0 | 0 | 0 | 282.1425 | 1.1853 | 43931.5522 | 1.1231 | 4.3802 | 4.5091 | 3.8327 | 0 | 0 | 0 | 275.5457 | 0 | 0 | 0 | 0 | 0 | 0 | 0 | 544.3703 | 0 | 0 | 0 | 0 | 0 | 0 | 0 | 886.3622 | 0 | 0 | 0 | 0 | 0 | 0 | 0 | 0 | 822.4455 | 0 | 0 | 0 | 0.0042 | 0 | 0.00057666 | 0.00057666 | 551.1031 | 0 | 0 | 0 | 0.0042 | 0 | 0.00057666 | 0.00057666 | 840.6463 | 0 | 0 | 0 | 0.0042 | 0 | 0 | 0.00057666 | 0.00057666 | 787.6993
03/03 16:00:00 | 55.04 | 12.8 | 0% | 1.1518 | 42690.7653 | 1.1182 | 4.0255 | 4.1045 | 3.694 | 0 | 0 | 0 | 282.1425 | 1.1518 | 42690.7653 | 1.1182 | 4.3609 | 4.4465 | 3.7795 | 0 | 0 | 0 | 275.5457 | 0 | 0 | 0 | 0 | 0 | 0 | 0 | 544.3703 | 0 | 0 | 0 | 0 | 0 | 0 | 0 | 886.3622 | 0 | 0 | 0 | 0 | 0 | 0 | 0 | 0 | 822.4455 | 0 | 0 | 0 | 0.0042 | 0 | 0.00057666 | 0.00057666 | 551.1037 | 0 | 0 | 0 | 0.0042 | 0 | 0.00057666 | 0.00057666 | 840.6468 | 0 | 0 | 0 | 0.0042 | 0 | 0 | 0.00057666 | 0.00057666 | 787.6999
03/03 17:00:00 | 53.96 | 12.2 | 0% | 1.1338 | 42021.2114 | 1.1146 | 4.0124 | 4.0724 | 3.6652 | 0 | 0 | 0 | 282.1425 | 1.1338 | 42021.2114 | 1.1146 | 4.3467 | 4.4118 | 3.75 | 0 | 0 | 0 | 275.5457 | 0 | 0 | 0 | 0 | 0 | 0 | 0 | 544.3703 | 0 | 0 | 0 | 0 | 0 | 0 | 0 | 886.3622 | 0 | 0 | 0 | 0 | 0 | 0 | 0 | 0 | 822.4455 | 0 | 0 | 0 | 0.0042 | 0 | 0.00057666 | 0.00057666 | 551.1043 | 0 | 0 | 0 | 0.0042 | 0 | 0.00057666 | 0.00057666 | 840.6474 | 0 | 0 | 0 | 0.0042 | 0 | 0 | 0.00057666 | 0.00057666 | 787.7005
03/03 18:00:00 | 50 | 10 | 0% | 1.0687 | 39609.8985 | 1.0959 | 3.9451 | 3.9508 | 3.5557 | 0 | 0 | 0 | 282.1425 | 1.0687 | 39609.8985 | 1.0959 | 4.2739 | 4.28 | 3.638 | 0 | 0 | 0 | 275.5457 | 0 | 0 | 0 | 0 | 0 | 0 | 0 | 544.3703 | 0 | 0 | 0 | 0 | 0 | 0 | 0 | 886.3622 | 0 | 0 | 0 | 0 | 0 | 0 | 0 | 0 | 822.4455 | 0 | 0 | 0 | 0.0042 | 0 | 0.00057666 | 0.00057666 | 551.1048 | 0 | 0 | 0 | 0.0042 | 0 | 0.00057666 | 0.00057666 | 840.648 | 0 | 0 | 0 | 0.0042 | 0 | 0 | 0.00057666 | 0.00057666 | 787.701
03/03 19:00:00 | 50 | 10 | 0.9856% | 1.0687 | 39609.8985 | 1.0959 | 3.9451 | 3.9508 | 3.5557 | 0.0092225 | 0.03011 | 0.0041342 | 282.1466 | 1.0687 | 39609.8985 | 1.0959 | 4.2739 | 4.28 | 3.638 | 0.0092225 | 0.029429 | 0.0040406 | 275.5497 | 365.3016 | 0.0098561 | 450.9896 | 0.0022527 | 0.0087548 | 0.00030929 | 0.0090641 | 544.3794 | 365.3016 | 0.0098561 | 450.9896 | 0.0022527 | 0.014449 | 0.00030929 | 0.014758 | 886.3769 | 365.3016 | 0.0098561 | 470.1436 | 0.0022527 | 0.0010645 | 0.013239 | 0.00045545 | 0.013694 | 822.4592 | 365.3016 | 0.0098561 | 471.9659 | 0.0042 | 0.009162 | 0.00057666 | 0.0097386 | 551.1146 | 365.3016 | 0.0098561 | 436.4416 | 0.0042 | 0.013983 | 0.00057666 | 0.01456 | 840.6626 | 365.3016 | 0.0098561 | 460.0776 | 0.0042 | 0.0010645 | 0.012955 | 0.00072282 | 0.013678 | 787.7147
03/03 20:00:00 | 48.02 | 8.9 | 11.88% | 1.0369 | 38430.0045 | 1.0836 | 3.9008 | 3.8874 | 3.4987 | 0.11462 | 0.36899 | 0.050662 | 282.1973 | 1.0369 | 38430.0045 | 1.0836 | 4.2259 | 4.2114 | 3.5797 | 0.0095056 | 0.029909 | 0.0041065 | 275.5538 | 4404.8103 | 0.11884 | 5438.0374 | 0.027163 | 0.10556 | 0.0037295 | 0.10929 | 544.4887 | 4404.8103 | 0.11884 | 5438.0374 | 0.027163 | 0.17423 | 0.0037295 | 0.17796 | 886.5549 | 4404.8103 | 0.11884 | 5668.9965 | 0.027163 | 0.012836 | 0.15963 | 0.0054918 | 0.16512 | 822.6243 | 4404.8103 | 0.11884 | 5690.9693 | 0.0042 | 0.11047 | 0.00057666 | 0.11105 | 551.2256 | 4404.8103 | 0.11884 | 5262.6168 | 0.0042 | 0.16861 | 0.00057666 | 0.16918 | 840.8317 | 4404.8103 | 0.11884 | 5547.62 | 0.0042 | 0.012836 | 0.15621 | 0.002339 | 0.15855 | 787.8733
03/03 21:00:00 | 45.32 | 7.4 | 18.74% | 0.99421 | 36848.7366 | 1.0639 | 3.8301 | 3.7982 | 3.4184 | 0.18845 | 0.59538 | 0.081745 | 282.279 | 0.99421 | 36848.7366 | 1.0639 | 4.1493 | 4.1147 | 3.4975 | 0.18845 | 0.58191 | 0.079896 | 275.6337 | 6944.2225 | 0.18736 | 8573.1143 | 0.042823 | 0.16642 | 0.0058796 | 0.1723 | 544.661 | 6944.2225 | 0.18736 | 8573.1143 | 0.042823 | 0.27467 | 0.0058796 | 0.28055 | 886.8354 | 6944.2225 | 0.18736 | 8937.2234 | 0.042823 | 0.020236 | 0.25166 | 0.0086579 | 0.26032 | 822.8846 | 6944.2225 | 0.18736 | 8971.8638 | 0.0042 | 0.17416 | 0.00057666 | 0.17474 | 551.4004 | 6944.2225 | 0.18736 | 8296.5622 | 0.0042 | 0.26581 | 0.00057666 | 0.26639 | 841.0981 | 6944.2225 | 0.18736 | 8745.8722 | 0.0042 | 0.020236 | 0.24627 | 0.003355 | 0.24963 | 788.1229
03/03 22:00:00 | 41 | 5 | 31.44% | 0.92774 | 34385.1365 | 1.0265 | 3.6954 | 3.6483 | 3.2835 | 0.33885 | 1.04 | 0.14279 | 282.4218 | 0.92774 | 34385.1365 | 1.0265 | 4.0033 | 3.9524 | 3.3595 | 0.20195 | 0.60581 | 0.083178 | 275.7169 | 11651.3805 | 0.31436 | 14384.4204 | 0.07185 | 0.27924 | 0.009865 | 0.2891 | 544.9501 | 11651.3805 | 0.31436 | 14384.4204 | 0.07185 | 0.46086 | 0.009865 | 0.47072 | 887.3062 | 11651.3805 | 0.31436 | 14995.3417 | 0.07185 | 0.033953 | 0.42225 | 0.014527 | 0.43678 | 823.3214 | 11651.3805 | 0.31436 | 15053.4632 | 0.0042 | 0.29222 | 0.00057666 | 0.2928 | 551.6932 | 11651.3805 | 0.31436 | 13920.4068 | 0.0042 | 0.44599 | 0.00057666 | 0.44657 | 841.5447 | 11651.3805 | 0.31436 | 14674.2828 | 0.0042 | 0.033953 | 0.41321 | 0.0052384 | 0.41845 | 788.5414
03/03 23:00:00 | 39.74 | 4.3 | 45.47% | 0.90876 | 33681.9871 | 1.0144 | 3.6518 | 3.603 | 3.2427 | 0.50035 | 1.5232 | 0.20914 | 282.6309 | 0.90876 | 33681.9871 | 1.0144 | 3.9561 | 3.9032 | 3.3177 | 0.50035 | 1.4888 | 0.20441 | 275.9213 | 16852.9034 | 0.4547 | 20806.0536 | 0.10393 | 0.40389 | 0.014269 | 0.41816 | 545.3683 | 16852.9034 | 0.4547 | 20806.0536 | 0.10393 | 0.6666 | 0.014269 | 0.68087 | 887.987 | 16852.9034 | 0.4547 | 21689.7084 | 0.10393 | 0.04911 | 0.61076 | 0.021012 | 0.63177 | 823.9532 | 16852.9034 | 0.4547 | 21773.777 | 0.0042 | 0.42268 | 0.00057666 | 0.42326 | 552.1164 | 16852.9034 | 0.4547 | 20134.8906 | 0.0042 | 0.6451 | 0.00057666 | 0.64567 | 842.1904 | 16852.9034 | 0.4547 | 21225.3191 | 0.0042 | 0.04911 | 0.59768 | 0.0073195 | 0.605 | 789.1464
03/03 24:00:00 | 37.58 | 3.1 | 53% | 0.87668 | 32492.7695 | 0.99262 | 3.5734 | 3.5235 | 3.1711 | 0.6046 | 1.8156 | 0.24929 | 282.8802 | 0.87668 | 32492.7695 | 0.99262 | 3.8712 | 3.8171 | 3.2445 | 0.51867 | 1.5223 | 0.20902 | 276.1303 | 19645.1118 | 0.53004 | 24253.2244 | 0.12114 | 0.47081 | 0.016633 | 0.48744 | 545.8557 | 19645.1118 | 0.53004 | 24253.2244 | 0.12114 | 0.77704 | 0.016633 | 0.79367 | 888.7807 | 19645.1118 | 0.53004 | 25283.2841 | 0.12114 | 0.057247 | 0.71195 | 0.024493 | 0.73644 | 824.6896 | 19645.1118 | 0.53004 | 25381.2814 | 0.0042 | 0.49271 | 0.00057666 | 0.49329 | 552.6097 | 19645.1118 | 0.53004 | 23470.8623 | 0.0042 | 0.75198 | 0.00057666 | 0.75255 | 842.9429 | 19645.1118 | 0.53004 | 24741.9544 | 0.0042 | 0.057247 | 0.6967 | 0.0084367 | 0.70514 | 789.8515
03/04 01:00:00 | 36.68 | 2.6 | 60.45% | 0.86347 | 32003.2946 | 0.98321 | 3.5396 | 3.4897 | 3.1408 | 0.70013 | 2.0909 | 0.28708 | 283.1673 | 0.86347 | 32003.2946 | 0.98321 | 3.8345 | 3.7806 | 3.2135 | 0.70013 | 2.0436 | 0.28058 | 276.4109 | 22406.5868 | 0.60455 | 27662.4528 | 0.13817 | 0.53699 | 0.018971 | 0.55596 | 546.4117 | 22406.5868 | 0.60455 | 27662.4528 | 0.13817 | 0.88627 | 0.018971 | 0.90524 | 889.6859 | 22406.5868 | 0.60455 | 28837.306 | 0.13817 | 0.065294 | 0.81203 | 0.027936 | 0.83996 | 825.5296 | 22406.5868 | 0.60455 | 28949.0785 | 0.0042 | 0.56197 | 0.00057666 | 0.56255 | 553.1723 | 22406.5868 | 0.60455 | 26770.1156 | 0.0042 | 0.85768 | 0.00057666 | 0.85826 | 843.8012 | 22406.5868 | 0.60455 | 28219.8826 | 0.0042 | 0.065294 | 0.79464 | 0.0095416 | 0.80418 | 790.6557
03/04 02:00:00 | 35.78 | 2.1 | 68.49% | 0.85036 | 31517.3683 | 0.97362 | 3.505 | 3.4556 | 3.1101 | 0.8054 | 2.3921 | 0.32844 | 283.4957 | 0.85036 | 31517.3683 | 0.97362 | 3.7971 | 3.7436 | 3.1821 | 0.71093 | 2.0637 | 0.28335 | 276.6943 | 25384.2347 | 0.68488 | 31338.5614 | 0.15654 | 0.60835 | 0.021492 | 0.62985 | 547.0415 | 25384.2347 | 0.68488 | 31338.5614 | 0.15654 | 1.004 | 0.021492 | 1.0255 | 890.7115 | 25384.2347 | 0.68488 | 32669.5428 | 0.15654 | 0.073971 | 0.91994 | 0.031649 | 0.95159 | 826.4812 | 25384.2347 | 0.68488 | 32796.1689 | 0.0042 | 0.63665 | 0.00057666 | 0.63723 | 553.8095 | 25384.2347 | 0.68488 | 30327.64 | 0.0042 | 0.97166 | 0.00057666 | 0.97223 | 844.7734 | 25384.2347 | 0.68488 | 31970.0689 | 0.0042 | 0.073971 | 0.90024 | 0.010733 | 0.91097 | 791.5667
03/04 03:00:00 | 34.52 | 1.4 | 76.4% | 0.83217 | 30843.033 | 0.95993 | 3.4557 | 3.4073 | 3.0666 | 0.91813 | 2.7064 | 0.37159 | 283.8673 | 0.83217 | 30843.033 | 0.95993 | 3.7437 | 3.6912 | 3.1376 | 0.91813 | 2.6452 | 0.36319 | 277.0574 | 28317.9039 | 0.76404 | 34960.3752 | 0.17463 | 0.67866 | 0.023976 | 0.70264 | 547.7442 | 28317.9039 | 0.76404 | 34960.3752 | 0.17463 | 1.1201 | 0.023976 | 1.1441 | 891.8555 | 28317.9039 | 0.76404 | 36445.1788 | 0.17463 | 0.08252 | 1.0263 | 0.035306 | 1.0616 | 827.5427 | 28317.9039 | 0.76404 | 36586.4392 | 0.0042 | 0.71023 | 0.00057666 | 0.7108 | 554.5203 | 28317.9039 | 0.76404 | 33832.6212 | 0.0042 | 1.084 | 0.00057666 | 1.0845 | 845.8579 | 28317.9039 | 0.76404 | 35664.8664 | 0.0042 | 0.08252 | 1.0043 | 0.011907 | 1.0162 | 792.5828
03/04 04:00:00 | 32.72 | 0.4 | 77.54% | 0.8065 | 29891.7619 | 0.9399 | 3.3836 | 3.3371 | 3.0034 | 0.9614 | 2.8044 | 0.38504 | 284.2524 | 0.8065 | 29891.7619 | 0.9399 | 3.6656 | 3.6152 | 3.0729 | 0.94735 | 2.7009 | 0.37083 | 277.4283 | 28737.8698 | 0.77537 | 35478.8516 | 0.17722 | 0.68873 | 0.024332 | 0.71306 | 548.4572 | 28737.8698 | 0.77537 | 35478.8516 | 0.17722 | 1.1367 | 0.024332 | 1.161 | 893.0166 | 28737.8698 | 0.77537 | 36985.6754 | 0.17722 | 0.083744 | 1.0415 | 0.03583 | 1.0773 | 828.62 | 28737.8698 | 0.77537 | 37129.0308 | 0.0042 | 0.72076 | 0.00057666 | 0.72134 | 555.2416 | 28737.8698 | 0.77537 | 34334.3725 | 0.0042 | 1.1 | 0.00057666 | 1.1006 | 846.9585 | 28737.8698 | 0.77537 | 36193.7907 | 0.0042 | 0.083744 | 1.0192 | 0.012075 | 1.0313 | 793.6141
03/04 05:00:00 | 30.02 | -1.1 | 81.27% | 0.76872 | 28491.4693 | 0.90904 | 3.2726 | 3.2292 | 2.9063 | 1.0572 | 3.0374 | 0.41704 | 284.6694 | 0.76872 | 28491.4693 | 0.90904 | 3.5453 | 3.4984 | 2.9736 | 1.0572 | 2.9687 | 0.40761 | 277.8359 | 30120.4894 | 0.81267 | 37185.7894 | 0.18574 | 0.72186 | 0.025503 | 0.74737 | 549.2046 | 30120.4894 | 0.81267 | 37185.7894 | 0.18574 | 1.1914 | 0.025503 | 1.2169 | 894.2335 | 30120.4894 | 0.81267 | 38765.1087 | 0.18574 | 0.087773 | 1.0916 | 0.037554 | 1.1291 | 829.7492 | 30120.4894 | 0.81267 | 38915.361 | 0.0042 | 0.75544 | 0.00057666 | 0.75601 | 555.9976 | 30120.4894 | 0.81267 | 35986.2478 | 0.0042 | 1.153 | 0.00057666 | 1.1535 | 848.1121 | 30120.4894 | 0.81267 | 37935.1252 | 0.0042 | 0.087773 | 1.0682 | 0.012628 | 1.0808 | 794.6949
03/04 06:00:00 | 28.94 | -1.7 | 85.03% | 0.75385 | 27940.2945 | 0.89651 | 3.2274 | 3.1853 | 2.8668 | 1.128 | 3.2219 | 0.44237 | 285.1118 | 0.75385 | 27940.2945 | 0.89651 | 3.4964 | 3.4508 | 2.9332 | 1.078 | 3.0097 | 0.41323 | 278.2491 | 31515.332 | 0.85031 | 38907.8172 | 0.19434 | 0.75529 | 0.026684 | 0.78197 | 549.9866 | 31515.332 | 0.85031 | 38907.8172 | 0.19434 | 1.2466 | 0.026684 | 1.2732 | 895.5067 | 31515.332 | 0.85031 | 40560.2728 | 0.19434 | 0.091838 | 1.1421 | 0.039293 | 1.1814 | 830.9306 | 31515.332 | 0.85031 | 40717.4832 | 0.0042 | 0.79042 | 0.00057666 | 0.791 | 556.7886 | 31515.332 | 0.85031 | 37652.7264 | 0.0042 | 1.2063 | 0.00057666 | 1.2069 | 849.319 | 31515.332 | 0.85031 | 39691.8539 | 0.0042 | 0.091838 | 1.1177 | 0.013186 | 1.1309 | 795.8258
03/04 07:00:00 | 28.94 | -1.7 | 86.06% | 0.75385 | 27940.2945 | 0.89651 | 3.2274 | 3.1853 | 2.8668 | 1.1416 | 3.2608 | 0.44771 | 285.5595 | 0.75385 | 27940.2945 | 0.89651 | 3.4964 | 3.4508 | 2.9332 | 1.1416 | 3.187 | 0.43758 | 278.6867 | 31895.5359 | 0.86056 | 39377.2048 | 0.19669 | 0.7644 | 0.027005 | 0.79141 | 550.778 | 31895.5359 | 0.86056 | 39377.2048 | 0.19669 | 1.2616 | 0.027005 | 1.2886 | 896.7953 | 31895.5359 | 0.86056 | 41049.5957 | 0.19669 | 0.092946 | 1.1559 | 0.039767 | 1.1957 | 832.1263 | 31895.5359 | 0.86056 | 41208.7027 | 0.0042 | 0.79996 | 0.00057666 | 0.80053 | 557.5892 | 31895.5359 | 0.86056 | 38106.9724 | 0.0042 | 1.2209 | 0.00057666 | 1.2215 | 850.5405 | 31895.5359 | 0.86056 | 40170.7001 | 0.0042 | 0.092946 | 1.1312 | 0.013338 | 1.1445 | 796.9703
03/04 08:00:00 | 39.02 | 3.9 | 63.94% | 0.89801 | 33283.3101 | 1.0073 | 3.6262 | 3.5767 | 3.219 | 0.71198 | 2.1576 | 0.29623 | 285.8557 | 0.89801 | 33283.3101 | 1.0073 | 3.9284 | 3.8748 | 3.2936 | 0.9583 | 2.8383 | 0.3897 | 279.0764 | 23697.1693 | 0.63937 | 29255.7646 | 0.14613 | 0.56792 | 0.020064 | 0.58799 | 551.366 | 23697.1693 | 0.63937 | 29255.7646 | 0.14613 | 0.93732 | 0.020064 | 0.95738 | 897.7527 | 23697.1693 | 0.63937 | 30498.2874 | 0.14613 | 0.069055 | 0.8588 | 0.029545 | 0.88834 | 833.0146 | 23697.1693 | 0.63937 | 30616.4978 | 0.0042 | 0.59434 | 0.00057666 | 0.59491 | 558.1841 | 23697.1693 | 0.63937 | 28312.0302 | 0.0042 | 0.90708 | 0.00057666 | 0.90766 | 851.4481 | 23697.1693 | 0.63937 | 29845.3014 | 0.0042 | 0.069055 | 0.84041 | 0.010058 | 0.85047 | 797.8208
03/04 09:00:00 | 37.94 | 3.3 | 46.45% | 0.88199 | 32689.553 | 0.99634 | 3.5868 | 3.5369 | 3.1832 | 0.5267 | 1.5853 | 0.21766 | 286.0734 | 0.88199 | 32689.553 | 0.99634 | 3.8857 | 3.8316 | 3.2569 | 0.5267 | 1.5494 | 0.21273 | 279.2891 | 17217.6882 | 0.46455 | 21256.4052 | 0.10618 | 0.41264 | 0.014578 | 0.42721 | 551.7932 | 17217.6882 | 0.46455 | 21256.4052 | 0.10618 | 0.68103 | 0.014578 | 0.6956 | 898.4483 | 17217.6882 | 0.46455 | 22159.1868 | 0.10618 | 0.050173 | 0.62398 | 0.021467 | 0.64544 | 833.66 | 17217.6882 | 0.46455 | 22245.0752 | 0.0042 | 0.43183 | 0.00057666 | 0.43241 | 558.6165 | 17217.6882 | 0.46455 | 20570.7147 | 0.0042 | 0.65906 | 0.00057666 | 0.65963 | 852.1078 | 17217.6882 | 0.46455 | 21684.7458 | 0.0042 | 0.050173 | 0.61062 | 0.0074655 | 0.61808 | 798.4388
03/04 10:00:00 | 50 | 10 | 24.03% | 1.0687 | 39609.8985 | 1.0959 | 3.9451 | 3.9508 | 3.5557 | 0.22486 | 0.73415 | 0.1008 | 286.1742 | 1.0687 | 39609.8985 | 1.0959 | 4.2739 | 4.28 | 3.638 | 0.43468 | 1.3871 | 0.19045 | 279.4796 | 8906.6961 | 0.24031 | 10995.9212 | 0.054925 | 0.21346 | 0.0075412 | 0.221 | 552.0142 | 8906.6961 | 0.24031 | 10995.9212 | 0.054925 | 0.35229 | 0.0075412 | 0.35984 | 898.8081 | 8906.6961 | 0.24031 | 11462.9294 | 0.054925 | 0.025955 | 0.32278 | 0.011105 | 0.33389 | 833.9939 | 8906.6961 | 0.24031 | 11507.3594 | 0.0042 | 0.22338 | 0.00057666 | 0.22396 | 558.8405 | 8906.6961 | 0.24031 | 10641.214 | 0.0042 | 0.34093 | 0.00057666 | 0.34151 | 852.4493 | 8906.6961 | 0.24031 | 11217.5014 | 0.0042 | 0.025955 | 0.31587 | 0.0041402 | 0.32001 | 798.7589
03/04 11:00:00 | 53.96 | 12.2 | 2.843% | 1.1338 | 42021.2114 | 1.1146 | 4.0124 | 4.0724 | 3.6652 | 0.025075 | 0.084258 | 0.011569 | 286.1858 | 1.1338 | 42021.2114 | 1.1146 | 4.3467 | 4.4118 | 3.75 | 0.025075 | 0.082351 | 0.011307 | 279.4909 | 1053.686 | 0.028429 | 1300.8469 | 0.0064977 | 0.025252 | 0.00089214 | 0.026145 | 552.0403 | 1053.686 | 0.028429 | 1300.8469 | 0.0064977 | 0.041677 | 0.00089214 | 0.04257 | 898.8507 | 1053.686 | 0.028429 | 1356.0952 | 0.0064977 | 0.0030705 | 0.038186 | 0.0013137 | 0.0395 | 834.0334 | 1053.686 | 0.028429 | 1361.3514 | 0.0042 | 0.026427 | 0.00057666 | 0.027004 | 558.8675 | 1053.686 | 0.028429 | 1258.8841 | 0.0042 | 0.040333 | 0.00057666 | 0.04091 | 852.4902 | 1053.686 | 0.028429 | 1327.0604 | 0.0042 | 0.0030705 | 0.037368 | 0.00099824 | 0.038367 | 798.7972
03/04 12:00:00 | 57.92 | 14.4 | 0% | 1.2007 | 44501.2239 | 1.1247 | 4.0487 | 4.188 | 3.7692 | 0 | 0 | 0 | 286.1858 | 1.2007 | 44501.2239 | 1.1247 | 4.3861 | 4.537 | 3.8565 | 0.023678 | 0.080078 | 0.010995 | 279.5019 | 0 | 0 | 0 | 0 | 0 | 0 | 0 | 552.0403 | 0 | 0 | 0 | 0 | 0 | 0 | 0 | 898.8507 | 0 | 0 | 0 | 0 | 0 | 0 | 0 | 0 | 834.0334 | 0 | 0 | 0 | 0.0042 | 0 | 0.00057666 | 0.00057666 | 558.868 | 0 | 0 | 0 | 0.0042 | 0 | 0.00057666 | 0.00057666 | 852.4907 | 0 | 0 | 0 | 0.0042 | 0 | 0 | 0.00057666 | 0.00057666 | 798.7978
03/04 13:00:00 | 57.92 | 14.4 | 0% | 1.2007 | 44501.2239 | 1.1247 | 4.0487 | 4.188 | 3.7692 | 0 | 0 | 0 | 286.1858 | 1.2007 | 44501.2239 | 1.1247 | 4.3861 | 4.537 | 3.8565 | 0 | 0 | 0 | 279.5019 | 0 | 0 | 0 | 0 | 0 | 0 | 0 | 552.0403 | 0 | 0 | 0 | 0 | 0 | 0 | 0 | 898.8507 | 0 | 0 | 0 | 0 | 0 | 0 | 0 | 0 | 834.0334 | 0 | 0 | 0 | 0.0042 | 0 | 0.00057666 | 0.00057666 | 558.8686 | 0 | 0 | 0 | 0.0042 | 0 | 0.00057666 | 0.00057666 | 852.4913 | 0 | 0 | 0 | 0.0042 | 0 | 0 | 0.00057666 | 0.00057666 | 798.7984
03/04 14:00:00 | 62.96 | 17.2 | 0% | 1.2885 | 47756.9624 | 1.1244 | 4.0478 | 4.3283 | 3.8955 | 0 | 0 | 0 | 286.1858 | 1.2885 | 47756.9624 | 1.1244 | 4.3851 | 4.689 | 3.9857 | 0 | 0 | 0 | 279.5019 | 0 | 0 | 0 | 0 | 0 | 0 | 0 | 552.0403 | 0 | 0 | 0 | 0 | 0 | 0 | 0 | 898.8507 | 0 | 0 | 0 | 0 | 0 | 0 | 0 | 0 | 834.0334 | 0 | 0 | 0 | 0.0042 | 0 | 0.00057666 | 0.00057666 | 558.8692 | 0 | 0 | 0 | 0.0042 | 0 | 0.00057666 | 0.00057666 | 852.4919 | 0 | 0 | 0 | 0.0042 | 0 | 0 | 0.00057666 | 0.00057666 | 798.7989
03/04 15:00:00 | 64.94 | 18.3 | 0% | 1.3238 | 49066.449 | 1.1202 | 4.0329 | 4.3819 | 3.9437 | 0 | 0 | 0 | 286.1858 | 1.3238 | 49066.449 | 1.1202 | 4.3689 | 4.7471 | 4.035 | 0 | 0 | 0 | 279.5019 | 0 | 0 | 0 | 0 | 0 | 0 | 0 | 552.0403 | 0 | 0 | 0 | 0 | 0 | 0 | 0 | 898.8507 | 0 | 0 | 0 | 0 | 0 | 0 | 0 | 0 | 834.0334 | 0 | 0 | 0 | 0.0042 | 0 | 0.00057666 | 0.00057666 | 558.8698 | 0 | 0 | 0 | 0.0042 | 0 | 0.00057666 | 0.00057666 | 852.4925 | 0 | 0 | 0 | 0.0042 | 0 | 0 | 0.00057666 | 0.00057666 | 798.7995
03/04 16:00:00 | 64.04 | 17.8 | 0% | 1.3077 | 48469.0987 | 1.1224 | 4.0406 | 4.3577 | 3.9219 | 0 | 0 | 0 | 286.1858 | 1.3077 | 48469.0987 | 1.1224 | 4.3774 | 4.7208 | 4.0127 | 0 | 0 | 0 | 279.5019 | 0 | 0 | 0 | 0 | 0 | 0 | 0 | 552.0403 | 0 | 0 | 0 | 0 | 0 | 0 | 0 | 898.8507 | 0 | 0 | 0 | 0 | 0 | 0 | 0 | 0 | 834.0334 | 0 | 0 | 0 | 0.0042 | 0 | 0.00057666 | 0.00057666 | 558.8703 | 0 | 0 | 0 | 0.0042 | 0 | 0.00057666 | 0.00057666 | 852.4931 | 0 | 0 | 0 | 0.0042 | 0 | 0 | 0.00057666 | 0.00057666 | 798.8001
03/04 17:00:00 | 62.96 | 17.2 | 0% | 1.2885 | 47756.9624 | 1.1244 | 4.0478 | 4.3283 | 3.8955 | 0 | 0 | 0 | 286.1858 | 1.2885 | 47756.9624 | 1.1244 | 4.3851 | 4.689 | 3.9857 | 0 | 0 | 0 | 279.5019 | 0 | 0 | 0 | 0 | 0 | 0 | 0 | 552.0403 | 0 | 0 | 0 | 0 | 0 | 0 | 0 | 898.8507 | 0 | 0 | 0 | 0 | 0 | 0 | 0 | 0 | 834.0334 | 0 | 0 | 0 | 0.0042 | 0 | 0.00057666 | 0.00057666 | 558.8709 | 0 | 0 | 0 | 0.0042 | 0 | 0.00057666 | 0.00057666 | 852.4936 | 0 | 0 | 0 | 0.0042 | 0 | 0 | 0.00057666 | 0.00057666 | 798.8007
03/04 18:00:00 | 57.92 | 14.4 | 0% | 1.2007 | 44501.2239 | 1.1247 | 4.0487 | 4.188 | 3.7692 | 0 | 0 | 0 | 286.1858 | 1.2007 | 44501.2239 | 1.1247 | 4.3861 | 4.537 | 3.8565 | 0 | 0 | 0 | 279.5019 | 0 | 0 | 0 | 0 | 0 | 0 | 0 | 552.0403 | 0 | 0 | 0 | 0 | 0 | 0 | 0 | 898.8507 | 0 | 0 | 0 | 0 | 0 | 0 | 0 | 0 | 834.0334 | 0 | 0 | 0 | 0.0042 | 0 | 0.00057666 | 0.00057666 | 558.8715 | 0 | 0 | 0 | 0.0042 | 0 | 0.00057666 | 0.00057666 | 852.4942 | 0 | 0 | 0 | 0.0042 | 0 | 0 | 0.00057666 | 0.00057666 | 798.8013
03/04 19:00:00 | 57.92 | 14.4 | 0% | 1.2007 | 44501.2239 | 1.1247 | 4.0487 | 4.188 | 3.7692 | 0 | 0 | 0 | 286.1858 | 1.2007 | 44501.2239 | 1.1247 | 4.3861 | 4.537 | 3.8565 | 0 | 0 | 0 | 279.5019 | 0 | 0 | 0 | 0 | 0 | 0 | 0 | 552.0403 | 0 | 0 | 0 | 0 | 0 | 0 | 0 | 898.8507 | 0 | 0 | 0 | 0 | 0 | 0 | 0 | 0 | 834.0334 | 0 | 0 | 0 | 0.0042 | 0 | 0.00057666 | 0.00057666 | 558.8721 | 0 | 0 | 0 | 0.0042 | 0 | 0.00057666 | 0.00057666 | 852.4948 | 0 | 0 | 0 | 0.0042 | 0 | 0 | 0.00057666 | 0.00057666 | 798.8018
03/04 20:00:00 | 56.3 | 13.5 | 0% | 1.1731 | 43478.3698 | 1.1216 | 4.0377 | 4.1414 | 3.7272 | 0 | 0 | 0 | 286.1858 | 1.1731 | 43478.3698 | 1.1216 | 4.3742 | 4.4865 | 3.8135 | 0 | 0 | 0 | 279.5019 | 0 | 0 | 0 | 0 | 0 | 0 | 0 | 552.0403 | 0 | 0 | 0 | 0 | 0 | 0 | 0 | 898.8507 | 0 | 0 | 0 | 0 | 0 | 0 | 0 | 0 | 834.0334 | 0 | 0 | 0 | 0.0042 | 0 | 0.00057666 | 0.00057666 | 558.8727 | 0 | 0 | 0 | 0.0042 | 0 | 0.00057666 | 0.00057666 | 852.4954 | 0 | 0 | 0 | 0.0042 | 0 | 0 | 0.00057666 | 0.00057666 | 798.8024
03/04 21:00:00 | 52.7 | 11.5 | 0% | 1.1129 | 41246.5236 | 1.1095 | 3.9942 | 4.0344 | 3.631 | 0 | 0 | 0 | 286.1858 | 1.1129 | 41246.5236 | 1.1095 | 4.3271 | 4.3706 | 3.715 | 0 | 0 | 0 | 279.5019 | 0 | 0 | 0 | 0 | 0 | 0 | 0 | 552.0403 | 0 | 0 | 0 | 0 | 0 | 0 | 0 | 898.8507 | 0 | 0 | 0 | 0 | 0 | 0 | 0 | 0 | 834.0334 | 0 | 0 | 0 | 0.0042 | 0 | 0.00057666 | 0.00057666 | 558.8732 | 0 | 0 | 0 | 0.0042 | 0 | 0.00057666 | 0.00057666 | 852.4959 | 0 | 0 | 0 | 0.0042 | 0 | 0 | 0.00057666 | 0.00057666 | 798.803
03/04 22:00:00 | 48.02 | 8.9 | 8.489% | 1.0369 | 38430.0045 | 1.0836 | 3.9008 | 3.8874 | 3.4987 | 0.081875 | 0.26357 | 0.036189 | 286.2219 | 1.0369 | 38430.0045 | 1.0836 | 4.2259 | 4.2114 | 3.5797 | 0 | 0 | 0 | 279.5019 | 3146.4395 | 0.084893 | 3884.4932 | 0.019403 | 0.075407 | 0.002664 | 0.078071 | 552.1184 | 3146.4395 | 0.084893 | 3884.4932 | 0.019403 | 0.12445 | 0.002664 | 0.12712 | 898.9778 | 3146.4395 | 0.084893 | 4049.4717 | 0.019403 | 0.0091689 | 0.11403 | 0.0039229 | 0.11795 | 834.1514 | 3146.4395 | 0.084893 | 4065.1673 | 0.0042 | 0.078914 | 0.00057666 | 0.079491 | 558.9527 | 3146.4395 | 0.084893 | 3759.187 | 0.0042 | 0.12044 | 0.00057666 | 0.12102 | 852.617 | 3146.4395 | 0.084893 | 3962.7702 | 0.0042 | 0.0091689 | 0.11159 | 0.0018356 | 0.11342 | 798.9164
03/04 23:00:00 | 46.04 | 7.8 | 20.94% | 1.0055 | 37267.2853 | 1.0695 | 3.8501 | 3.8223 | 3.4401 | 0.20829 | 0.66134 | 0.090802 | 286.3128 | 1.0055 | 37267.2853 | 1.0695 | 4.1709 | 4.1409 | 3.5197 | 0.20829 | 0.64638 | 0.088748 | 279.5906 | 7762.582 | 0.20944 | 9583.4346 | 0.047869 | 0.18604 | 0.0065724 | 0.19261 | 552.311 | 7762.582 | 0.20944 | 9583.4346 | 0.047869 | 0.30704 | 0.0065724 | 0.31361 | 899.2914 | 7762.582 | 0.20944 | 9990.453 | 0.047869 | 0.022621 | 0.28132 | 0.0096783 | 0.291 | 834.4424 | 7762.582 | 0.20944 | 10029.1757 | 0.0042 | 0.19469 | 0.00057666 | 0.19527 | 559.148 | 7762.582 | 0.20944 | 9274.2915 | 0.0042 | 0.29714 | 0.00057666 | 0.29771 | 852.9147 | 7762.582 | 0.20944 | 9776.5516 | 0.0042 | 0.022621 | 0.2753 | 0.0036825 | 0.27898 | 799.1954
03/04 24:00:00 | 44.6 | 7 | 31.84% | 0.98297 | 36432.4589 | 1.0582 | 3.8094 | 3.7738 | 3.3965 | 0.32393 | 1.0184 | 0.13982 | 286.4526 | 0.98297 | 36432.4589 | 1.0582 | 4.1268 | 4.0883 | 3.4751 | 0.21307 | 0.65469 | 0.089888 | 279.6805 | 11801.6686 | 0.31842 | 14569.9612 | 0.072777 | 0.28284 | 0.0099923 | 0.29283 | 552.6038 | 11801.6686 | 0.31842 | 14569.9612 | 0.072777 | 0.4668 | 0.0099923 | 0.47679 | 899.7682 | 11801.6686 | 0.31842 | 15188.7627 | 0.072777 | 0.034391 | 0.4277 | 0.014714 | 0.44241 | 834.8848 | 11801.6686 | 0.31842 | 15247.6338 | 0.0042 | 0.29599 | 0.00057666 | 0.29657 | 559.4446 | 11801.6686 | 0.31842 | 14099.9625 | 0.0042 | 0.45174 | 0.00057666 | 0.45232 | 853.367 | 11801.6686 | 0.31842 | 14863.5625 | 0.0042 | 0.034391 | 0.41854 | 0.0052985 | 0.42384 | 799.6192
03/05 01:00:00 | 44.96 | 7.2 | 39.26% | 0.98858 | 36640.3138 | 1.0611 | 3.8198 | 3.7861 | 3.4075 | 0.39713 | 1.2516 | 0.17184 | 286.6244 | 0.98858 | 36640.3138 | 1.0611 | 4.1381 | 4.1016 | 3.4863 | 0.39713 | 1.2233 | 0.16795 | 279.8484 | 14551.0431 | 0.3926 | 17964.2508 | 0.089731 | 0.34873 | 0.01232 | 0.36105 | 552.9649 | 14551.0431 | 0.3926 | 17964.2508 | 0.089731 | 0.57555 | 0.01232 | 0.58787 | 900.3561 | 14551.0431 | 0.3926 | 18727.2112 | 0.089731 | 0.042403 | 0.52734 | 0.018142 | 0.54548 | 835.4303 | 14551.0431 | 0.3926 | 18799.7973 | 0.0042 | 0.36495 | 0.00057666 | 0.36552 | 559.8101 | 14551.0431 | 0.3926 | 17384.7588 | 0.0042 | 0.55698 | 0.00057666 | 0.55756 | 853.9245 | 14551.0431 | 0.3926 | 18326.2508 | 0.0042 | 0.042403 | 0.51605 | 0.0063985 | 0.52244 | 800.1417
03/05 02:00:00 | 44.42 | 6.9 | 43.79% | 0.98018 | 36328.7443 | 1.0567 | 3.8041 | 3.7677 | 3.3909 | 0.44671 | 1.4026 | 0.19258 | 286.817 | 0.98018 | 36328.7443 | 1.0567 | 4.1211 | 4.0817 | 3.4694 | 0.40054 | 1.2292 | 0.16877 | 280.0172 | 16228.2655 | 0.43785 | 20034.8957 | 0.10007 | 0.38892 | 0.01374 | 0.40266 | 553.3675 | 16228.2655 | 0.43785 | 20034.8957 | 0.10007 | 0.64189 | 0.01374 | 0.65563 | 901.0117 | 16228.2655 | 0.43785 | 20885.7986 | 0.10007 | 0.04729 | 0.58812 | 0.020233 | 0.60835 | 836.0386 | 16228.2655 | 0.43785 | 20966.7513 | 0.0042 | 0.40701 | 0.00057666 | 0.40759 | 560.2177 | 16228.2655 | 0.43785 | 19388.6087 | 0.0042 | 0.62119 | 0.00057666 | 0.62176 | 854.5463 | 16228.2655 | 0.43785 | 20438.6215 | 0.0042 | 0.04729 | 0.57553 | 0.0070696 | 0.5826 | 800.7243
03/05 03:00:00 | 43.16 | 6.2 | 47.76% | 0.96069 | 35606.7167 | 1.046 | 3.7658 | 3.7244 | 3.3519 | 0.49712 | 1.5477 | 0.2125 | 287.0295 | 0.96069 | 35606.7167 | 1.046 | 4.0796 | 4.0347 | 3.4295 | 0.49712 | 1.5127 | 0.20769 | 280.2249 | 17700.9703 | 0.47758 | 21853.0498 | 0.10916 | 0.42422 | 0.014987 | 0.43921 | 553.8067 | 17700.9703 | 0.47758 | 21853.0498 | 0.10916 | 0.70014 | 0.014987 | 0.71513 | 901.7268 | 17700.9703 | 0.47758 | 22781.1716 | 0.10916 | 0.051582 | 0.64149 | 0.022069 | 0.66356 | 836.7022 | 17700.9703 | 0.47758 | 22869.4707 | 0.0042 | 0.44395 | 0.00057666 | 0.44453 | 560.6622 | 17700.9703 | 0.47758 | 21148.1127 | 0.0042 | 0.67756 | 0.00057666 | 0.67813 | 855.2244 | 17700.9703 | 0.47758 | 22293.4135 | 0.0042 | 0.051582 | 0.62776 | 0.0076588 | 0.63542 | 801.3597
03/05 04:00:00 | 41.72 | 5.4 | 52.36% | 0.93866 | 34790.0588 | 1.0332 | 3.7195 | 3.6739 | 3.3065 | 0.55781 | 1.7201 | 0.23617 | 287.2657 | 0.93866 | 34790.0588 | 1.0332 | 4.0294 | 3.9801 | 3.3831 | 0.50879 | 1.5335 | 0.21055 | 280.4355 | 19406.306 | 0.5236 | 23958.4025 | 0.11967 | 0.46509 | 0.016431 | 0.48152 | 554.2883 | 19406.306 | 0.5236 | 23958.4025 | 0.11967 | 0.7676 | 0.016431 | 0.78403 | 902.5109 | 19406.306 | 0.5236 | 24975.9408 | 0.11967 | 0.056551 | 0.70329 | 0.024195 | 0.72749 | 837.4297 | 19406.306 | 0.5236 | 25072.7468 | 0.0042 | 0.48672 | 0.00057666 | 0.4873 | 561.1495 | 19406.306 | 0.5236 | 23185.5508 | 0.0042 | 0.74283 | 0.00057666 | 0.74341 | 855.9679 | 19406.306 | 0.5236 | 24441.1915 | 0.0042 | 0.056551 | 0.68824 | 0.0083411 | 0.69658 | 802.0563
03/05 05:00:00 | 39.56 | 4.2 | 55.97% | 0.90607 | 33582.1049 | 1.0126 | 3.6455 | 3.5964 | 3.2368 | 0.61771 | 1.8783 | 0.2579 | 287.5236 | 0.90607 | 33582.1049 | 1.0126 | 3.9492 | 3.8961 | 3.3117 | 0.61771 | 1.8358 | 0.25206 | 280.6875 | 20744.1372 | 0.55969 | 25610.0459 | 0.12792 | 0.49715 | 0.017564 | 0.51471 | 554.803 | 20744.1372 | 0.55969 | 25610.0459 | 0.12792 | 0.82051 | 0.017564 | 0.83808 | 903.3489 | 20744.1372 | 0.55969 | 26697.7312 | 0.12792 | 0.06045 | 0.75178 | 0.025863 | 0.77764 | 838.2073 | 20744.1372 | 0.55969 | 26801.2108 | 0.0042 | 0.52027 | 0.00057666 | 0.52085 | 561.6703 | 20744.1372 | 0.55969 | 24783.9154 | 0.0042 | 0.79404 | 0.00057666 | 0.79462 | 856.7625 | 20744.1372 | 0.55969 | 26126.1173 | 0.0042 | 0.06045 | 0.73568 | 0.0088764 | 0.74456 | 802.8008
03/05 06:00:00 | 39.02 | 3.9 | 57.16% | 0.89801 | 33283.3101 | 1.0073 | 3.6262 | 3.5767 | 3.219 | 0.63648 | 1.9287 | 0.26482 | 287.7884 | 0.89801 | 33283.3101 | 1.0073 | 3.9284 | 3.8748 | 3.2936 | 0.62326 | 1.846 | 0.25345 | 280.941 | 21184.0946 | 0.57156 | 26153.2032 | 0.13064 | 0.50769 | 0.017936 | 0.52563 | 555.3286 | 21184.0946 | 0.57156 | 26153.2032 | 0.13064 | 0.83791 | 0.017936 | 0.85585 | 904.2048 | 21184.0946 | 0.57156 | 27263.957 | 0.13064 | 0.061732 | 0.76772 | 0.026412 | 0.79413 | 839.0014 | 21184.0946 | 0.57156 | 27369.6312 | 0.0042 | 0.53131 | 0.00057666 | 0.53189 | 562.2022 | 21184.0946 | 0.57156 | 25309.5514 | 0.0042 | 0.81088 | 0.00057666 | 0.81146 | 857.5739 | 21184.0946 | 0.57156 | 26680.2198 | 0.0042 | 0.061732 | 0.75128 | 0.0090524 | 0.76034 | 803.5612
03/05 07:00:00 | 38.48 | 3.6 | 57.97% | 0.88998 | 32985.7928 | 1.0018 | 3.6066 | 3.5569 | 3.2012 | 0.65138 | 1.9672 | 0.27009 | 288.0585 | 0.88998 | 32985.7928 | 1.0018 | 3.9072 | 3.8533 | 3.2753 | 0.65138 | 1.9227 | 0.26398 | 281.205 | 21486.3765 | 0.57972 | 26526.3908 | 0.1325 | 0.51494 | 0.018192 | 0.53313 | 555.8617 | 21486.3765 | 0.57972 | 26526.3908 | 0.1325 | 0.84987 | 0.018192 | 0.86806 | 905.0729 | 21486.3765 | 0.57972 | 27652.9942 | 0.1325 | 0.062613 | 0.77868 | 0.026789 | 0.80547 | 839.8069 | 21486.3765 | 0.57972 | 27760.1764 | 0.0042 | 0.53889 | 0.00057666 | 0.53947 | 562.7417 | 21486.3765 | 0.57972 | 25670.7007 | 0.0042 | 0.82245 | 0.00057666 | 0.82303 | 858.397 | 21486.3765 | 0.57972 | 27060.9276 | 0.0042 | 0.062613 | 0.762 | 0.0091734 | 0.77118 | 804.3323
03/05 08:00:00 | 38.66 | 3.7 | 47.75% | 0.89265 | 33084.8233 | 1.0037 | 3.6132 | 3.5635 | 3.2071 | 0.53487 | 1.6172 | 0.22203 | 288.2805 | 0.89265 | 33084.8233 | 1.0037 | 3.9143 | 3.8605 | 3.2814 | 0.64943 | 1.9191 | 0.26349 | 281.4684 | 17696.1231 | 0.47745 | 21847.0656 | 0.10913 | 0.4241 | 0.014983 | 0.43909 | 556.3008 | 17696.1231 | 0.47745 | 21847.0656 | 0.10913 | 0.69995 | 0.014983 | 0.71493 | 905.7878 | 17696.1231 | 0.47745 | 22774.9332 | 0.10913 | 0.051568 | 0.64132 | 0.022063 | 0.66338 | 840.4703 | 17696.1231 | 0.47745 | 22863.2082 | 0.0042 | 0.44383 | 0.00057666 | 0.4444 | 563.1861 | 17696.1231 | 0.47745 | 21142.3215 | 0.0042 | 0.67737 | 0.00057666 | 0.67795 | 859.0749 | 17696.1231 | 0.47745 | 22287.3087 | 0.0042 | 0.051568 | 0.62758 | 0.0076569 | 0.63524 | 804.9676
03/05 09:00:00 | 46.76 | 8.2 | 27.27% | 1.0169 | 37688.1051 | 1.0748 | 3.8692 | 3.8462 | 3.4616 | 0.26815 | 0.85566 | 0.11748 | 288.398 | 1.0169 | 37688.1051 | 1.0748 | 4.1917 | 4.1667 | 3.5417 | 0.26815 | 0.8363 | 0.11482 | 281.5833 | 10106.2044 | 0.27267 | 12476.7955 | 0.062322 | 0.2422 | 0.0085568 | 0.25076 | 556.5516 | 10106.2044 | 0.27267 | 12476.7955 | 0.062322 | 0.39974 | 0.0085568 | 0.4083 | 906.1961 | 10106.2044 | 0.27267 | 13006.698 | 0.062322 | 0.02945 | 0.36625 | 0.0126 | 0.37885 | 840.8491 | 10106.2044 | 0.27267 | 13057.1116 | 0.0042 | 0.25347 | 0.00057666 | 0.25405 | 563.4401 | 10106.2044 | 0.27267 | 12074.3182 | 0.0042 | 0.38685 | 0.00057666 | 0.38742 | 859.4623 | 10106.2044 | 0.27267 | 12728.2171 | 0.0042 | 0.02945 | 0.35841 | 0.0046202 | 0.36303 | 805.3306
03/05 10:00:00 | 57.92 | 14.4 | 4.273% | 1.2007 | 44501.2239 | 1.1247 | 4.0487 | 4.188 | 3.7692 | 0.035592 | 0.12316 | 0.01691 | 288.4149 | 1.2007 | 44501.2239 | 1.1247 | 4.3861 | 4.537 | 3.8565 | 0.2271 | 0.76805 | 0.10545 | 281.6887 | 1583.8962 | 0.042735 | 1955.4274 | 0.0097674 | 0.037959 | 0.0013411 | 0.0393 | 556.5909 | 1583.8962 | 0.042735 | 1955.4274 | 0.0097674 | 0.062649 | 0.0013411 | 0.06399 | 906.2601 | 1583.8962 | 0.042735 | 2038.4764 | 0.0097674 | 0.0046156 | 0.057401 | 0.0019748 | 0.059376 | 840.9085 | 1583.8962 | 0.042735 | 2046.3775 | 0.0042 | 0.039725 | 0.00057666 | 0.040302 | 563.4804 | 1583.8962 | 0.042735 | 1892.3491 | 0.0042 | 0.060628 | 0.00057666 | 0.061205 | 859.5235 | 1583.8962 | 0.042735 | 1994.8315 | 0.0042 | 0.0046156 | 0.056172 | 0.0012104 | 0.057383 | 805.388
03/05 11:00:00 | 64.04 | 17.8 | 0% | 1.3077 | 48469.0987 | 1.1224 | 4.0406 | 4.3577 | 3.9219 | 0 | 0 | 0 | 288.4149 | 1.3077 | 48469.0987 | 1.1224 | 4.3774 | 4.7208 | 4.0127 | 0 | 0 | 0 | 281.6887 | 0 | 0 | 0 | 0 | 0 | 0 | 0 | 556.5909 | 0 | 0 | 0 | 0 | 0 | 0 | 0 | 906.2601 | 0 | 0 | 0 | 0 | 0 | 0 | 0 | 0 | 840.9085 | 0 | 0 | 0 | 0.0042 | 0 | 0.00057666 | 0.00057666 | 563.481 | 0 | 0 | 0 | 0.0042 | 0 | 0.00057666 | 0.00057666 | 859.5241 | 0 | 0 | 0 | 0.0042 | 0 | 0 | 0.00057666 | 0.00057666 | 805.3886
03/05 12:00:00 | 66.92 | 19.4 | 0% | 1.3596 | 50393.1104 | 1.1139 | 4.01 | 4.435 | 3.9915 | 0 | 0 | 0 | 288.4149 | 1.3596 | 50393.1104 | 1.1139 | 4.3441 | 4.8046 | 4.0839 | 0 | 0 | 0 | 281.6887 | 0 | 0 | 0 | 0 | 0 | 0 | 0 | 556.5909 | 0 | 0 | 0 | 0 | 0 | 0 | 0 | 906.2601 | 0 | 0 | 0 | 0 | 0 | 0 | 0 | 0 | 840.9085 | 0 | 0 | 0 | 0.0042 | 0 | 0.00057666 | 0.00057666 | 563.4816 | 0 | 0 | 0 | 0.0042 | 0 | 0.00057666 | 0.00057666 | 859.5247 | 0 | 0 | 0 | 0.0042 | 0 | 0 | 0.00057666 | 0.00057666 | 805.3891
03/05 13:00:00 | 66.92 | 19.4 | 0% | 1.3596 | 50393.1104 | 1.1139 | 4.01 | 4.435 | 3.9915 | 0 | 0 | 0 | 288.4149 | 1.3596 | 50393.1104 | 1.1139 | 4.3441 | 4.8046 | 4.0839 | 0 | 0 | 0 | 281.6887 | 0 | 0 | 0 | 0 | 0 | 0 | 0 | 556.5909 | 0 | 0 | 0 | 0 | 0 | 0 | 0 | 906.2601 | 0 | 0 | 0 | 0 | 0 | 0 | 0 | 0 | 840.9085 | 0 | 0 | 0 | 0.0042 | 0 | 0.00057666 | 0.00057666 | 563.4822 | 0 | 0 | 0 | 0.0042 | 0 | 0.00057666 | 0.00057666 | 859.5253 | 0 | 0 | 0 | 0.0042 | 0 | 0 | 0.00057666 | 0.00057666 | 805.3897
03/05 14:00:00 | 69.08 | 20.6 | 0% | 1.3992 | 51859.9654 | 1.1045 | 3.9762 | 4.4925 | 4.0432 | 0 | 0 | 0 | 288.4149 | 1.3992 | 51859.9654 | 1.1045 | 4.3075 | 4.8668 | 4.1368 | 0 | 0 | 0 | 281.6887 | 0 | 0 | 0 | 0 | 0 | 0 | 0 | 556.5909 | 0 | 0 | 0 | 0 | 0 | 0 | 0 | 906.2601 | 0 | 0 | 0 | 0 | 0 | 0 | 0 | 0 | 840.9085 | 0 | 0 | 0 | 0.0042 | 0 | 0.00057666 | 0.00057666 | 563.4828 | 0 | 0 | 0 | 0.0042 | 0 | 0.00057666 | 0.00057666 | 859.5259 | 0 | 0 | 0 | 0.0042 | 0 | 0 | 0.00057666 | 0.00057666 | 805.3903
03/05 15:00:00 | 68 | 20 | 0% | 1.3794 | 51123.983 | 1.1095 | 3.9942 | 4.4638 | 4.0174 | 0 | 0 | 0 | 288.4149 | 1.3794 | 51123.983 | 1.1095 | 4.327 | 4.8357 | 4.1104 | 0 | 0 | 0 | 281.6887 | 0 | 0 | 0 | 0 | 0 | 0 | 0 | 556.5909 | 0 | 0 | 0 | 0 | 0 | 0 | 0 | 906.2601 | 0 | 0 | 0 | 0 | 0 | 0 | 0 | 0 | 840.9085 | 0 | 0 | 0 | 0.0042 | 0 | 0.00057666 | 0.00057666 | 563.4833 | 0 | 0 | 0 | 0.0042 | 0 | 0.00057666 | 0.00057666 | 859.5264 | 0 | 0 | 0 | 0.0042 | 0 | 0 | 0.00057666 | 0.00057666 | 805.3909
03/05 16:00:00 | 66.02 | 18.9 | 0% | 1.3433 | 49787.9534 | 1.117 | 4.0213 | 4.4109 | 3.9698 | 0 | 0 | 0 | 288.4149 | 1.3433 | 49787.9534 | 1.117 | 4.3565 | 4.7785 | 4.0617 | 0 | 0 | 0 | 281.6887 | 0 | 0 | 0 | 0 | 0 | 0 | 0 | 556.5909 | 0 | 0 | 0 | 0 | 0 | 0 | 0 | 906.2601 | 0 | 0 | 0 | 0 | 0 | 0 | 0 | 0 | 840.9085 | 0 | 0 | 0 | 0.0042 | 0 | 0.00057666 | 0.00057666 | 563.4839 | 0 | 0 | 0 | 0.0042 | 0 | 0.00057666 | 0.00057666 | 859.527 | 0 | 0 | 0 | 0.0042 | 0 | 0 | 0.00057666 | 0.00057666 | 805.3914
03/05 17:00:00 | 64.94 | 18.3 | 0% | 1.3238 | 49066.449 | 1.1202 | 4.0329 | 4.3819 | 3.9437 | 0 | 0 | 0 | 288.4149 | 1.3238 | 49066.449 | 1.1202 | 4.3689 | 4.7471 | 4.035 | 0 | 0 | 0 | 281.6887 | 0 | 0 | 0 | 0 | 0 | 0 | 0 | 556.5909 | 0 | 0 | 0 | 0 | 0 | 0 | 0 | 906.2601 | 0 | 0 | 0 | 0 | 0 | 0 | 0 | 0 | 840.9085 | 0 | 0 | 0 | 0.0042 | 0 | 0.00057666 | 0.00057666 | 563.4845 | 0 | 0 | 0 | 0.0042 | 0 | 0.00057666 | 0.00057666 | 859.5276 | 0 | 0 | 0 | 0.0042 | 0 | 0 | 0.00057666 | 0.00057666 | 805.392
03/05 18:00:00 | 62.06 | 16.7 | 0% | 1.2726 | 47167.4189 | 1.1255 | 4.0519 | 4.3037 | 3.8734 | 0 | 0 | 0 | 288.4149 | 1.2726 | 47167.4189 | 1.1255 | 4.3895 | 4.6624 | 3.963 | 0 | 0 | 0 | 281.6887 | 0 | 0 | 0 | 0 | 0 | 0 | 0 | 556.5909 | 0 | 0 | 0 | 0 | 0 | 0 | 0 | 906.2601 | 0 | 0 | 0 | 0 | 0 | 0 | 0 | 0 | 840.9085 | 0 | 0 | 0 | 0.0042 | 0 | 0.00057666 | 0.00057666 | 563.4851 | 0 | 0 | 0 | 0.0042 | 0 | 0.00057666 | 0.00057666 | 859.5282 | 0 | 0 | 0 | 0.0042 | 0 | 0 | 0.00057666 | 0.00057666 | 805.3926
03/05 19:00:00 | 62.06 | 16.7 | 0% | 1.2726 | 47167.4189 | 1.1255 | 4.0519 | 4.3037 | 3.8734 | 0 | 0 | 0 | 288.4149 | 1.2726 | 47167.4189 | 1.1255 | 4.3895 | 4.6624 | 3.963 | 0 | 0 | 0 | 281.6887 | 0 | 0 | 0 | 0 | 0 | 0 | 0 | 556.5909 | 0 | 0 | 0 | 0 | 0 | 0 | 0 | 906.2601 | 0 | 0 | 0 | 0 | 0 | 0 | 0 | 0 | 840.9085 | 0 | 0 | 0 | 0.0042 | 0 | 0.00057666 | 0.00057666 | 563.4856 | 0 | 0 | 0 | 0.0042 | 0 | 0.00057666 | 0.00057666 | 859.5287 | 0 | 0 | 0 | 0.0042 | 0 | 0 | 0.00057666 | 0.00057666 | 805.3932
03/05 20:00:00 | 57.92 | 14.4 | 0% | 1.2007 | 44501.2239 | 1.1247 | 4.0487 | 4.188 | 3.7692 | 0 | 0 | 0 | 288.4149 | 1.2007 | 44501.2239 | 1.1247 | 4.3861 | 4.537 | 3.8565 | 0 | 0 | 0 | 281.6887 | 0 | 0 | 0 | 0 | 0 | 0 | 0 | 556.5909 | 0 | 0 | 0 | 0 | 0 | 0 | 0 | 906.2601 | 0 | 0 | 0 | 0 | 0 | 0 | 0 | 0 | 840.9085 | 0 | 0 | 0 | 0.0042 | 0 | 0.00057666 | 0.00057666 | 563.4862 | 0 | 0 | 0 | 0.0042 | 0 | 0.00057666 | 0.00057666 | 859.5293 | 0 | 0 | 0 | 0.0042 | 0 | 0 | 0.00057666 | 0.00057666 | 805.3938
03/05 21:00:00 | 55.94 | 13.3 | 0% | 1.167 | 43252.6302 | 1.1207 | 4.0346 | 4.1309 | 3.7178 | 0 | 0 | 0 | 288.4149 | 1.167 | 43252.6302 | 1.1207 | 4.3708 | 4.4751 | 3.8039 | 0 | 0 | 0 | 281.6887 | 0 | 0 | 0 | 0 | 0 | 0 | 0 | 556.5909 | 0 | 0 | 0 | 0 | 0 | 0 | 0 | 906.2601 | 0 | 0 | 0 | 0 | 0 | 0 | 0 | 0 | 840.9085 | 0 | 0 | 0 | 0.0042 | 0 | 0.00057666 | 0.00057666 | 563.4868 | 0 | 0 | 0 | 0.0042 | 0 | 0.00057666 | 0.00057666 | 859.5299 | 0 | 0 | 0 | 0.0042 | 0 | 0 | 0.00057666 | 0.00057666 | 805.3943
03/05 22:00:00 | 53.96 | 12.2 | 0.5086% | 1.1338 | 42021.2114 | 1.1146 | 4.0124 | 4.0724 | 3.6652 | 0.0044862 | 0.015074 | 0.0020697 | 288.417 | 1.1338 | 42021.2114 | 1.1146 | 4.3467 | 4.4118 | 3.75 | 0 | 0 | 0 | 281.6887 | 188.5144 | 0.0050863 | 232.7338 | 0.0011625 | 0.0045179 | 0.00015961 | 0.0046775 | 556.5956 | 188.5144 | 0.0050863 | 232.7338 | 0.0011625 | 0.0074565 | 0.00015961 | 0.0076161 | 906.2677 | 188.5144 | 0.0050863 | 242.6182 | 0.0011625 | 0.00054934 | 0.0068318 | 0.00023504 | 0.0070669 | 840.9156 | 188.5144 | 0.0050863 | 243.5586 | 0.0042 | 0.004728 | 0.00057666 | 0.0053047 | 563.4921 | 188.5144 | 0.0050863 | 225.2263 | 0.0042 | 0.0072159 | 0.00057666 | 0.0077926 | 859.5377 | 188.5144 | 0.0050863 | 237.4236 | 0.0042 | 0.00054934 | 0.0066856 | 0.00065208 | 0.0073377 | 805.4017
03/05 23:00:00 | 53.06 | 11.7 | 7.452% | 1.1188 | 41467.1533 | 1.111 | 3.9997 | 4.0453 | 3.6408 | 0.066602 | 0.22232 | 0.030525 | 288.4475 | 1.1188 | 41467.1533 | 1.111 | 4.333 | 4.3824 | 3.7251 | 0.066602 | 0.21729 | 0.029835 | 281.7186 | 2761.7961 | 0.074515 | 3409.6248 | 0.017031 | 0.066189 | 0.0023384 | 0.068527 | 556.6641 | 2761.7961 | 0.074515 | 3409.6248 | 0.017031 | 0.10924 | 0.0023384 | 0.11158 | 906.3793 | 2761.7961 | 0.074515 | 3554.4352 | 0.017031 | 0.008048 | 0.10009 | 0.0034434 | 0.10353 | 841.0191 | 2761.7961 | 0.074515 | 3568.212 | 0.0042 | 0.069267 | 0.00057666 | 0.069844 | 563.5619 | 2761.7961 | 0.074515 | 3299.6369 | 0.0042 | 0.10572 | 0.00057666 | 0.10629 | 859.644 | 2761.7961 | 0.074515 | 3478.3326 | 0.0042 | 0.008048 | 0.097946 | 0.0016817 | 0.099627 | 805.5013
03/05 24:00:00 | 53.96 | 12.2 | 12.21% | 1.1338 | 42021.2114 | 1.1146 | 4.0124 | 4.0724 | 3.6652 | 0.10769 | 0.36185 | 0.049682 | 288.4972 | 1.1338 | 42021.2114 | 1.1146 | 4.3467 | 4.4118 | 3.75 | 0.065724 | 0.21585 | 0.029636 | 281.7482 | 4525.1446 | 0.12209 | 5586.5983 | 0.027905 | 0.10845 | 0.0038314 | 0.11228 | 556.7764 | 4525.1446 | 0.12209 | 5586.5983 | 0.027905 | 0.17899 | 0.0038314 | 0.18282 | 906.5621 | 4525.1446 | 0.12209 | 5823.867 | 0.027905 | 0.013187 | 0.16399 | 0.0056419 | 0.16964 | 841.1888 | 4525.1446 | 0.12209 | 5846.4401 | 0.0042 | 0.11349 | 0.00057666 | 0.11407 | 563.676 | 4525.1446 | 0.12209 | 5406.3855 | 0.0042 | 0.17321 | 0.00057666 | 0.17379 | 859.8178 | 4525.1446 | 0.12209 | 5699.1746 | 0.0042 | 0.013187 | 0.16048 | 0.0023872 | 0.16287 | 805.6642
03/06 01:00:00 | 53.96 | 12.2 | 16.04% | 1.1338 | 42021.2114 | 1.1146 | 4.0124 | 4.0724 | 3.6652 | 0.14149 | 0.47543 | 0.065277 | 288.5625 | 1.1338 | 42021.2114 | 1.1146 | 4.3467 | 4.4118 | 3.75 | 0.14149 | 0.46468 | 0.0638 | 281.812 | 5945.5638 | 0.16042 | 7340.2023 | 0.036664 | 0.14249 | 0.005034 | 0.14752 | 556.9239 | 5945.5638 | 0.16042 | 7340.2023 | 0.036664 | 0.23517 | 0.005034 | 0.2402 | 906.8023 | 5945.5638 | 0.16042 | 7651.9483 | 0.036664 | 0.017326 | 0.21547 | 0.0074128 | 0.22288 | 841.4116 | 5945.5638 | 0.16042 | 7681.607 | 0.0042 | 0.14912 | 0.00057666 | 0.14969 | 563.8257 | 5945.5638 | 0.16042 | 7103.4216 | 0.0042 | 0.22758 | 0.00057666 | 0.22816 | 860.0459 | 5945.5638 | 0.16042 | 7488.1157 | 0.0042 | 0.017326 | 0.21086 | 0.0029555 | 0.21381 | 805.878
03/06 02:00:00 | 53.06 | 11.7 | 23.87% | 1.1188 | 41467.1533 | 1.111 | 3.9997 | 4.0453 | 3.6408 | 0.21333 | 0.71211 | 0.097772 | 288.6602 | 1.1188 | 41467.1533 | 1.111 | 4.333 | 4.3824 | 3.7251 | 0.14338 | 0.46779 | 0.064227 | 281.8762 | 8846.0508 | 0.23867 | 10921.0503 | 0.054551 | 0.212 | 0.0074898 | 0.21949 | 557.1434 | 8846.0508 | 0.23867 | 10921.0503 | 0.054551 | 0.3499 | 0.0074898 | 0.35739 | 907.1597 | 8846.0508 | 0.23867 | 11384.8787 | 0.054551 | 0.025778 | 0.32059 | 0.011029 | 0.33161 | 841.7433 | 8846.0508 | 0.23867 | 11429.0061 | 0.0042 | 0.22186 | 0.00057666 | 0.22244 | 564.0481 | 8846.0508 | 0.23867 | 10568.7584 | 0.0042 | 0.33861 | 0.00057666 | 0.33919 | 860.3851 | 8846.0508 | 0.23867 | 11141.1219 | 0.0042 | 0.025778 | 0.31372 | 0.004116 | 0.31784 | 806.1958
03/06 03:00:00 | 51.98 | 11.1 | 32.51% | 1.101 | 40806.9675 | 1.1062 | 3.9825 | 4.0124 | 3.6112 | 0.29529 | 0.97796 | 0.13427 | 288.7945 | 1.101 | 40806.9675 | 1.1062 | 4.3143 | 4.3468 | 3.6948 | 0.29529 | 0.95583 | 0.13124 | 282.0075 | 12049.7197 | 0.32511 | 14876.1972 | 0.074307 | 0.28878 | 0.010202 | 0.29898 | 557.4424 | 12049.7197 | 0.32511 | 14876.1972 | 0.074307 | 0.47661 | 0.010202 | 0.48682 | 907.6465 | 12049.7197 | 0.32511 | 15508.0048 | 0.074307 | 0.035114 | 0.43669 | 0.015023 | 0.45171 | 842.195 | 12049.7197 | 0.32511 | 15568.1134 | 0.0042 | 0.30221 | 0.00057666 | 0.30279 | 564.3509 | 12049.7197 | 0.32511 | 14396.3199 | 0.0042 | 0.46124 | 0.00057666 | 0.46182 | 860.8469 | 12049.7197 | 0.32511 | 15175.9694 | 0.0042 | 0.035114 | 0.42734 | 0.0053978 | 0.43274 | 806.6286
03/06 04:00:00 | 53.06 | 11.7 | 35.32% | 1.1188 | 41467.1533 | 1.111 | 3.9997 | 4.0453 | 3.6408 | 0.31566 | 1.0537 | 0.14467 | 288.9392 | 1.1188 | 41467.1533 | 1.111 | 4.333 | 4.3824 | 3.7251 | 0.29058 | 0.94806 | 0.13017 | 282.1376 | 13089.6103 | 0.35317 | 16160.0128 | 0.080719 | 0.3137 | 0.011083 | 0.32479 | 557.7671 | 13089.6103 | 0.35317 | 16160.0128 | 0.080719 | 0.51775 | 0.011083 | 0.52883 | 908.1753 | 13089.6103 | 0.35317 | 16846.3453 | 0.080719 | 0.038144 | 0.47437 | 0.01632 | 0.49069 | 842.6857 | 13089.6103 | 0.35317 | 16911.6413 | 0.0042 | 0.32829 | 0.00057666 | 0.32887 | 564.6798 | 13089.6103 | 0.35317 | 15638.722 | 0.0042 | 0.50104 | 0.00057666 | 0.50162 | 861.3485 | 13089.6103 | 0.35317 | 16485.6553 | 0.0042 | 0.038144 | 0.46422 | 0.0058138 | 0.47003 | 807.0986
03/06 05:00:00 | 53.06 | 11.7 | 34.02% | 1.1188 | 41467.1533 | 1.111 | 3.9997 | 4.0453 | 3.6408 | 0.30411 | 1.0152 | 0.13938 | 289.0786 | 1.1188 | 41467.1533 | 1.111 | 4.333 | 4.3824 | 3.7251 | 0.30411 | 0.99219 | 0.13623 | 282.2739 | 12610.6271 | 0.34024 | 15568.6754 | 0.077766 | 0.30222 | 0.010677 | 0.3129 | 558.0801 | 12610.6271 | 0.34024 | 15568.6754 | 0.077766 | 0.4988 | 0.010677 | 0.50948 | 908.6848 | 12610.6271 | 0.34024 | 16229.8933 | 0.077766 | 0.036748 | 0.45702 | 0.015723 | 0.47274 | 843.1584 | 12610.6271 | 0.34024 | 16292.7999 | 0.0042 | 0.31628 | 0.00057666 | 0.31686 | 564.9967 | 12610.6271 | 0.34024 | 15066.4601 | 0.0042 | 0.48271 | 0.00057666 | 0.48329 | 861.8318 | 12610.6271 | 0.34024 | 15882.4019 | 0.0042 | 0.036748 | 0.44723 | 0.0056222 | 0.45285 | 807.5514
03/06 06:00:00 | 55.94 | 13.3 | 31.58% | 1.167 | 43252.6302 | 1.1207 | 4.0346 | 4.1309 | 3.7178 | 0.27064 | 0.92282 | 0.1267 | 289.2053 | 1.167 | 43252.6302 | 1.1207 | 4.3708 | 4.4751 | 3.8039 | 0.29156 | 0.97163 | 0.13341 | 282.4073 | 11706.0635 | 0.31584 | 14451.9303 | 0.072187 | 0.28055 | 0.0099113 | 0.29046 | 558.3705 | 11706.0635 | 0.31584 | 14451.9303 | 0.072187 | 0.46302 | 0.0099113 | 0.47293 | 909.1577 | 11706.0635 | 0.31584 | 15065.7188 | 0.072187 | 0.034112 | 0.42423 | 0.014595 | 0.43883 | 843.5972 | 11706.0635 | 0.31584 | 15124.1131 | 0.0042 | 0.29359 | 0.00057666 | 0.29417 | 565.2908 | 11706.0635 | 0.31584 | 13985.739 | 0.0042 | 0.44808 | 0.00057666 | 0.44866 | 862.2805 | 11706.0635 | 0.31584 | 14743.1531 | 0.0042 | 0.034112 | 0.41515 | 0.0052603 | 0.42041 | 807.9718
03/06 07:00:00 | 55.94 | 13.3 | 30.2% | 1.167 | 43252.6302 | 1.1207 | 4.0346 | 4.1309 | 3.7178 | 0.25879 | 0.88239 | 0.12115 | 289.3264 | 1.167 | 43252.6302 | 1.1207 | 4.3708 | 4.4751 | 3.8039 | 0.25879 | 0.86243 | 0.11841 | 282.5257 | 11193.2311 | 0.302 | 13818.8039 | 0.069025 | 0.26826 | 0.0094771 | 0.27773 | 558.6482 | 11193.2311 | 0.302 | 13818.8039 | 0.069025 | 0.44274 | 0.0094771 | 0.45221 | 909.6099 | 11193.2311 | 0.302 | 14405.7029 | 0.069025 | 0.032618 | 0.40565 | 0.013956 | 0.4196 | 844.0168 | 11193.2311 | 0.302 | 14461.5389 | 0.0042 | 0.28073 | 0.00057666 | 0.28131 | 565.5721 | 11193.2311 | 0.302 | 13373.036 | 0.0042 | 0.42845 | 0.00057666 | 0.42903 | 862.7095 | 11193.2311 | 0.302 | 14097.2684 | 0.0042 | 0.032618 | 0.39696 | 0.0050551 | 0.40202 | 808.3739
03/06 08:00:00 | 57.92 | 14.4 | 24.73% | 1.2007 | 44501.2239 | 1.1247 | 4.0487 | 4.188 | 3.7692 | 0.20601 | 0.71284 | 0.097873 | 289.4243 | 1.2007 | 44501.2239 | 1.1247 | 4.3861 | 4.537 | 3.8565 | 0.25153 | 0.85066 | 0.1168 | 282.6425 | 9167.554 | 0.24735 | 11317.9679 | 0.056533 | 0.21971 | 0.007762 | 0.22747 | 558.8757 | 9167.554 | 0.24735 | 11317.9679 | 0.056533 | 0.36261 | 0.007762 | 0.37037 | 909.9803 | 9167.554 | 0.24735 | 11798.6538 | 0.056533 | 0.026715 | 0.33224 | 0.01143 | 0.34367 | 844.3605 | 9167.554 | 0.24735 | 11844.3851 | 0.0042 | 0.22993 | 0.00057666 | 0.2305 | 565.8026 | 9167.554 | 0.24735 | 10952.8722 | 0.0042 | 0.35092 | 0.00057666 | 0.35149 | 863.061 | 9167.554 | 0.24735 | 11546.0378 | 0.0042 | 0.026715 | 0.32512 | 0.0042446 | 0.32937 | 808.7032
03/06 09:00:00 | 60.08 | 15.6 | 18.52% | 1.238 | 45882.914 | 1.1264 | 4.0549 | 4.249 | 3.8241 | 0.1496 | 0.52607 | 0.07223 | 289.4965 | 1.238 | 45882.914 | 1.1264 | 4.3928 | 4.603 | 3.9126 | 0.1496 | 0.51417 | 0.070596 | 282.7131 | 6864.0247 | 0.1852 | 8474.1045 | 0.042328 | 0.1645 | 0.0058117 | 0.17031 | 559.046 | 6864.0247 | 0.1852 | 8474.1045 | 0.042328 | 0.2715 | 0.0058117 | 0.27731 | 910.2576 | 6864.0247 | 0.1852 | 8834.0086 | 0.042328 | 0.020002 | 0.24876 | 0.008558 | 0.25731 | 844.6178 | 6864.0247 | 0.1852 | 8868.2489 | 0.0042 | 0.17215 | 0.00057666 | 0.17273 | 565.9754 | 6864.0247 | 0.1852 | 8200.7463 | 0.0042 | 0.26274 | 0.00057666 | 0.26332 | 863.3243 | 6864.0247 | 0.1852 | 8644.8674 | 0.0042 | 0.020002 | 0.24343 | 0.003323 | 0.24675 | 808.95
03/06 10:00:00 | 64.94 | 18.3 | 12% | 1.3238 | 49066.449 | 1.1202 | 4.0329 | 4.3819 | 3.9437 | 0.090672 | 0.33063 | 0.045395 | 289.5419 | 1.3238 | 49066.449 | 1.1202 | 4.3689 | 4.7471 | 4.035 | 0.13989 | 0.49857 | 0.068453 | 282.7815 | 4448.9452 | 0.12004 | 5492.5249 | 0.027435 | 0.10662 | 0.0037668 | 0.11039 | 559.1564 | 4448.9452 | 0.12004 | 5492.5249 | 0.027435 | 0.17597 | 0.0037668 | 0.17974 | 910.4374 | 4448.9452 | 0.12004 | 5725.7982 | 0.027435 | 0.012965 | 0.16123 | 0.0055469 | 0.16678 | 844.7846 | 4448.9452 | 0.12004 | 5747.9912 | 0.0042 | 0.11158 | 0.00057666 | 0.11216 | 566.0875 | 4448.9452 | 0.12004 | 5315.3467 | 0.0042 | 0.1703 | 0.00057666 | 0.17087 | 863.4952 | 4448.9452 | 0.12004 | 5603.2055 | 0.0042 | 0.012965 | 0.15778 | 0.0023567 | 0.16014 | 809.1101
03/06 11:00:00 | 69.08 | 20.6 | 4.7% | 1.3992 | 51859.9654 | 1.1045 | 3.9762 | 4.4925 | 4.0432 | 0.033589 | 0.12627 | 0.017337 | 289.5592 | 1.3992 | 51859.9654 | 1.1045 | 4.3075 | 4.8668 | 4.1368 | 0.033589 | 0.12341 | 0.016944 | 282.7985 | 1741.92 | 0.046998 | 2150.5186 | 0.010742 | 0.041747 | 0.0014749 | 0.043221 | 559.1996 | 1741.92 | 0.046998 | 2150.5186 | 0.010742 | 0.0689 | 0.0014749 | 0.070375 | 910.5077 | 1741.92 | 0.046998 | 2241.8533 | 0.010742 | 0.0050761 | 0.063128 | 0.0021718 | 0.0653 | 844.8499 | 1741.92 | 0.046998 | 2250.5427 | 0.0042 | 0.043688 | 0.00057666 | 0.044265 | 566.1318 | 1741.92 | 0.046998 | 2081.147 | 0.0042 | 0.066677 | 0.00057666 | 0.067254 | 863.5625 | 1741.92 | 0.046998 | 2193.854 | 0.0042 | 0.0050761 | 0.061776 | 0.0012736 | 0.06305 | 809.1732
03/06 12:00:00 | 69.98 | 21.1 | 0.216% | 1.4159 | 52477.1875 | 1.0999 | 3.9595 | 4.5163 | 4.0647 | 0.0015257 | 0.005773 | 0.00079263 | 289.56 | 1.4159 | 52477.1875 | 1.0999 | 4.2895 | 4.8927 | 4.1588 | 0.033194 | 0.12276 | 0.016855 | 282.8153 | 80.0639 | 0.0021602 | 98.8443 | 0.00049373 | 0.0019188 | 6.7789e-05 | 0.0019866 | 559.2016 | 80.0639 | 0.0021602 | 98.8443 | 0.00049373 | 0.0031668 | 6.7789e-05 | 0.0032346 | 910.511 | 80.0639 | 0.0021602 | 103.0424 | 0.00049373 | 0.00023331 | 0.0029016 | 9.9822e-05 | 0.0030014 | 844.8529 | 80.0639 | 0.0021602 | 103.4418 | 0.0042 | 0.002008 | 0.00057666 | 0.0025847 | 566.1344 | 80.0639 | 0.0021602 | 95.6558 | 0.0042 | 0.0030647 | 0.00057666 | 0.0036413 | 863.5661 | 80.0639 | 0.0021602 | 100.8362 | 0.0042 | 0.00023331 | 0.0028394 | 0.00060869 | 0.0034481 | 809.1766
03/06 13:00:00 | 69.98 | 21.1 | 0% | 1.4159 | 52477.1875 | 1.0999 | 3.9595 | 4.5163 | 4.0647 | 0 | 0 | 0 | 289.56 | 1.4159 | 52477.1875 | 1.0999 | 4.2895 | 4.8927 | 4.1588 | 0 | 0 | 0 | 282.8153 | 0 | 0 | 0 | 0 | 0 | 0 | 0 | 559.2016 | 0 | 0 | 0 | 0 | 0 | 0 | 0 | 910.511 | 0 | 0 | 0 | 0 | 0 | 0 | 0 | 0 | 844.8529 | 0 | 0 | 0 | 0.0042 | 0 | 0.00057666 | 0.00057666 | 566.135 | 0 | 0 | 0 | 0.0042 | 0 | 0.00057666 | 0.00057666 | 863.5667 | 0 | 0 | 0 | 0.0042 | 0 | 0 | 0.00057666 | 0.00057666 | 809.1772
03/06 14:00:00 | 71.06 | 21.7 | 0% | 1.436 | 53222.538 | 1.0938 | 3.9376 | 4.545 | 4.0905 | 0 | 0 | 0 | 289.56 | 1.436 | 53222.538 | 1.0938 | 4.2657 | 4.9237 | 4.1852 | 0 | 0 | 0 | 282.8153 | 0 | 0 | 0 | 0 | 0 | 0 | 0 | 559.2016 | 0 | 0 | 0 | 0 | 0 | 0 | 0 | 910.511 | 0 | 0 | 0 | 0 | 0 | 0 | 0 | 0 | 844.8529 | 0 | 0 | 0 | 0.0042 | 0 | 0.00057666 | 0.00057666 | 566.1355 | 0 | 0 | 0 | 0.0042 | 0 | 0.00057666 | 0.00057666 | 863.5673 | 0 | 0 | 0 | 0.0042 | 0 | 0 | 0.00057666 | 0.00057666 | 809.1778
03/06 15:00:00 | 71.96 | 22.2 | 0% | 1.4528 | 53847.5669 | 1.0882 | 3.9177 | 4.5689 | 4.112 | 0 | 0 | 0 | 289.56 | 1.4528 | 53847.5669 | 1.0882 | 4.2442 | 4.9496 | 4.2072 | 0 | 0 | 0 | 282.8153 | 0 | 0 | 0 | 0 | 0 | 0 | 0 | 559.2016 | 0 | 0 | 0 | 0 | 0 | 0 | 0 | 910.511 | 0 | 0 | 0 | 0 | 0 | 0 | 0 | 0 | 844.8529 | 0 | 0 | 0 | 0.0042 | 0 | 0.00057666 | 0.00057666 | 566.1361 | 0 | 0 | 0 | 0.0042 | 0 | 0.00057666 | 0.00057666 | 863.5678 | 0 | 0 | 0 | 0.0042 | 0 | 0 | 0.00057666 | 0.00057666 | 809.1783
03/06 16:00:00 | 71.96 | 22.2 | 0% | 1.4528 | 53847.5669 | 1.0882 | 3.9177 | 4.5689 | 4.112 | 0 | 0 | 0 | 289.56 | 1.4528 | 53847.5669 | 1.0882 | 4.2442 | 4.9496 | 4.2072 | 0 | 0 | 0 | 282.8153 | 0 | 0 | 0 | 0 | 0 | 0 | 0 | 559.2016 | 0 | 0 | 0 | 0 | 0 | 0 | 0 | 910.511 | 0 | 0 | 0 | 0 | 0 | 0 | 0 | 0 | 844.8529 | 0 | 0 | 0 | 0.0042 | 0 | 0.00057666 | 0.00057666 | 566.1367 | 0 | 0 | 0 | 0.0042 | 0 | 0.00057666 | 0.00057666 | 863.5684 | 0 | 0 | 0 | 0.0042 | 0 | 0 | 0.00057666 | 0.00057666 | 809.1789
03/06 17:00:00 | 71.06 | 21.7 | 0.1285% | 1.436 | 53222.538 | 1.0938 | 3.9376 | 4.545 | 4.0905 | 0.00089459 | 0.0034114 | 0.00046839 | 289.5605 | 1.436 | 53222.538 | 1.0938 | 4.2657 | 4.9237 | 4.1852 | 0.00089459 | 0.0033342 | 0.00045779 | 282.8158 | 47.6122 | 0.0012846 | 58.7805 | 0.00029361 | 0.0011411 | 4.0312e-05 | 0.0011814 | 559.2028 | 47.6122 | 0.0012846 | 58.7805 | 0.00029361 | 0.0018832 | 4.0312e-05 | 0.0019236 | 910.5129 | 47.6122 | 0.0012846 | 61.277 | 0.00029361 | 0.00013875 | 0.0017255 | 5.9362e-05 | 0.0017849 | 844.8547 | 47.6122 | 0.0012846 | 61.5145 | 0.0042 | 0.0011941 | 0.00057666 | 0.0017708 | 566.1385 | 47.6122 | 0.0012846 | 56.8844 | 0.0042 | 0.0018225 | 0.00057666 | 0.0023992 | 863.5708 | 47.6122 | 0.0012846 | 59.965 | 0.0042 | 0.00013875 | 0.0016885 | 0.00059571 | 0.0022843 | 809.1812
03/06 18:00:00 | 68 | 20 | 1.97% | 1.3794 | 51123.983 | 1.1095 | 3.9942 | 4.4638 | 4.0174 | 0.01428 | 0.05326 | 0.0073126 | 289.5678 | 1.3794 | 51123.983 | 1.1095 | 4.327 | 4.8357 | 4.1104 | 0.00093131 | 0.0033949 | 0.00046612 | 282.8162 | 730.0552 | 0.019697 | 901.3027 | 0.004502 | 0.017496 | 0.00061813 | 0.018115 | 559.2209 | 730.0552 | 0.019697 | 901.3027 | 0.004502 | 0.028877 | 0.00061813 | 0.029495 | 910.5424 | 730.0552 | 0.019697 | 939.5819 | 0.004502 | 0.0021274 | 0.026458 | 0.00091022 | 0.027368 | 844.882 | 730.0552 | 0.019697 | 943.2237 | 0.0042 | 0.01831 | 0.00057666 | 0.018887 | 566.1573 | 730.0552 | 0.019697 | 872.2284 | 0.0042 | 0.027945 | 0.00057666 | 0.028522 | 863.5993 | 730.0552 | 0.019697 | 919.4649 | 0.0042 | 0.0021274 | 0.025891 | 0.00086876 | 0.02676 | 809.208
03/06 19:00:00 | 68 | 20 | 1.631% | 1.3794 | 51123.983 | 1.1095 | 3.9942 | 4.4638 | 4.0174 | 0.011824 | 0.044098 | 0.0060547 | 289.5739 | 1.3794 | 51123.983 | 1.1095 | 4.327 | 4.8357 | 4.1104 | 0.011824 | 0.0431 | 0.0059177 | 282.8222 | 604.4676 | 0.016309 | 746.2563 | 0.0037276 | 0.014487 | 0.00051179 | 0.014998 | 559.2359 | 604.4676 | 0.016309 | 746.2563 | 0.0037276 | 0.023909 | 0.00051179 | 0.024421 | 910.5668 | 604.4676 | 0.016309 | 777.9506 | 0.0037276 | 0.0017615 | 0.021906 | 0.00075364 | 0.02266 | 844.9047 | 604.4676 | 0.016309 | 780.9659 | 0.0042 | 0.01516 | 0.00057666 | 0.015737 | 566.1731 | 604.4676 | 0.016309 | 722.1835 | 0.0042 | 0.023138 | 0.00057666 | 0.023714 | 863.623 | 604.4676 | 0.016309 | 761.2942 | 0.0042 | 0.0017615 | 0.021437 | 0.00081851 | 0.022256 | 809.2302
03/06 20:00:00 | 64.94 | 18.3 | 0.7644% | 1.3238 | 49066.449 | 1.1202 | 4.0329 | 4.3819 | 3.9437 | 0.0057742 | 0.021055 | 0.0028909 | 289.5768 | 1.3238 | 49066.449 | 1.1202 | 4.3689 | 4.7471 | 4.035 | 0.012319 | 0.043905 | 0.0060282 | 282.8282 | 283.3187 | 0.0076441 | 349.7761 | 0.0017471 | 0.00679 | 0.00023988 | 0.0070299 | 559.2429 | 283.3187 | 0.0076441 | 349.7761 | 0.0017471 | 0.011206 | 0.00023988 | 0.011446 | 910.5783 | 283.3187 | 0.0076441 | 364.6315 | 0.0017471 | 0.00082561 | 0.010268 | 0.00035324 | 0.010621 | 844.9153 | 283.3187 | 0.0076441 | 366.0448 | 0.0042 | 0.0071058 | 0.00057666 | 0.0076824 | 566.1808 | 283.3187 | 0.0076441 | 338.493 | 0.0042 | 0.010845 | 0.00057666 | 0.011422 | 863.6345 | 283.3187 | 0.0076441 | 356.8245 | 0.0042 | 0.00082561 | 0.010048 | 0.00069002 | 0.010738 | 809.241
03/06 21:00:00 | 62.96 | 17.2 | 3.318% | 1.2885 | 47756.9624 | 1.1244 | 4.0478 | 4.3283 | 3.8955 | 0.025754 | 0.092536 | 0.012705 | 289.5895 | 1.2885 | 47756.9624 | 1.1244 | 4.3851 | 4.689 | 3.9857 | 0.025754 | 0.090442 | 0.012418 | 282.8406 | 1229.9312 | 0.033184 | 1518.4336 | 0.0075846 | 0.029476 | 0.0010414 | 0.030518 | 559.2735 | 1229.9312 | 0.033184 | 1518.4336 | 0.0075846 | 0.048649 | 0.0010414 | 0.04969 | 910.6279 | 1229.9312 | 0.033184 | 1582.9231 | 0.0075846 | 0.0035841 | 0.044573 | 0.0015335 | 0.046107 | 844.9614 | 1229.9312 | 0.033184 | 1589.0584 | 0.0042 | 0.030847 | 0.00057666 | 0.031424 | 566.2122 | 1229.9312 | 0.033184 | 1469.4519 | 0.0042 | 0.047079 | 0.00057666 | 0.047656 | 863.6821 | 1229.9312 | 0.033184 | 1549.0318 | 0.0042 | 0.0035841 | 0.043619 | 0.0010688 | 0.044688 | 809.2856
03/06 22:00:00 | 62.96 | 17.2 | 4.966% | 1.2885 | 47756.9624 | 1.1244 | 4.0478 | 4.3283 | 3.8955 | 0.038537 | 0.13847 | 0.019011 | 289.6085 | 1.2885 | 47756.9624 | 1.1244 | 4.3851 | 4.689 | 3.9857 | 0.025754 | 0.090442 | 0.012418 | 282.853 | 1840.4166 | 0.049656 | 2272.1193 | 0.011349 | 0.044107 | 0.0015583 | 0.045665 | 559.3191 | 1840.4166 | 0.049656 | 2272.1193 | 0.011349 | 0.072796 | 0.0015583 | 0.074354 | 910.7023 | 1840.4166 | 0.049656 | 2368.6185 | 0.011349 | 0.0053631 | 0.066698 | 0.0022946 | 0.068992 | 845.0304 | 1840.4166 | 0.049656 | 2377.7992 | 0.0042 | 0.046159 | 0.00057666 | 0.046735 | 566.2589 | 1840.4166 | 0.049656 | 2198.8251 | 0.0042 | 0.070447 | 0.00057666 | 0.071024 | 863.7531 | 1840.4166 | 0.049656 | 2317.905 | 0.0042 | 0.0053631 | 0.06527 | 0.001313 | 0.066583 | 809.3522
03/06 23:00:00 | 62.06 | 16.7 | 8.288% | 1.2726 | 47167.4189 | 1.1255 | 4.0519 | 4.3037 | 3.8734 | 0.065129 | 0.23244 | 0.031915 | 289.6404 | 1.2726 | 47167.4189 | 1.1255 | 4.3895 | 4.6624 | 3.963 | 0.065129 | 0.22719 | 0.031193 | 282.8842 | 3071.9589 | 0.082884 | 3792.5418 | 0.018944 | 0.073622 | 0.002601 | 0.076223 | 559.3954 | 3071.9589 | 0.082884 | 3792.5418 | 0.018944 | 0.12151 | 0.002601 | 0.12411 | 910.8264 | 3071.9589 | 0.082884 | 3953.615 | 0.018944 | 0.0089519 | 0.11133 | 0.0038301 | 0.11516 | 845.1456 | 3071.9589 | 0.082884 | 3968.9391 | 0.0042 | 0.077046 | 0.00057666 | 0.077623 | 566.3365 | 3071.9589 | 0.082884 | 3670.2018 | 0.0042 | 0.11759 | 0.00057666 | 0.11817 | 863.8713 | 3071.9589 | 0.082884 | 3868.9658 | 0.0042 | 0.0089519 | 0.10895 | 0.0018058 | 0.11075 | 809.463
03/06 24:00:00 | 60.08 | 15.6 | 10.7% | 1.238 | 45882.914 | 1.1264 | 4.0549 | 4.249 | 3.8241 | 0.086413 | 0.30388 | 0.041722 | 289.6821 | 1.238 | 45882.914 | 1.1264 | 4.3928 | 4.603 | 3.9126 | 0.066952 | 0.23011 | 0.031595 | 282.9158 | 3964.8844 | 0.10698 | 4894.919 | 0.02445 | 0.095022 | 0.003357 | 0.098379 | 559.4937 | 3964.8844 | 0.10698 | 4894.919 | 0.02445 | 0.15683 | 0.003357 | 0.16018 | 910.9866 | 3964.8844 | 0.10698 | 5102.8113 | 0.02445 | 0.011554 | 0.14369 | 0.0049434 | 0.14863 | 845.2942 | 3964.8844 | 0.10698 | 5122.5897 | 0.0042 | 0.099441 | 0.00057666 | 0.10002 | 566.4366 | 3964.8844 | 0.10698 | 4737.0184 | 0.0042 | 0.15177 | 0.00057666 | 0.15234 | 864.0237 | 3964.8844 | 0.10698 | 4993.5572 | 0.0042 | 0.011554 | 0.14061 | 0.002163 | 0.14278 | 809.6058
03/07 01:00:00 | 60.08 | 15.6 | 12.59% | 1.238 | 45882.914 | 1.1264 | 4.0549 | 4.249 | 3.8241 | 0.10171 | 0.35767 | 0.049108 | 289.7312 | 1.238 | 45882.914 | 1.1264 | 4.3928 | 4.603 | 3.9126 | 0.10171 | 0.34957 | 0.047997 | 282.9638 | 4666.7095 | 0.12591 | 5761.3698 | 0.028778 | 0.11184 | 0.0039512 | 0.11579 | 559.6095 | 4666.7095 | 0.12591 | 5761.3698 | 0.028778 | 0.18459 | 0.0039512 | 0.18854 | 911.1751 | 4666.7095 | 0.12591 | 6006.0612 | 0.028778 | 0.013599 | 0.16912 | 0.0058184 | 0.17494 | 845.4692 | 4666.7095 | 0.12591 | 6029.3405 | 0.0042 | 0.11704 | 0.00057666 | 0.11762 | 566.5542 | 4666.7095 | 0.12591 | 5575.5191 | 0.0042 | 0.17863 | 0.00057666 | 0.17921 | 864.2029 | 4666.7095 | 0.12591 | 5877.4679 | 0.0042 | 0.013599 | 0.1655 | 0.0024438 | 0.16795 | 809.7737
03/07 02:00:00 | 57.92 | 14.4 | 16.79% | 1.2007 | 44501.2239 | 1.1247 | 4.0487 | 4.188 | 3.7692 | 0.13984 | 0.48389 | 0.066438 | 289.7977 | 1.2007 | 44501.2239 | 1.1247 | 4.3861 | 4.537 | 3.8565 | 0.10487 | 0.35466 | 0.048695 | 283.0125 | 6223.0509 | 0.1679 | 7682.7789 | 0.038375 | 0.14914 | 0.005269 | 0.15441 | 559.7639 | 6223.0509 | 0.1679 | 7682.7789 | 0.038375 | 0.24615 | 0.005269 | 0.25141 | 911.4265 | 6223.0509 | 0.1679 | 8009.0745 | 0.038375 | 0.018134 | 0.22553 | 0.0077588 | 0.23329 | 845.7024 | 6223.0509 | 0.1679 | 8040.1175 | 0.0042 | 0.15608 | 0.00057666 | 0.15665 | 566.7108 | 6223.0509 | 0.1679 | 7434.9473 | 0.0042 | 0.23821 | 0.00057666 | 0.23878 | 864.4416 | 6223.0509 | 0.1679 | 7837.5956 | 0.0042 | 0.018134 | 0.2207 | 0.0030665 | 0.22376 | 809.9975
03/07 03:00:00 | 57.02 | 13.9 | 21.96% | 1.1853 | 43931.5522 | 1.1231 | 4.0433 | 4.1622 | 3.746 | 0.18525 | 0.63672 | 0.087422 | 289.8851 | 1.1853 | 43931.5522 | 1.1231 | 4.3802 | 4.5091 | 3.8327 | 0.18525 | 0.62232 | 0.085444 | 283.0979 | 8138.1384 | 0.21957 | 10047.0845 | 0.050185 | 0.19504 | 0.0068904 | 0.20193 | 559.9659 | 8138.1384 | 0.21957 | 10047.0845 | 0.050185 | 0.3219 | 0.0068904 | 0.32879 | 911.7553 | 8138.1384 | 0.21957 | 10473.7946 | 0.050185 | 0.023715 | 0.29493 | 0.010147 | 0.30508 | 846.0075 | 8138.1384 | 0.21957 | 10514.3907 | 0.0042 | 0.20411 | 0.00057666 | 0.20469 | 566.9155 | 8138.1384 | 0.21957 | 9722.985 | 0.0042 | 0.31151 | 0.00057666 | 0.31209 | 864.7537 | 8138.1384 | 0.21957 | 10249.5446 | 0.0042 | 0.023715 | 0.28862 | 0.0038327 | 0.29245 | 810.2899
03/07 04:00:00 | 57.02 | 13.9 | 24.04% | 1.1853 | 43931.5522 | 1.1231 | 4.0433 | 4.1622 | 3.746 | 0.20286 | 0.69725 | 0.095732 | 289.9808 | 1.1853 | 43931.5522 | 1.1231 | 4.3802 | 4.5091 | 3.8327 | 0.18525 | 0.62232 | 0.085444 | 283.1834 | 8911.7582 | 0.24045 | 11002.1706 | 0.054956 | 0.21358 | 0.0075454 | 0.22112 | 560.187 | 8911.7582 | 0.24045 | 11002.1706 | 0.054956 | 0.35249 | 0.0075454 | 0.36004 | 912.1154 | 8911.7582 | 0.24045 | 11469.4442 | 0.054956 | 0.025969 | 0.32297 | 0.011111 | 0.33408 | 846.3416 | 8911.7582 | 0.24045 | 11513.8994 | 0.0042 | 0.22351 | 0.00057666 | 0.22409 | 567.1396 | 8911.7582 | 0.24045 | 10647.2618 | 0.0042 | 0.34112 | 0.00057666 | 0.3417 | 865.0954 | 8911.7582 | 0.24045 | 11223.8768 | 0.0042 | 0.025969 | 0.31605 | 0.0041423 | 0.32019 | 810.6101
03/07 05:00:00 | 57.02 | 13.9 | 21.54% | 1.1853 | 43931.5522 | 1.1231 | 4.0433 | 4.1622 | 3.746 | 0.18174 | 0.62468 | 0.085769 | 290.0666 | 1.1853 | 43931.5522 | 1.1231 | 4.3802 | 4.5091 | 3.8327 | 0.18174 | 0.61055 | 0.083829 | 283.2672 | 7984.2891 | 0.21542 | 9857.1471 | 0.049236 | 0.19135 | 0.0067602 | 0.19811 | 560.3851 | 7984.2891 | 0.21542 | 9857.1471 | 0.049236 | 0.31581 | 0.0067602 | 0.32257 | 912.4379 | 7984.2891 | 0.21542 | 10275.7904 | 0.049236 | 0.023267 | 0.28935 | 0.0099547 | 0.29931 | 846.6409 | 7984.2891 | 0.21542 | 10315.619 | 0.0042 | 0.20025 | 0.00057666 | 0.20083 | 567.3404 | 7984.2891 | 0.21542 | 9539.1746 | 0.0042 | 0.30562 | 0.00057666 | 0.3062 | 865.4016 | 7984.2891 | 0.21542 | 10055.7797 | 0.0042 | 0.023267 | 0.28316 | 0.0037712 | 0.28693 | 810.897
03/07 06:00:00 | 57.02 | 13.9 | 20.3% | 1.1853 | 43931.5522 | 1.1231 | 4.0433 | 4.1622 | 3.746 | 0.1713 | 0.58879 | 0.080841 | 290.1474 | 1.1853 | 43931.5522 | 1.1231 | 4.3802 | 4.5091 | 3.8327 | 0.18174 | 0.61055 | 0.083829 | 283.351 | 7525.4856 | 0.20304 | 9290.723 | 0.046407 | 0.18035 | 0.0063717 | 0.18673 | 560.5718 | 7525.4856 | 0.20304 | 9290.723 | 0.046407 | 0.29766 | 0.0063717 | 0.30403 | 912.742 | 7525.4856 | 0.20304 | 9685.3097 | 0.046407 | 0.02193 | 0.27273 | 0.0093827 | 0.28211 | 846.923 | 7525.4856 | 0.20304 | 9722.8497 | 0.0042 | 0.18874 | 0.00057666 | 0.18932 | 567.5298 | 7525.4856 | 0.20304 | 8991.0223 | 0.0042 | 0.28806 | 0.00057666 | 0.28864 | 865.6903 | 7525.4856 | 0.20304 | 9477.9416 | 0.0042 | 0.02193 | 0.26689 | 0.0035876 | 0.27048 | 811.1675
03/07 07:00:00 | 57.02 | 13.9 | 20.02% | 1.1853 | 43931.5522 | 1.1231 | 4.0433 | 4.1622 | 3.746 | 0.16887 | 0.58042 | 0.079691 | 290.2271 | 1.1853 | 43931.5522 | 1.1231 | 4.3802 | 4.5091 | 3.8327 | 0.16887 | 0.56729 | 0.077888 | 283.4289 | 7418.5112 | 0.20016 | 9158.6558 | 0.045747 | 0.17779 | 0.0062811 | 0.18407 | 560.7559 | 7418.5112 | 0.20016 | 9158.6558 | 0.045747 | 0.29343 | 0.0062811 | 0.29971 | 913.0417 | 7418.5112 | 0.20016 | 9547.6335 | 0.045747 | 0.021618 | 0.26885 | 0.0092493 | 0.2781 | 847.2011 | 7418.5112 | 0.20016 | 9584.6398 | 0.0042 | 0.18606 | 0.00057666 | 0.18664 | 567.7164 | 7418.5112 | 0.20016 | 8863.2153 | 0.0042 | 0.28397 | 0.00057666 | 0.28454 | 865.9748 | 7418.5112 | 0.20016 | 9343.2131 | 0.0042 | 0.021618 | 0.26309 | 0.0035448 | 0.26664 | 811.4342
03/07 08:00:00 | 60.08 | 15.6 | 12.68% | 1.238 | 45882.914 | 1.1264 | 4.0549 | 4.249 | 3.8241 | 0.10239 | 0.36006 | 0.049437 | 290.2766 | 1.238 | 45882.914 | 1.1264 | 4.3928 | 4.603 | 3.9126 | 0.16168 | 0.55571 | 0.076298 | 283.5052 | 4697.9764 | 0.12675 | 5799.9709 | 0.028971 | 0.11259 | 0.0039777 | 0.11657 | 560.8725 | 4697.9764 | 0.12675 | 5799.9709 | 0.028971 | 0.18582 | 0.0039777 | 0.1898 | 913.2315 | 4697.9764 | 0.12675 | 6046.3017 | 0.028971 | 0.01369 | 0.17026 | 0.0058574 | 0.17611 | 847.3772 | 4697.9764 | 0.12675 | 6069.737 | 0.0042 | 0.11783 | 0.00057666 | 0.1184 | 567.8348 | 4697.9764 | 0.12675 | 5612.8751 | 0.0042 | 0.17983 | 0.00057666 | 0.18041 | 866.1552 | 4697.9764 | 0.12675 | 5916.8469 | 0.0042 | 0.01369 | 0.16661 | 0.0024563 | 0.16907 | 811.6032
03/07 09:00:00 | 62.96 | 17.2 | 6.345% | 1.2885 | 47756.9624 | 1.1244 | 4.0478 | 4.3283 | 3.8955 | 0.049241 | 0.17693 | 0.024292 | 290.3009 | 1.2885 | 47756.9624 | 1.1244 | 4.3851 | 4.689 | 3.9857 | 0.049241 | 0.17292 | 0.023743 | 283.529 | 2351.6171 | 0.063448 | 2903.231 | 0.014502 | 0.056358 | 0.0019911 | 0.05835 | 560.9308 | 2351.6171 | 0.063448 | 2903.231 | 0.014502 | 0.093016 | 0.0019911 | 0.095007 | 913.3265 | 2351.6171 | 0.063448 | 3026.5342 | 0.014502 | 0.0068528 | 0.085224 | 0.002932 | 0.088156 | 847.4654 | 2351.6171 | 0.063448 | 3038.265 | 0.0042 | 0.05898 | 0.00057666 | 0.059556 | 567.8944 | 2351.6171 | 0.063448 | 2809.5784 | 0.0042 | 0.090015 | 0.00057666 | 0.090592 | 866.2458 | 2351.6171 | 0.063448 | 2961.7344 | 0.0042 | 0.0068528 | 0.083399 | 0.0015175 | 0.084917 | 811.6881
03/07 10:00:00 | 64.04 | 17.8 | 0.7215% | 1.3077 | 48469.0987 | 1.1224 | 4.0406 | 4.3577 | 3.9219 | 0.0055172 | 0.019984 | 0.0027438 | 290.3036 | 1.3077 | 48469.0987 | 1.1224 | 4.3774 | 4.7208 | 4.0127 | 0.048518 | 0.17176 | 0.023583 | 283.5526 | 267.4146 | 0.007215 | 330.1415 | 0.0016491 | 0.0064088 | 0.00022642 | 0.0066352 | 560.9374 | 267.4146 | 0.007215 | 330.1415 | 0.0016491 | 0.010577 | 0.00022642 | 0.010804 | 913.3373 | 267.4146 | 0.007215 | 344.1629 | 0.0016491 | 0.00077926 | 0.0096912 | 0.00033341 | 0.010025 | 847.4754 | 267.4146 | 0.007215 | 345.4969 | 0.0042 | 0.0067069 | 0.00057666 | 0.0072836 | 567.9016 | 267.4146 | 0.007215 | 319.4918 | 0.0042 | 0.010236 | 0.00057666 | 0.010813 | 866.2566 | 267.4146 | 0.007215 | 336.7942 | 0.0042 | 0.00077926 | 0.0094837 | 0.00068365 | 0.010167 | 811.6983
03/07 11:00:00 | 60.08 | 15.6 | 0% | 1.238 | 45882.914 | 1.1264 | 4.0549 | 4.249 | 3.8241 | 0 | 0 | 0 | 290.3036 | 1.238 | 45882.914 | 1.1264 | 4.3928 | 4.603 | 3.9126 | 0 | 0 | 0 | 283.5526 | 0 | 0 | 0 | 0 | 0 | 0 | 0 | 560.9374 | 0 | 0 | 0 | 0 | 0 | 0 | 0 | 913.3373 | 0 | 0 | 0 | 0 | 0 | 0 | 0 | 0 | 847.4754 | 0 | 0 | 0 | 0.0042 | 0 | 0.00057666 | 0.00057666 | 567.9022 | 0 | 0 | 0 | 0.0042 | 0 | 0.00057666 | 0.00057666 | 866.2572 | 0 | 0 | 0 | 0.0042 | 0 | 0 | 0.00057666 | 0.00057666 | 811.6989
03/07 12:00:00 | 60.98 | 16.1 | 0% | 1.2536 | 46464.6508 | 1.1263 | 4.0545 | 4.274 | 3.8466 | 0 | 0 | 0 | 290.3036 | 1.2536 | 46464.6508 | 1.1263 | 4.3924 | 4.6301 | 3.9356 | 0 | 0 | 0 | 283.5526 | 0 | 0 | 0 | 0 | 0 | 0 | 0 | 560.9374 | 0 | 0 | 0 | 0 | 0 | 0 | 0 | 913.3373 | 0 | 0 | 0 | 0 | 0 | 0 | 0 | 0 | 847.4754 | 0 | 0 | 0 | 0.0042 | 0 | 0.00057666 | 0.00057666 | 567.9028 | 0 | 0 | 0 | 0.0042 | 0 | 0.00057666 | 0.00057666 | 866.2578 | 0 | 0 | 0 | 0.0042 | 0 | 0 | 0.00057666 | 0.00057666 | 811.6995
03/07 13:00:00 | 60.98 | 16.1 | 0% | 1.2536 | 46464.6508 | 1.1263 | 4.0545 | 4.274 | 3.8466 | 0 | 0 | 0 | 290.3036 | 1.2536 | 46464.6508 | 1.1263 | 4.3924 | 4.6301 | 3.9356 | 0 | 0 | 0 | 283.5526 | 0 | 0 | 0 | 0 | 0 | 0 | 0 | 560.9374 | 0 | 0 | 0 | 0 | 0 | 0 | 0 | 913.3373 | 0 | 0 | 0 | 0 | 0 | 0 | 0 | 0 | 847.4754 | 0 | 0 | 0 | 0.0042 | 0 | 0.00057666 | 0.00057666 | 567.9034 | 0 | 0 | 0 | 0.0042 | 0 | 0.00057666 | 0.00057666 | 866.2584 | 0 | 0 | 0 | 0.0042 | 0 | 0 | 0.00057666 | 0.00057666 | 811.7
03/07 14:00:00 | 60.98 | 16.1 | 0% | 1.2536 | 46464.6508 | 1.1263 | 4.0545 | 4.274 | 3.8466 | 0 | 0 | 0 | 290.3036 | 1.2536 | 46464.6508 | 1.1263 | 4.3924 | 4.6301 | 3.9356 | 0 | 0 | 0 | 283.5526 | 0 | 0 | 0 | 0 | 0 | 0 | 0 | 560.9374 | 0 | 0 | 0 | 0 | 0 | 0 | 0 | 913.3373 | 0 | 0 | 0 | 0 | 0 | 0 | 0 | 0 | 847.4754 | 0 | 0 | 0 | 0.0042 | 0 | 0.00057666 | 0.00057666 | 567.904 | 0 | 0 | 0 | 0.0042 | 0 | 0.00057666 | 0.00057666 | 866.2589 | 0 | 0 | 0 | 0.0042 | 0 | 0 | 0.00057666 | 0.00057666 | 811.7006
03/07 15:00:00 | 60.98 | 16.1 | 1.137% | 1.2536 | 46464.6508 | 1.1263 | 4.0545 | 4.274 | 3.8466 | 0.0090717 | 0.032116 | 0.0044096 | 290.308 | 1.2536 | 46464.6508 | 1.1263 | 4.3924 | 4.6301 | 3.9356 | 0.0090717 | 0.03139 | 0.0043098 | 283.5569 | 421.5123 | 0.011373 | 520.3855 | 0.0025993 | 0.010102 | 0.00035689 | 0.010459 | 560.9479 | 421.5123 | 0.011373 | 520.3855 | 0.0025993 | 0.016672 | 0.00035689 | 0.017029 | 913.3543 | 421.5123 | 0.011373 | 542.4869 | 0.0025993 | 0.0012283 | 0.015276 | 0.00052553 | 0.015801 | 847.4912 | 421.5123 | 0.011373 | 544.5895 | 0.0042 | 0.010572 | 0.00057666 | 0.011148 | 567.9151 | 421.5123 | 0.011373 | 503.5989 | 0.0042 | 0.016135 | 0.00057666 | 0.016711 | 866.2756 | 421.5123 | 0.011373 | 530.8719 | 0.0042 | 0.0012283 | 0.014949 | 0.00074531 | 0.015694 | 811.7163
03/07 16:00:00 | 60.98 | 16.1 | 3.372% | 1.2536 | 46464.6508 | 1.1263 | 4.0545 | 4.274 | 3.8466 | 0.026896 | 0.09522 | 0.013074 | 290.3211 | 1.2536 | 46464.6508 | 1.1263 | 4.3924 | 4.6301 | 3.9356 | 0.0090717 | 0.03139 | 0.0043098 | 283.5612 | 1249.7138 | 0.033718 | 1542.8566 | 0.0077066 | 0.02995 | 0.0010581 | 0.031009 | 560.9789 | 1249.7138 | 0.033718 | 1542.8566 | 0.0077066 | 0.049431 | 0.0010581 | 0.050489 | 913.4048 | 1249.7138 | 0.033718 | 1608.3833 | 0.0077066 | 0.0036417 | 0.04529 | 0.0015581 | 0.046848 | 847.5381 | 1249.7138 | 0.033718 | 1614.6173 | 0.0042 | 0.031343 | 0.00057666 | 0.03192 | 567.947 | 1249.7138 | 0.033718 | 1493.087 | 0.0042 | 0.047837 | 0.00057666 | 0.048413 | 866.3241 | 1249.7138 | 0.033718 | 1573.9469 | 0.0042 | 0.0036417 | 0.044321 | 0.0010767 | 0.045397 | 811.7617
03/07 17:00:00 | 60.98 | 16.1 | 5.088% | 1.2536 | 46464.6508 | 1.1263 | 4.0545 | 4.274 | 3.8466 | 0.040585 | 0.14368 | 0.019728 | 290.3408 | 1.2536 | 46464.6508 | 1.1263 | 4.3924 | 4.6301 | 3.9356 | 0.040585 | 0.14043 | 0.019281 | 283.5805 | 1885.7675 | 0.050879 | 2328.108 | 0.011629 | 0.045194 | 0.0015966 | 0.046791 | 561.0257 | 1885.7675 | 0.050879 | 2328.108 | 0.011629 | 0.074589 | 0.0015966 | 0.076186 | 913.481 | 1885.7675 | 0.050879 | 2426.9852 | 0.011629 | 0.0054952 | 0.068341 | 0.0023511 | 0.070692 | 847.6087 | 1885.7675 | 0.050879 | 2436.3921 | 0.0042 | 0.047296 | 0.00057666 | 0.047873 | 567.9949 | 1885.7675 | 0.050879 | 2253.0078 | 0.0042 | 0.072183 | 0.00057666 | 0.07276 | 866.3968 | 1885.7675 | 0.050879 | 2375.0221 | 0.0042 | 0.0054952 | 0.066878 | 0.0013312 | 0.068209 | 811.8299
03/07 18:00:00 | 60.08 | 15.6 | 6.582% | 1.238 | 45882.914 | 1.1264 | 4.0549 | 4.249 | 3.8241 | 0.053166 | 0.18696 | 0.02567 | 290.3665 | 1.238 | 45882.914 | 1.1264 | 4.3928 | 4.603 | 3.9126 | 0.0411 | 0.14126 | 0.019395 | 283.5998 | 2439.3978 | 0.065817 | 3011.6022 | 0.015043 | 0.058462 | 0.0020654 | 0.060528 | 561.0862 | 2439.3978 | 0.065817 | 3011.6022 | 0.015043 | 0.096488 | 0.0020654 | 0.098553 | 913.5796 | 2439.3978 | 0.065817 | 3139.5081 | 0.015043 | 0.0071086 | 0.088405 | 0.0030414 | 0.091446 | 847.7002 | 2439.3978 | 0.065817 | 3151.6767 | 0.0042 | 0.061181 | 0.00057666 | 0.061758 | 568.0566 | 2439.3978 | 0.065817 | 2914.4538 | 0.0042 | 0.093375 | 0.00057666 | 0.093952 | 866.4908 | 2439.3978 | 0.065817 | 3072.2894 | 0.0042 | 0.0071086 | 0.086512 | 0.0015527 | 0.088065 | 811.918
03/07 19:00:00 | 60.08 | 15.6 | 6.54% | 1.238 | 45882.914 | 1.1264 | 4.0549 | 4.249 | 3.8241 | 0.052831 | 0.18578 | 0.025508 | 290.392 | 1.238 | 45882.914 | 1.1264 | 4.3928 | 4.603 | 3.9126 | 0.052831 | 0.18158 | 0.024931 | 283.6248 | 2424.0376 | 0.065402 | 2992.639 | 0.014948 | 0.058094 | 0.0020524 | 0.060146 | 561.1464 | 2424.0376 | 0.065402 | 2992.639 | 0.014948 | 0.09588 | 0.0020524 | 0.097933 | 913.6775 | 2424.0376 | 0.065402 | 3119.7395 | 0.014948 | 0.0070638 | 0.087848 | 0.0030223 | 0.090871 | 847.7911 | 2424.0376 | 0.065402 | 3131.8315 | 0.0042 | 0.060796 | 0.00057666 | 0.061373 | 568.118 | 2424.0376 | 0.065402 | 2896.1022 | 0.0042 | 0.092787 | 0.00057666 | 0.093364 | 866.5841 | 2424.0376 | 0.065402 | 3052.944 | 0.0042 | 0.0070638 | 0.085967 | 0.0015465 | 0.087514 | 812.0055
03/07 20:00:00 | 59 | 15 | 7.078% | 1.2192 | 45189.514 | 1.1258 | 4.053 | 4.2187 | 3.7968 | 0.058052 | 0.2025 | 0.027804 | 290.4198 | 1.2192 | 45189.514 | 1.1258 | 4.3908 | 4.5702 | 3.8847 | 0.053642 | 0.18288 | 0.02511 | 283.6499 | 2623.3558 | 0.07078 | 3238.7109 | 0.016177 | 0.062871 | 0.0022212 | 0.065092 | 561.2115 | 2623.3558 | 0.07078 | 3238.7109 | 0.016177 | 0.10376 | 0.0022212 | 0.10599 | 913.7835 | 2623.3558 | 0.07078 | 3376.2623 | 0.016177 | 0.0076446 | 0.095072 | 0.0032708 | 0.098342 | 847.8894 | 2623.3558 | 0.07078 | 3389.3486 | 0.0042 | 0.065795 | 0.00057666 | 0.066372 | 568.1844 | 2623.3558 | 0.07078 | 3134.2363 | 0.0042 | 0.10042 | 0.00057666 | 0.10099 | 866.6851 | 2623.3558 | 0.07078 | 3303.9746 | 0.0042 | 0.0076446 | 0.093036 | 0.0016263 | 0.094662 | 812.1002
03/07 21:00:00 | 59 | 15 | 6.714% | 1.2192 | 45189.514 | 1.1258 | 4.053 | 4.2187 | 3.7968 | 0.055063 | 0.19207 | 0.026372 | 290.4462 | 1.2192 | 45189.514 | 1.1258 | 4.3908 | 4.5702 | 3.8847 | 0.055063 | 0.18773 | 0.025775 | 283.6757 | 2488.2601 | 0.067135 | 3071.9261 | 0.015344 | 0.059633 | 0.0021068 | 0.06174 | 561.2732 | 2488.2601 | 0.067135 | 3071.9261 | 0.015344 | 0.09842 | 0.0021068 | 0.10053 | 913.884 | 2488.2601 | 0.067135 | 3202.394 | 0.015344 | 0.0072509 | 0.090176 | 0.0031023 | 0.093278 | 847.9827 | 2488.2601 | 0.067135 | 3214.8064 | 0.0042 | 0.062407 | 0.00057666 | 0.062984 | 568.2474 | 2488.2601 | 0.067135 | 2972.8317 | 0.0042 | 0.095246 | 0.00057666 | 0.095822 | 866.7809 | 2488.2601 | 0.067135 | 3133.8289 | 0.0042 | 0.0072509 | 0.088245 | 0.0015722 | 0.089817 | 812.19
03/07 22:00:00 | 59 | 15 | 7.878% | 1.2192 | 45189.514 | 1.1258 | 4.053 | 4.2187 | 3.7968 | 0.06461 | 0.22538 | 0.030945 | 290.4771 | 1.2192 | 45189.514 | 1.1258 | 4.3908 | 4.5702 | 3.8847 | 0.055063 | 0.18773 | 0.025775 | 283.7014 | 2919.7108 | 0.078776 | 3604.5813 | 0.018005 | 0.069973 | 0.0024721 | 0.072445 | 561.3457 | 2919.7108 | 0.078776 | 3604.5813 | 0.018005 | 0.11549 | 0.0024721 | 0.11796 | 914.002 | 2919.7108 | 0.078776 | 3757.6716 | 0.018005 | 0.0085082 | 0.10581 | 0.0036402 | 0.10945 | 848.0921 | 2919.7108 | 0.078776 | 3772.2362 | 0.0042 | 0.073228 | 0.00057666 | 0.073805 | 568.3212 | 2919.7108 | 0.078776 | 3488.3044 | 0.0042 | 0.11176 | 0.00057666 | 0.11234 | 866.8933 | 2919.7108 | 0.078776 | 3677.2177 | 0.0042 | 0.0085082 | 0.10355 | 0.0017448 | 0.10529 | 812.2953
03/07 23:00:00 | 59 | 15 | 10.33% | 1.2192 | 45189.514 | 1.1258 | 4.053 | 4.2187 | 3.7968 | 0.084752 | 0.29564 | 0.040591 | 290.5177 | 1.2192 | 45189.514 | 1.1258 | 4.3908 | 4.5702 | 3.8847 | 0.084752 | 0.28895 | 0.039673 | 283.7411 | 3829.8996 | 0.10333 | 4728.2711 | 0.023618 | 0.091787 | 0.0032427 | 0.095029 | 561.4407 | 3829.8996 | 0.10333 | 4728.2711 | 0.023618 | 0.15149 | 0.0032427 | 0.15473 | 914.1567 | 3829.8996 | 0.10333 | 4929.0857 | 0.023618 | 0.011161 | 0.1388 | 0.0047751 | 0.14357 | 848.2357 | 3829.8996 | 0.10333 | 4948.1906 | 0.0042 | 0.096056 | 0.00057666 | 0.096633 | 568.4178 | 3829.8996 | 0.10333 | 4575.7462 | 0.0042 | 0.1466 | 0.00057666 | 0.14718 | 867.0405 | 3829.8996 | 0.10333 | 4823.5511 | 0.0042 | 0.011161 | 0.13583 | 0.002109 | 0.13793 | 812.4332
03/07 24:00:00 | 59 | 15 | 12.82% | 1.2192 | 45189.514 | 1.1258 | 4.053 | 4.2187 | 3.7968 | 0.10513 | 0.36673 | 0.050352 | 290.568 | 1.2192 | 45189.514 | 1.1258 | 4.3908 | 4.5702 | 3.8847 | 0.084752 | 0.28895 | 0.039673 | 283.7808 | 4750.8861 | 0.12818 | 5865.2915 | 0.029297 | 0.11386 | 0.0040225 | 0.11788 | 561.5586 | 4750.8861 | 0.12818 | 5865.2915 | 0.029297 | 0.18792 | 0.0040225 | 0.19194 | 914.3486 | 4750.8861 | 0.12818 | 6114.3965 | 0.029297 | 0.013844 | 0.17217 | 0.0059233 | 0.1781 | 848.4138 | 4750.8861 | 0.12818 | 6138.0957 | 0.0042 | 0.11915 | 0.00057666 | 0.11973 | 568.5375 | 4750.8861 | 0.12818 | 5676.0885 | 0.0042 | 0.18185 | 0.00057666 | 0.18243 | 867.2229 | 4750.8861 | 0.12818 | 5983.4837 | 0.0042 | 0.013844 | 0.16849 | 0.0024775 | 0.17097 | 812.6042
03/08 01:00:00 | 57.92 | 14.4 | 14.51% | 1.2007 | 44501.2239 | 1.1247 | 4.0487 | 4.188 | 3.7692 | 0.12087 | 0.41826 | 0.057427 | 290.6255 | 1.2007 | 44501.2239 | 1.1247 | 4.3861 | 4.537 | 3.8565 | 0.12087 | 0.4088 | 0.056128 | 283.8369 | 5379.0369 | 0.14513 | 6640.7863 | 0.033171 | 0.12891 | 0.0045543 | 0.13347 | 561.692 | 5379.0369 | 0.14513 | 6640.7863 | 0.033171 | 0.21276 | 0.0045543 | 0.21732 | 914.5659 | 5379.0369 | 0.14513 | 6922.8274 | 0.033171 | 0.015675 | 0.19494 | 0.0067065 | 0.20165 | 848.6155 | 5379.0369 | 0.14513 | 6949.6601 | 0.0042 | 0.13491 | 0.00057666 | 0.13549 | 568.673 | 5379.0369 | 0.14513 | 6426.5674 | 0.0042 | 0.2059 | 0.00057666 | 0.20648 | 867.4294 | 5379.0369 | 0.14513 | 6774.6056 | 0.0042 | 0.015675 | 0.19077 | 0.0027288 | 0.19349 | 812.7977
03/08 02:00:00 | 53.96 | 12.2 | 25.31% | 1.1338 | 42021.2114 | 1.1146 | 4.0124 | 4.0724 | 3.6652 | 0.22327 | 0.75023 | 0.10301 | 290.7285 | 1.1338 | 42021.2114 | 1.1146 | 4.3467 | 4.4118 | 3.75 | 0.12801 | 0.4204 | 0.057721 | 283.8946 | 9382.061 | 0.25313 | 11582.7914 | 0.057856 | 0.22485 | 0.0079436 | 0.23279 | 561.9248 | 9382.061 | 0.25313 | 11582.7914 | 0.057856 | 0.3711 | 0.0079436 | 0.37904 | 914.945 | 9382.061 | 0.25313 | 12074.7246 | 0.057856 | 0.02734 | 0.34001 | 0.011697 | 0.35171 | 848.9672 | 9382.061 | 0.25313 | 12121.5259 | 0.0042 | 0.23531 | 0.00057666 | 0.23588 | 568.9089 | 9382.061 | 0.25313 | 11209.153 | 0.0042 | 0.35913 | 0.00057666 | 0.3597 | 867.7891 | 9382.061 | 0.25313 | 11816.1978 | 0.0042 | 0.02734 | 0.33273 | 0.0043304 | 0.33706 | 813.1347
03/08 03:00:00 | 51.98 | 11.1 | 35.32% | 1.101 | 40806.9675 | 1.1062 | 3.9825 | 4.0124 | 3.6112 | 0.32081 | 1.0625 | 0.14588 | 290.8744 | 1.101 | 40806.9675 | 1.1062 | 4.3143 | 4.3468 | 3.6948 | 0.32081 | 1.0385 | 0.14258 | 284.0372 | 13091.374 | 0.35321 | 16162.1902 | 0.08073 | 0.31375 | 0.011084 | 0.32483 | 562.2497 | 13091.374 | 0.35321 | 16162.1902 | 0.08073 | 0.51781 | 0.011084 | 0.5289 | 915.4739 | 13091.374 | 0.35321 | 16848.6152 | 0.08073 | 0.038149 | 0.47444 | 0.016322 | 0.49076 | 849.4579 | 13091.374 | 0.35321 | 16913.9199 | 0.0042 | 0.32834 | 0.00057666 | 0.32892 | 569.2378 | 13091.374 | 0.35321 | 15640.8292 | 0.0042 | 0.50111 | 0.00057666 | 0.50169 | 868.2908 | 13091.374 | 0.35321 | 16487.8766 | 0.0042 | 0.038149 | 0.46428 | 0.0058145 | 0.47009 | 813.6048
03/08 04:00:00 | 51.08 | 10.6 | 39.05% | 1.0863 | 40260.7161 | 1.1018 | 3.9664 | 3.9846 | 3.5861 | 0.3595 | 1.1829 | 0.16241 | 291.0368 | 1.0863 | 40260.7161 | 1.1018 | 4.2969 | 4.3166 | 3.6692 | 0.32516 | 1.0457 | 0.14358 | 284.1808 | 14473.5792 | 0.39051 | 17868.6163 | 0.089254 | 0.34687 | 0.012255 | 0.35913 | 562.6088 | 14473.5792 | 0.39051 | 17868.6163 | 0.089254 | 0.57249 | 0.012255 | 0.58474 | 916.0586 | 14473.5792 | 0.39051 | 18627.5151 | 0.089254 | 0.042177 | 0.52453 | 0.018045 | 0.54257 | 850.0005 | 14473.5792 | 0.39051 | 18699.7147 | 0.0042 | 0.36301 | 0.00057666 | 0.36358 | 569.6014 | 14473.5792 | 0.39051 | 17292.2093 | 0.0042 | 0.55402 | 0.00057666 | 0.5546 | 868.8454 | 14473.5792 | 0.39051 | 18228.6892 | 0.0042 | 0.042177 | 0.5133 | 0.0063676 | 0.51967 | 814.1245
03/08 05:00:00 | 48.92 | 9.4 | 43.82% | 1.0513 | 38964.1908 | 1.0894 | 3.9218 | 3.9165 | 3.5248 | 0.41681 | 1.3504 | 0.18541 | 291.2222 | 1.0513 | 38964.1908 | 1.0894 | 4.2486 | 4.2428 | 3.6064 | 0.41681 | 1.3198 | 0.18121 | 284.362 | 16240.5677 | 0.43818 | 20050.0836 | 0.10015 | 0.38922 | 0.013751 | 0.40297 | 563.0118 | 16240.5677 | 0.43818 | 20050.0836 | 0.10015 | 0.64238 | 0.013751 | 0.65613 | 916.7148 | 16240.5677 | 0.43818 | 20901.6315 | 0.10015 | 0.047326 | 0.58857 | 0.020248 | 0.60881 | 850.6093 | 16240.5677 | 0.43818 | 20982.6456 | 0.0042 | 0.40732 | 0.00057666 | 0.4079 | 570.0093 | 16240.5677 | 0.43818 | 19403.3067 | 0.0042 | 0.62166 | 0.00057666 | 0.62223 | 869.4676 | 16240.5677 | 0.43818 | 20454.1155 | 0.0042 | 0.047326 | 0.57596 | 0.0070745 | 0.58304 | 814.7075
03/08 06:00:00 | 44.96 | 7.2 | 44.38% | 0.98858 | 36640.3138 | 1.0611 | 3.8198 | 3.7861 | 3.4075 | 0.44891 | 1.4147 | 0.19424 | 291.4164 | 0.98858 | 36640.3138 | 1.0611 | 4.1381 | 4.1016 | 3.4863 | 0.44324 | 1.3653 | 0.18745 | 284.5495 | 16448.0561 | 0.44378 | 20306.2421 | 0.10143 | 0.39419 | 0.013926 | 0.40812 | 563.4199 | 16448.0561 | 0.44378 | 20306.2421 | 0.10143 | 0.65058 | 0.013926 | 0.66451 | 917.3793 | 16448.0561 | 0.44378 | 21168.6693 | 0.10143 | 0.047931 | 0.59609 | 0.020507 | 0.61659 | 851.2259 | 16448.0561 | 0.44378 | 21250.7184 | 0.0042 | 0.41253 | 0.00057666 | 0.4131 | 570.4224 | 16448.0561 | 0.44378 | 19651.202 | 0.0042 | 0.6296 | 0.00057666 | 0.63017 | 870.0978 | 16448.0561 | 0.44378 | 20715.4359 | 0.0042 | 0.047931 | 0.58332 | 0.0071575 | 0.59048 | 815.298
03/08 07:00:00 | 44.96 | 7.2 | 44.88% | 0.98858 | 36640.3138 | 1.0611 | 3.8198 | 3.7861 | 3.4075 | 0.45401 | 1.4308 | 0.19645 | 291.6129 | 0.98858 | 36640.3138 | 1.0611 | 4.1381 | 4.1016 | 3.4863 | 0.45401 | 1.3984 | 0.19201 | 284.7415 | 16634.9244 | 0.44882 | 20536.9437 | 0.10258 | 0.39867 | 0.014085 | 0.41275 | 563.8326 | 16634.9244 | 0.44882 | 20536.9437 | 0.10258 | 0.65798 | 0.014085 | 0.67206 | 918.0513 | 16634.9244 | 0.44882 | 21409.1691 | 0.10258 | 0.048475 | 0.60286 | 0.02074 | 0.6236 | 851.8495 | 16634.9244 | 0.44882 | 21492.1504 | 0.0042 | 0.41721 | 0.00057666 | 0.41779 | 570.8402 | 16634.9244 | 0.44882 | 19874.4617 | 0.0042 | 0.63675 | 0.00057666 | 0.63733 | 870.7351 | 16634.9244 | 0.44882 | 20950.7864 | 0.0042 | 0.048475 | 0.58995 | 0.0072323 | 0.59718 | 815.8952
03/08 08:00:00 | 46.94 | 8.3 | 37.23% | 1.0197 | 37793.6649 | 1.0761 | 3.8739 | 3.8522 | 3.4669 | 0.36514 | 1.1666 | 0.16017 | 291.773 | 1.0197 | 37793.6649 | 1.0761 | 4.1967 | 4.1732 | 3.5472 | 0.44015 | 1.3744 | 0.18871 | 284.9302 | 13799.8008 | 0.37233 | 17036.7911 | 0.085099 | 0.33072 | 0.011684 | 0.34241 | 564.175 | 13799.8008 | 0.37233 | 17036.7911 | 0.085099 | 0.54584 | 0.011684 | 0.55752 | 918.6089 | 13799.8008 | 0.37233 | 17760.3613 | 0.085099 | 0.040213 | 0.50011 | 0.017205 | 0.51732 | 852.3668 | 13799.8008 | 0.37233 | 17829.1999 | 0.0042 | 0.34611 | 0.00057666 | 0.34668 | 571.1869 | 13799.8008 | 0.37233 | 16487.2172 | 0.0042 | 0.52823 | 0.00057666 | 0.52881 | 871.2639 | 13799.8008 | 0.37233 | 17380.1017 | 0.0042 | 0.040213 | 0.4894 | 0.006098 | 0.4955 | 816.3907
03/08 09:00:00 | 50.36 | 10.2 | 32.06% | 1.0745 | 39826.27 | 1.0979 | 3.9524 | 3.9621 | 3.5659 | 0.29836 | 0.97665 | 0.13409 | 291.9071 | 1.0745 | 39826.27 | 1.0979 | 4.2818 | 4.2923 | 3.6484 | 0.29836 | 0.95455 | 0.13106 | 285.0612 | 11882.6968 | 0.3206 | 14669.996 | 0.073277 | 0.28478 | 0.010061 | 0.29484 | 564.4699 | 11882.6968 | 0.3206 | 14669.996 | 0.073277 | 0.47001 | 0.010061 | 0.48007 | 919.0889 | 11882.6968 | 0.3206 | 15293.046 | 0.073277 | 0.034627 | 0.43063 | 0.014815 | 0.44545 | 852.8123 | 11882.6968 | 0.3206 | 15352.3214 | 0.0042 | 0.29802 | 0.00057666 | 0.2986 | 571.4855 | 11882.6968 | 0.3206 | 14196.7703 | 0.0042 | 0.45485 | 0.00057666 | 0.45542 | 871.7193 | 11882.6968 | 0.3206 | 14965.613 | 0.0042 | 0.034627 | 0.42141 | 0.0053309 | 0.42675 | 816.8174
03/08 10:00:00 | 60.08 | 15.6 | 17.29% | 1.238 | 45882.914 | 1.1264 | 4.0549 | 4.249 | 3.8241 | 0.13963 | 0.49102 | 0.067418 | 291.9746 | 1.238 | 45882.914 | 1.1264 | 4.3928 | 4.603 | 3.9126 | 0.25898 | 0.89011 | 0.12221 | 285.1834 | 6406.7299 | 0.17286 | 7909.543 | 0.039508 | 0.15354 | 0.0054245 | 0.15897 | 564.6288 | 6406.7299 | 0.17286 | 7909.543 | 0.039508 | 0.25341 | 0.0054245 | 0.25884 | 919.3478 | 6406.7299 | 0.17286 | 8245.4696 | 0.039508 | 0.01867 | 0.23218 | 0.0079878 | 0.24017 | 853.0524 | 6406.7299 | 0.17286 | 8277.4288 | 0.0042 | 0.16068 | 0.00057666 | 0.16126 | 571.6467 | 6406.7299 | 0.17286 | 7654.3965 | 0.0042 | 0.24524 | 0.00057666 | 0.24581 | 871.9651 | 6406.7299 | 0.17286 | 8068.9293 | 0.0042 | 0.01867 | 0.22721 | 0.00314 | 0.23035 | 817.0478
03/08 11:00:00 | 62.96 | 17.2 | 8.142% | 1.2885 | 47756.9624 | 1.1244 | 4.0478 | 4.3283 | 3.8955 | 0.063189 | 0.22704 | 0.031173 | 292.0057 | 1.2885 | 47756.9624 | 1.1244 | 4.3851 | 4.689 | 3.9857 | 0.063189 | 0.22191 | 0.030468 | 285.2139 | 3017.7201 | 0.08142 | 3725.5803 | 0.018609 | 0.072322 | 0.0025551 | 0.074877 | 564.7037 | 3017.7201 | 0.08142 | 3725.5803 | 0.018609 | 0.11936 | 0.0025551 | 0.12192 | 919.4697 | 3017.7201 | 0.08142 | 3883.8096 | 0.018609 | 0.0087938 | 0.10936 | 0.0037624 | 0.11313 | 853.1656 | 3017.7201 | 0.08142 | 3898.8631 | 0.0042 | 0.075686 | 0.00057666 | 0.076263 | 571.723 | 3017.7201 | 0.08142 | 3605.4003 | 0.0042 | 0.11551 | 0.00057666 | 0.11609 | 872.0812 | 3017.7201 | 0.08142 | 3800.655 | 0.0042 | 0.0087938 | 0.10702 | 0.0017841 | 0.10881 | 817.1566
03/08 12:00:00 | 64.94 | 18.3 | 7.497% | 1.3238 | 49066.449 | 1.1202 | 4.0329 | 4.3819 | 3.9437 | 0.056631 | 0.2065 | 0.028353 | 292.0341 | 1.3238 | 49066.449 | 1.1202 | 4.3689 | 4.7471 | 4.035 | 0.061503 | 0.21919 | 0.030095 | 285.244 | 2778.6931 | 0.074971 | 3430.4853 | 0.017135 | 0.066594 | 0.0023527 | 0.068946 | 564.7727 | 2778.6931 | 0.074971 | 3430.4853 | 0.017135 | 0.10991 | 0.0023527 | 0.11226 | 919.5819 | 2778.6931 | 0.074971 | 3576.1816 | 0.017135 | 0.0080973 | 0.1007 | 0.0034644 | 0.10417 | 853.2697 | 2778.6931 | 0.074971 | 3590.0428 | 0.0042 | 0.069691 | 0.00057666 | 0.070268 | 571.7933 | 2778.6931 | 0.074971 | 3319.8245 | 0.0042 | 0.10636 | 0.00057666 | 0.10694 | 872.1882 | 2778.6931 | 0.074971 | 3499.6135 | 0.0042 | 0.0080973 | 0.098545 | 0.0016884 | 0.10023 | 817.2568
03/08 13:00:00 | 64.94 | 18.3 | 9.081% | 1.3238 | 49066.449 | 1.1202 | 4.0329 | 4.3819 | 3.9437 | 0.068596 | 0.25013 | 0.034343 | 292.0684 | 1.3238 | 49066.449 | 1.1202 | 4.3689 | 4.7471 | 4.035 | 0.068596 | 0.24447 | 0.033566 | 285.2776 | 3365.786 | 0.090811 | 4155.2913 | 0.020756 | 0.080664 | 0.0028498 | 0.083514 | 564.8562 | 3365.786 | 0.090811 | 4155.2913 | 0.020756 | 0.13313 | 0.0028498 | 0.13598 | 919.7179 | 3365.786 | 0.090811 | 4331.7709 | 0.020756 | 0.0098081 | 0.12198 | 0.0041964 | 0.12617 | 853.3959 | 3365.786 | 0.090811 | 4348.5607 | 0.0042 | 0.084416 | 0.00057666 | 0.084992 | 571.8783 | 3365.786 | 0.090811 | 4021.2497 | 0.0042 | 0.12884 | 0.00057666 | 0.12941 | 872.3176 | 3365.786 | 0.090811 | 4239.0252 | 0.0042 | 0.0098081 | 0.11937 | 0.0019233 | 0.12129 | 817.3781
03/08 14:00:00 | 68 | 20 | 5.799% | 1.3794 | 51123.983 | 1.1095 | 3.9942 | 4.4638 | 4.0174 | 0.04204 | 0.1568 | 0.021528 | 292.09 | 1.3794 | 51123.983 | 1.1095 | 4.327 | 4.8357 | 4.1104 | 0.065836 | 0.23999 | 0.032951 | 285.3105 | 2149.2712 | 0.057989 | 2653.4212 | 0.013254 | 0.051509 | 0.0018198 | 0.053329 | 564.9095 | 2149.2712 | 0.057989 | 2653.4212 | 0.013254 | 0.085012 | 0.0018198 | 0.086832 | 919.8047 | 2149.2712 | 0.057989 | 2766.1148 | 0.013254 | 0.0062631 | 0.077891 | 0.0026797 | 0.08057 | 853.4765 | 2149.2712 | 0.057989 | 2776.8362 | 0.0042 | 0.053905 | 0.00057666 | 0.054482 | 571.9328 | 2149.2712 | 0.057989 | 2567.827 | 0.0042 | 0.08227 | 0.00057666 | 0.082846 | 872.4004 | 2149.2712 | 0.057989 | 2706.8907 | 0.0042 | 0.0062631 | 0.076223 | 0.0014366 | 0.077659 | 817.4558
03/08 15:00:00 | 69.08 | 20.6 | 2.314% | 1.3992 | 51859.9654 | 1.1045 | 3.9762 | 4.4925 | 4.0432 | 0.016534 | 0.062156 | 0.008534 | 292.0985 | 1.3992 | 51859.9654 | 1.1045 | 4.3075 | 4.8668 | 4.1368 | 0.016534 | 0.06075 | 0.0083409 | 285.3189 | 857.4685 | 0.023135 | 1058.6031 | 0.0052877 | 0.02055 | 0.000726 | 0.021276 | 564.9308 | 857.4685 | 0.023135 | 1058.6031 | 0.0052877 | 0.033916 | 0.000726 | 0.034642 | 919.8394 | 857.4685 | 0.023135 | 1103.5631 | 0.0052877 | 0.0024987 | 0.031075 | 0.0010691 | 0.032144 | 853.5086 | 857.4685 | 0.023135 | 1107.8405 | 0.0042 | 0.021506 | 0.00057666 | 0.022082 | 571.9548 | 857.4685 | 0.023135 | 1024.4546 | 0.0042 | 0.032822 | 0.00057666 | 0.033399 | 872.4338 | 857.4685 | 0.023135 | 1079.9352 | 0.0042 | 0.0024987 | 0.03041 | 0.00091973 | 0.031329 | 817.4871
03/08 16:00:00 | 69.08 | 20.6 | 0.3073% | 1.3992 | 51859.9654 | 1.1045 | 3.9762 | 4.4925 | 4.0432 | 0.0021962 | 0.008256 | 0.0011336 | 292.0996 | 1.3992 | 51859.9654 | 1.1045 | 4.3075 | 4.8668 | 4.1368 | 0.016534 | 0.06075 | 0.0083409 | 285.3272 | 113.896 | 0.003073 | 140.6124 | 0.00070236 | 0.0027296 | 9.6434e-05 | 0.002826 | 564.9336 | 113.896 | 0.003073 | 140.6124 | 0.00070236 | 0.004505 | 9.6434e-05 | 0.0046015 | 919.844 | 113.896 | 0.003073 | 146.5844 | 0.00070236 | 0.0003319 | 0.0041276 | 0.000142 | 0.0042696 | 853.5129 | 113.896 | 0.003073 | 147.1525 | 0.0042 | 0.0028566 | 0.00057666 | 0.0034332 | 571.9583 | 113.896 | 0.003073 | 136.0765 | 0.0042 | 0.0043597 | 0.00057666 | 0.0049364 | 872.4388 | 113.896 | 0.003073 | 143.4459 | 0.0042 | 0.0003319 | 0.0040393 | 0.00062223 | 0.0046615 | 817.4918
03/08 17:00:00 | 66.92 | 19.4 | 0.7184% | 1.3596 | 50393.1104 | 1.1139 | 4.01 | 4.435 | 3.9915 | 0.0052836 | 0.01955 | 0.0026843 | 292.1023 | 1.3596 | 50393.1104 | 1.1139 | 4.3441 | 4.8046 | 4.0839 | 0.0052836 | 0.019108 | 0.0026235 | 285.3298 | 266.2565 | 0.0071838 | 328.7118 | 0.0016419 | 0.0063811 | 0.00022543 | 0.0066065 | 564.9402 | 266.2565 | 0.0071838 | 328.7118 | 0.0016419 | 0.010531 | 0.00022543 | 0.010757 | 919.8547 | 266.2565 | 0.0071838 | 342.6725 | 0.0016419 | 0.00077589 | 0.0096493 | 0.00033196 | 0.0099812 | 853.5229 | 266.2565 | 0.0071838 | 344.0007 | 0.0042 | 0.0066779 | 0.00057666 | 0.0072545 | 571.9655 | 266.2565 | 0.0071838 | 318.1082 | 0.0042 | 0.010192 | 0.00057666 | 0.010768 | 872.4495 | 266.2565 | 0.0071838 | 335.3357 | 0.0042 | 0.00077589 | 0.0094427 | 0.00068319 | 0.010126 | 817.5019
03/08 18:00:00 | 62.06 | 16.7 | 5.886% | 1.2726 | 47167.4189 | 1.1255 | 4.0519 | 4.3037 | 3.8734 | 0.046255 | 0.16508 | 0.022666 | 292.125 | 1.2726 | 47167.4189 | 1.1255 | 4.3895 | 4.6624 | 3.963 | 0.0056449 | 0.019691 | 0.0027036 | 285.3325 | 2181.7208 | 0.058864 | 2693.4825 | 0.013454 | 0.052287 | 0.0018472 | 0.054134 | 564.9943 | 2181.7208 | 0.058864 | 2693.4825 | 0.013454 | 0.086296 | 0.0018472 | 0.088143 | 919.9429 | 2181.7208 | 0.058864 | 2807.8775 | 0.013454 | 0.0063577 | 0.079067 | 0.0027201 | 0.081787 | 853.6047 | 2181.7208 | 0.058864 | 2818.7607 | 0.0042 | 0.054719 | 0.00057666 | 0.055295 | 572.0208 | 2181.7208 | 0.058864 | 2606.5959 | 0.0042 | 0.083512 | 0.00057666 | 0.084089 | 872.5336 | 2181.7208 | 0.058864 | 2747.7592 | 0.0042 | 0.0063577 | 0.077374 | 0.0014496 | 0.078823 | 817.5807
03/08 19:00:00 | 62.06 | 16.7 | 9.404% | 1.2726 | 47167.4189 | 1.1255 | 4.0519 | 4.3037 | 3.8734 | 0.073894 | 0.26373 | 0.03621 | 292.1612 | 1.2726 | 47167.4189 | 1.1255 | 4.3895 | 4.6624 | 3.963 | 0.073894 | 0.25776 | 0.035391 | 285.3679 | 3485.3968 | 0.094039 | 4302.959 | 0.021493 | 0.08353 | 0.002951 | 0.086481 | 565.0808 | 3485.3968 | 0.094039 | 4302.959 | 0.021493 | 0.13786 | 0.002951 | 0.14081 | 920.0837 | 3485.3968 | 0.094039 | 4485.7102 | 0.021493 | 0.010157 | 0.12631 | 0.0043455 | 0.13066 | 853.7353 | 3485.3968 | 0.094039 | 4503.0967 | 0.0042 | 0.087416 | 0.00057666 | 0.087992 | 572.1088 | 3485.3968 | 0.094039 | 4164.1539 | 0.0042 | 0.13341 | 0.00057666 | 0.13399 | 872.6676 | 3485.3968 | 0.094039 | 4389.6685 | 0.0042 | 0.010157 | 0.12361 | 0.0019712 | 0.12558 | 817.7063
03/08 20:00:00 | 63.5 | 17.5 | 7.913% | 1.2981 | 48112.3918 | 1.1235 | 4.0445 | 4.343 | 3.9087 | 0.060956 | 0.2199 | 0.030192 | 292.1914 | 1.2981 | 48112.3918 | 1.1235 | 4.3816 | 4.7049 | 3.9992 | 0.072443 | 0.25543 | 0.03507 | 285.403 | 2932.723 | 0.079127 | 3620.6457 | 0.018085 | 0.070285 | 0.0024831 | 0.072768 | 565.1536 | 2932.723 | 0.079127 | 3620.6457 | 0.018085 | 0.116 | 0.0024831 | 0.11848 | 920.2022 | 2932.723 | 0.079127 | 3774.4183 | 0.018085 | 0.0085461 | 0.10628 | 0.0036565 | 0.10994 | 853.8452 | 2932.723 | 0.079127 | 3789.0478 | 0.0042 | 0.073554 | 0.00057666 | 0.074131 | 572.1829 | 2932.723 | 0.079127 | 3503.8507 | 0.0042 | 0.11226 | 0.00057666 | 0.11284 | 872.7804 | 2932.723 | 0.079127 | 3693.6058 | 0.0042 | 0.0085461 | 0.10401 | 0.00175 | 0.10576 | 817.812
03/08 21:00:00 | 59.9 | 15.5 | 9.887% | 1.2348 | 45766.9925 | 1.1263 | 4.0547 | 4.2439 | 3.8195 | 0.080068 | 0.28119 | 0.038607 | 292.23 | 1.2348 | 45766.9925 | 1.1263 | 4.3926 | 4.5976 | 3.9079 | 0.080068 | 0.27482 | 0.037733 | 285.4407 | 3664.4755 | 0.09887 | 4524.0438 | 0.022598 | 0.087822 | 0.0031027 | 0.090925 | 565.2445 | 3664.4755 | 0.09887 | 4524.0438 | 0.022598 | 0.14494 | 0.0031027 | 0.14805 | 920.3502 | 3664.4755 | 0.09887 | 4716.1847 | 0.022598 | 0.010679 | 0.1328 | 0.0045688 | 0.13737 | 853.9826 | 3664.4755 | 0.09887 | 4734.4645 | 0.0042 | 0.091907 | 0.00057666 | 0.092484 | 572.2754 | 3664.4755 | 0.09887 | 4378.1069 | 0.0042 | 0.14027 | 0.00057666 | 0.14085 | 872.9213 | 3664.4755 | 0.09887 | 4615.2084 | 0.0042 | 0.010679 | 0.12996 | 0.0020428 | 0.132 | 817.944
03/08 22:00:00 | 54.5 | 12.5 | 15.23% | 1.1428 | 42355.3496 | 1.1164 | 4.0192 | 4.0885 | 3.6796 | 0.13327 | 0.44961 | 0.061731 | 292.2917 | 1.1428 | 42355.3496 | 1.1164 | 4.3541 | 4.4292 | 3.7648 | 0.086517 | 0.28527 | 0.039168 | 285.4799 | 5644.8145 | 0.1523 | 6968.9068 | 0.03481 | 0.13528 | 0.0047794 | 0.14006 | 565.3846 | 5644.8145 | 0.1523 | 6968.9068 | 0.03481 | 0.22327 | 0.0047794 | 0.22805 | 920.5783 | 5644.8145 | 0.1523 | 7264.8835 | 0.03481 | 0.016449 | 0.20457 | 0.0070379 | 0.21161 | 854.1942 | 5644.8145 | 0.1523 | 7293.0419 | 0.0042 | 0.14157 | 0.00057666 | 0.14215 | 572.4176 | 5644.8145 | 0.1523 | 6744.1033 | 0.0042 | 0.21607 | 0.00057666 | 0.21665 | 873.1379 | 5644.8145 | 0.1523 | 7109.3381 | 0.0042 | 0.016449 | 0.20019 | 0.0028352 | 0.20303 | 818.1471
03/08 23:00:00 | 51.26 | 10.7 | 22.5% | 1.0892 | 40369.6825 | 1.1027 | 3.9697 | 3.9902 | 3.5912 | 0.20662 | 0.68074 | 0.093465 | 292.3852 | 1.0892 | 40369.6825 | 1.1027 | 4.3005 | 4.3227 | 3.6743 | 0.20662 | 0.66533 | 0.09135 | 285.5712 | 8341.0928 | 0.22505 | 10297.6455 | 0.051437 | 0.1999 | 0.0070623 | 0.20696 | 565.5915 | 8341.0928 | 0.22505 | 10297.6455 | 0.051437 | 0.32992 | 0.0070623 | 0.33699 | 920.9153 | 8341.0928 | 0.22505 | 10734.9972 | 0.051437 | 0.024306 | 0.30229 | 0.0104 | 0.31268 | 854.5069 | 8341.0928 | 0.22505 | 10776.6057 | 0.0042 | 0.2092 | 0.00057666 | 0.20978 | 572.6274 | 8341.0928 | 0.22505 | 9965.4634 | 0.0042 | 0.31928 | 0.00057666 | 0.31986 | 873.4578 | 8341.0928 | 0.22505 | 10505.1547 | 0.0042 | 0.024306 | 0.29581 | 0.0039139 | 0.29973 | 818.4468
03/08 24:00:00 | 49.46 | 9.7 | 29.01% | 1.06 | 39286.4059 | 1.0927 | 3.9337 | 3.9337 | 3.5403 | 0.27366 | 0.89002 | 0.1222 | 292.5074 | 1.06 | 39286.4059 | 1.0927 | 4.2615 | 4.2615 | 3.6223 | 0.21231 | 0.67489 | 0.092663 | 285.6639 | 10751.0068 | 0.29007 | 13272.8479 | 0.066298 | 0.25766 | 0.0091027 | 0.26676 | 565.8583 | 10751.0068 | 0.29007 | 13272.8479 | 0.066298 | 0.42524 | 0.0091027 | 0.43435 | 921.3496 | 10751.0068 | 0.29007 | 13836.5596 | 0.066298 | 0.031329 | 0.38962 | 0.013404 | 0.40303 | 854.9099 | 10751.0068 | 0.29007 | 13890.1896 | 0.0042 | 0.26964 | 0.00057666 | 0.27022 | 572.8976 | 10751.0068 | 0.29007 | 12844.6915 | 0.0042 | 0.41153 | 0.00057666 | 0.4121 | 873.8699 | 10751.0068 | 0.29007 | 13540.3108 | 0.0042 | 0.031329 | 0.38128 | 0.0048781 | 0.38616 | 818.833
03/09 01:00:00 | 48.38 | 9.1 | 34.33% | 1.0426 | 38643.2532 | 1.0859 | 3.9094 | 3.8991 | 3.5092 | 0.32925 | 1.0626 | 0.1459 | 292.6533 | 1.0426 | 38643.2532 | 1.0859 | 4.2352 | 4.224 | 3.5904 | 0.32925 | 1.0386 | 0.1426 | 285.8065 | 12723.1577 | 0.34328 | 15707.602 | 0.078459 | 0.30492 | 0.010772 | 0.31569 | 566.174 | 12723.1577 | 0.34328 | 15707.602 | 0.078459 | 0.50325 | 0.010772 | 0.51402 | 921.8636 | 12723.1577 | 0.34328 | 16374.7203 | 0.078459 | 0.037076 | 0.46109 | 0.015863 | 0.47696 | 855.3869 | 12723.1577 | 0.34328 | 16438.1882 | 0.0042 | 0.3191 | 0.00057666 | 0.31968 | 573.2173 | 12723.1577 | 0.34328 | 15200.9052 | 0.0042 | 0.48702 | 0.00057666 | 0.48759 | 874.3575 | 12723.1577 | 0.34328 | 16024.128 | 0.0042 | 0.037076 | 0.45122 | 0.0056672 | 0.45689 | 819.2898
03/09 02:00:00 | 47.66 | 8.7 | 38.15% | 1.0311 | 38217.3235 | 1.0811 | 3.8921 | 3.8757 | 3.4882 | 0.37002 | 1.1882 | 0.16314 | 292.8164 | 1.0311 | 38217.3235 | 1.0811 | 4.2164 | 4.1987 | 3.5689 | 0.33292 | 1.0448 | 0.14346 | 285.95 | 14141.3342 | 0.38154 | 17458.4373 | 0.087205 | 0.33891 | 0.011973 | 0.35088 | 566.5249 | 14141.3342 | 0.38154 | 17458.4373 | 0.087205 | 0.55935 | 0.011973 | 0.57132 | 922.435 | 14141.3342 | 0.38154 | 18199.9153 | 0.087205 | 0.041209 | 0.51249 | 0.017631 | 0.53012 | 855.917 | 14141.3342 | 0.38154 | 18270.4577 | 0.0042 | 0.35467 | 0.00057666 | 0.35525 | 573.5725 | 14141.3342 | 0.38154 | 16895.2619 | 0.0042 | 0.5413 | 0.00057666 | 0.54188 | 874.8994 | 14141.3342 | 0.38154 | 17810.2446 | 0.0042 | 0.041209 | 0.50152 | 0.0062346 | 0.50775 | 819.7976
03/09 03:00:00 | 45.86 | 7.7 | 42.05% | 1.0027 | 37162.4352 | 1.0681 | 3.8451 | 3.8163 | 3.4347 | 0.41938 | 1.3299 | 0.18259 | 292.999 | 1.0027 | 37162.4352 | 1.0681 | 4.1656 | 4.1344 | 3.5142 | 0.41938 | 1.2998 | 0.17846 | 286.1284 | 15585.0814 | 0.4205 | 19240.8412 | 0.096108 | 0.37351 | 0.013196 | 0.38671 | 566.9116 | 15585.0814 | 0.4205 | 19240.8412 | 0.096108 | 0.61645 | 0.013196 | 0.62965 | 923.0646 | 15585.0814 | 0.4205 | 20058.0198 | 0.096108 | 0.045416 | 0.56481 | 0.019431 | 0.58424 | 856.5013 | 15585.0814 | 0.4205 | 20135.764 | 0.0042 | 0.39088 | 0.00057666 | 0.39146 | 573.964 | 15585.0814 | 0.4205 | 18620.1689 | 0.0042 | 0.59657 | 0.00057666 | 0.59714 | 875.4965 | 15585.0814 | 0.4205 | 19628.5659 | 0.0042 | 0.045416 | 0.55272 | 0.0068123 | 0.55953 | 820.3571
03/09 04:00:00 | 43.88 | 6.6 | 46.37% | 0.9718 | 36018.4523 | 1.0522 | 3.7879 | 3.7492 | 3.3743 | 0.47711 | 1.4926 | 0.20494 | 293.2039 | 0.9718 | 36018.4523 | 1.0522 | 4.1036 | 4.0617 | 3.4524 | 0.4327 | 1.3231 | 0.18166 | 286.3101 | 17184.7675 | 0.46366 | 21215.7624 | 0.10597 | 0.41185 | 0.01455 | 0.4264 | 567.338 | 17184.7675 | 0.46366 | 21215.7624 | 0.10597 | 0.67972 | 0.01455 | 0.69427 | 923.7589 | 17184.7675 | 0.46366 | 22116.8179 | 0.10597 | 0.050077 | 0.62278 | 0.021426 | 0.64421 | 857.1455 | 17184.7675 | 0.46366 | 22202.542 | 0.0042 | 0.431 | 0.00057666 | 0.43158 | 574.3955 | 17184.7675 | 0.46366 | 20531.3829 | 0.0042 | 0.6578 | 0.00057666 | 0.65837 | 876.1549 | 17184.7675 | 0.46366 | 21643.284 | 0.0042 | 0.050077 | 0.60945 | 0.0074523 | 0.6169 | 820.974
03/09 05:00:00 | 39.92 | 4.4 | 52.03% | 0.91146 | 33782.0112 | 1.0162 | 3.6581 | 3.6095 | 3.2485 | 0.57083 | 1.7398 | 0.23887 | 293.4428 | 0.91146 | 33782.0112 | 1.0162 | 3.963 | 3.9103 | 3.3237 | 0.57083 | 1.7004 | 0.23347 | 286.5435 | 19283.6688 | 0.52029 | 23806.9985 | 0.11892 | 0.46215 | 0.016327 | 0.47848 | 567.8165 | 19283.6688 | 0.52029 | 23806.9985 | 0.11892 | 0.76274 | 0.016327 | 0.77907 | 924.538 | 19283.6688 | 0.52029 | 24818.1066 | 0.11892 | 0.056194 | 0.69885 | 0.024043 | 0.72289 | 857.8684 | 19283.6688 | 0.52029 | 24914.3008 | 0.0042 | 0.48364 | 0.00057666 | 0.48422 | 574.8798 | 19283.6688 | 0.52029 | 23039.0308 | 0.0042 | 0.73814 | 0.00057666 | 0.73872 | 876.8936 | 19283.6688 | 0.52029 | 24286.7365 | 0.0042 | 0.056194 | 0.68389 | 0.0082921 | 0.69218 | 821.6662
03/09 06:00:00 | 40.28 | 4.6 | 54.61% | 0.91687 | 33982.4852 | 1.0196 | 3.6707 | 3.6225 | 3.2602 | 0.59557 | 1.8194 | 0.2498 | 293.6926 | 0.91687 | 33982.4852 | 1.0196 | 3.9766 | 3.9244 | 3.3357 | 0.56746 | 1.6943 | 0.23263 | 286.7762 | 20238.8395 | 0.54606 | 24986.2216 | 0.12481 | 0.48504 | 0.017136 | 0.50218 | 568.3186 | 20238.8395 | 0.54606 | 24986.2216 | 0.12481 | 0.80053 | 0.017136 | 0.81766 | 925.3556 | 20238.8395 | 0.54606 | 26047.4125 | 0.12481 | 0.058977 | 0.73347 | 0.025233 | 0.7587 | 858.6271 | 20238.8395 | 0.54606 | 26148.3715 | 0.0042 | 0.5076 | 0.00057666 | 0.50818 | 575.3879 | 20238.8395 | 0.54606 | 24180.2145 | 0.0042 | 0.7747 | 0.00057666 | 0.77528 | 877.6689 | 20238.8395 | 0.54606 | 25489.7223 | 0.0042 | 0.058977 | 0.71776 | 0.0086742 | 0.72644 | 822.3926
03/09 07:00:00 | 40.28 | 4.6 | 54.47% | 0.91687 | 33982.4852 | 1.0196 | 3.6707 | 3.6225 | 3.2602 | 0.59406 | 1.8148 | 0.24917 | 293.9418 | 0.91687 | 33982.4852 | 1.0196 | 3.9766 | 3.9244 | 3.3357 | 0.59406 | 1.7737 | 0.24353 | 287.0197 | 20187.5586 | 0.54467 | 24922.9119 | 0.12449 | 0.48381 | 0.017092 | 0.5009 | 568.8195 | 20187.5586 | 0.54467 | 24922.9119 | 0.12449 | 0.7985 | 0.017092 | 0.81559 | 926.1712 | 20187.5586 | 0.54467 | 25981.4139 | 0.12449 | 0.058828 | 0.73161 | 0.02517 | 0.75678 | 859.3838 | 20187.5586 | 0.54467 | 26082.1171 | 0.0042 | 0.50631 | 0.00057666 | 0.50689 | 575.8948 | 20187.5586 | 0.54467 | 24118.947 | 0.0042 | 0.77274 | 0.00057666 | 0.77332 | 878.4422 | 20187.5586 | 0.54467 | 25425.1368 | 0.0042 | 0.058828 | 0.71594 | 0.0086537 | 0.7246 | 823.1172
03/09 08:00:00 | 39.92 | 4.4 | 41.42% | 0.91146 | 33782.0112 | 1.0162 | 3.6581 | 3.6095 | 3.2485 | 0.45446 | 1.3851 | 0.19017 | 294.132 | 0.91146 | 33782.0112 | 1.0162 | 3.963 | 3.9103 | 3.3237 | 0.59758 | 1.7801 | 0.24441 | 287.2641 | 15352.5209 | 0.41422 | 18953.7295 | 0.094674 | 0.36794 | 0.012999 | 0.38093 | 569.2005 | 15352.5209 | 0.41422 | 18953.7295 | 0.094674 | 0.60725 | 0.012999 | 0.62025 | 926.7915 | 15352.5209 | 0.41422 | 19758.7141 | 0.094674 | 0.044738 | 0.55638 | 0.019141 | 0.57552 | 859.9594 | 15352.5209 | 0.41422 | 19835.2983 | 0.0042 | 0.38505 | 0.00057666 | 0.38563 | 576.2805 | 15352.5209 | 0.41422 | 18342.3189 | 0.0042 | 0.58766 | 0.00057666 | 0.58824 | 879.0304 | 15352.5209 | 0.41422 | 19335.6686 | 0.0042 | 0.044738 | 0.54447 | 0.0067192 | 0.55119 | 823.6684
03/09 09:00:00 | 51.98 | 11.1 | 18.98% | 1.101 | 40806.9675 | 1.1062 | 3.9825 | 4.0124 | 3.6112 | 0.17238 | 0.57091 | 0.078385 | 294.2103 | 1.101 | 40806.9675 | 1.1062 | 4.3143 | 4.3468 | 3.6948 | 0.17238 | 0.55799 | 0.076612 | 287.3407 | 7034.2887 | 0.18979 | 8684.3071 | 0.043378 | 0.16858 | 0.0059558 | 0.17454 | 569.375 | 7034.2887 | 0.18979 | 8684.3071 | 0.043378 | 0.27823 | 0.0059558 | 0.28419 | 927.0756 | 7034.2887 | 0.18979 | 9053.1386 | 0.043378 | 0.020498 | 0.25493 | 0.0087702 | 0.2637 | 860.2231 | 7034.2887 | 0.18979 | 9088.2283 | 0.0042 | 0.17642 | 0.00057666 | 0.177 | 576.4575 | 7034.2887 | 0.18979 | 8404.1681 | 0.0042 | 0.26926 | 0.00057666 | 0.26983 | 879.3003 | 7034.2887 | 0.18979 | 8859.3057 | 0.0042 | 0.020498 | 0.24947 | 0.0033911 | 0.25286 | 823.9213
03/09 10:00:00 | 59 | 15 | 1.222% | 1.2192 | 45189.514 | 1.1258 | 4.053 | 4.2187 | 3.7968 | 0.010021 | 0.034958 | 0.0047997 | 294.2151 | 1.2192 | 45189.514 | 1.1258 | 4.3908 | 4.5702 | 3.8847 | 0.15566 | 0.53071 | 0.072866 | 287.4136 | 452.8625 | 0.012219 | 559.0895 | 0.0027927 | 0.010853 | 0.00038343 | 0.011237 | 569.3863 | 452.8625 | 0.012219 | 559.0895 | 0.0027927 | 0.017912 | 0.00038343 | 0.018296 | 927.0939 | 452.8625 | 0.012219 | 582.8346 | 0.0027927 | 0.0013197 | 0.016412 | 0.00056462 | 0.016977 | 860.24 | 452.8625 | 0.012219 | 585.0936 | 0.0042 | 0.011358 | 0.00057666 | 0.011935 | 576.4694 | 452.8625 | 0.012219 | 541.0543 | 0.0042 | 0.017335 | 0.00057666 | 0.017911 | 879.3182 | 452.8625 | 0.012219 | 570.3557 | 0.0042 | 0.0013197 | 0.016061 | 0.00075785 | 0.016818 | 823.9381
03/09 11:00:00 | 68 | 20 | 0% | 1.3794 | 51123.983 | 1.1095 | 3.9942 | 4.4638 | 4.0174 | 0 | 0 | 0 | 294.2151 | 1.3794 | 51123.983 | 1.1095 | 4.327 | 4.8357 | 4.1104 | 0 | 0 | 0 | 287.4136 | 0 | 0 | 0 | 0 | 0 | 0 | 0 | 569.3863 | 0 | 0 | 0 | 0 | 0 | 0 | 0 | 927.0939 | 0 | 0 | 0 | 0 | 0 | 0 | 0 | 0 | 860.24 | 0 | 0 | 0 | 0.0042 | 0 | 0.00057666 | 0.00057666 | 576.47 | 0 | 0 | 0 | 0.0042 | 0 | 0.00057666 | 0.00057666 | 879.3188 | 0 | 0 | 0 | 0.0042 | 0 | 0 | 0.00057666 | 0.00057666 | 823.9387
03/09 12:00:00 | 71.06 | 21.7 | 0% | 1.436 | 53222.538 | 1.0938 | 3.9376 | 4.545 | 4.0905 | 0 | 0 | 0 | 294.2151 | 1.436 | 53222.538 | 1.0938 | 4.2657 | 4.9237 | 4.1852 | 0 | 0 | 0 | 287.4136 | 0 | 0 | 0 | 0 | 0 | 0 | 0 | 569.3863 | 0 | 0 | 0 | 0 | 0 | 0 | 0 | 927.0939 | 0 | 0 | 0 | 0 | 0 | 0 | 0 | 0 | 860.24 | 0 | 0 | 0 | 0.0042 | 0 | 0.00057666 | 0.00057666 | 576.4705 | 0 | 0 | 0 | 0.0042 | 0 | 0.00057666 | 0.00057666 | 879.3193 | 0 | 0 | 0 | 0.0042 | 0 | 0 | 0.00057666 | 0.00057666 | 823.9393
03/09 13:00:00 | 71.06 | 21.7 | 0% | 1.436 | 53222.538 | 1.0938 | 3.9376 | 4.545 | 4.0905 | 0 | 0 | 0 | 294.2151 | 1.436 | 53222.538 | 1.0938 | 4.2657 | 4.9237 | 4.1852 | 0 | 0 | 0 | 287.4136 | 0 | 0 | 0 | 0 | 0 | 0 | 0 | 569.3863 | 0 | 0 | 0 | 0 | 0 | 0 | 0 | 927.0939 | 0 | 0 | 0 | 0 | 0 | 0 | 0 | 0 | 860.24 | 0 | 0 | 0 | 0.0042 | 0 | 0.00057666 | 0.00057666 | 576.4711 | 0 | 0 | 0 | 0.0042 | 0 | 0.00057666 | 0.00057666 | 879.3199 | 0 | 0 | 0 | 0.0042 | 0 | 0 | 0.00057666 | 0.00057666 | 823.9398
03/09 14:00:00 | 75.02 | 23.9 | 0% | 1.5109 | 55999.208 | 1.0667 | 3.8401 | 4.6504 | 4.1853 | 0 | 0 | 0 | 294.2151 | 1.5109 | 55999.208 | 1.0667 | 4.1602 | 5.0379 | 4.2822 | 0 | 0 | 0 | 287.4136 | 0 | 0 | 0 | 0 | 0 | 0 | 0 | 569.3863 | 0 | 0 | 0 | 0 | 0 | 0 | 0 | 927.0939 | 0 | 0 | 0 | 0 | 0 | 0 | 0 | 0 | 860.24 | 0 | 0 | 0 | 0.0042 | 0 | 0.00057666 | 0.00057666 | 576.4717 | 0 | 0 | 0 | 0.0042 | 0 | 0.00057666 | 0.00057666 | 879.3205 | 0 | 0 | 0 | 0.0042 | 0 | 0 | 0.00057666 | 0.00057666 | 823.9404
03/09 15:00:00 | 73.94 | 23.3 | 0% | 1.4903 | 55235.1212 | 1.0748 | 3.8692 | 4.6215 | 4.1594 | 0 | 0 | 0 | 294.2151 | 1.4903 | 55235.1212 | 1.0748 | 4.1916 | 5.0067 | 4.2557 | 0 | 0 | 0 | 287.4136 | 0 | 0 | 0 | 0 | 0 | 0 | 0 | 569.3863 | 0 | 0 | 0 | 0 | 0 | 0 | 0 | 927.0939 | 0 | 0 | 0 | 0 | 0 | 0 | 0 | 0 | 860.24 | 0 | 0 | 0 | 0.0042 | 0 | 0.00057666 | 0.00057666 | 576.4723 | 0 | 0 | 0 | 0.0042 | 0 | 0.00057666 | 0.00057666 | 879.3211 | 0 | 0 | 0 | 0.0042 | 0 | 0 | 0.00057666 | 0.00057666 | 823.941
03/09 16:00:00 | 73.94 | 23.3 | 0% | 1.4903 | 55235.1212 | 1.0748 | 3.8692 | 4.6215 | 4.1594 | 0 | 0 | 0 | 294.2151 | 1.4903 | 55235.1212 | 1.0748 | 4.1916 | 5.0067 | 4.2557 | 0 | 0 | 0 | 287.4136 | 0 | 0 | 0 | 0 | 0 | 0 | 0 | 569.3863 | 0 | 0 | 0 | 0 | 0 | 0 | 0 | 927.0939 | 0 | 0 | 0 | 0 | 0 | 0 | 0 | 0 | 860.24 | 0 | 0 | 0 | 0.0042 | 0 | 0.00057666 | 0.00057666 | 576.4728 | 0 | 0 | 0 | 0.0042 | 0 | 0.00057666 | 0.00057666 | 879.3216 | 0 | 0 | 0 | 0.0042 | 0 | 0 | 0.00057666 | 0.00057666 | 823.9416
03/09 17:00:00 | 73.04 | 22.8 | 0% | 1.4732 | 54602.2855 | 1.0811 | 3.892 | 4.5976 | 4.1378 | 0 | 0 | 0 | 294.2151 | 1.4732 | 54602.2855 | 1.0811 | 4.2164 | 4.9807 | 4.2336 | 0 | 0 | 0 | 287.4136 | 0 | 0 | 0 | 0 | 0 | 0 | 0 | 569.3863 | 0 | 0 | 0 | 0 | 0 | 0 | 0 | 927.0939 | 0 | 0 | 0 | 0 | 0 | 0 | 0 | 0 | 860.24 | 0 | 0 | 0 | 0.0042 | 0 | 0.00057666 | 0.00057666 | 576.4734 | 0 | 0 | 0 | 0.0042 | 0 | 0.00057666 | 0.00057666 | 879.3222 | 0 | 0 | 0 | 0.0042 | 0 | 0 | 0.00057666 | 0.00057666 | 823.9421
03/09 18:00:00 | 66.02 | 18.9 | 0% | 1.3433 | 49787.9534 | 1.117 | 4.0213 | 4.4109 | 3.9698 | 0 | 0 | 0 | 294.2151 | 1.3433 | 49787.9534 | 1.117 | 4.3565 | 4.7785 | 4.0617 | 0 | 0 | 0 | 287.4136 | 0 | 0 | 0 | 0 | 0 | 0 | 0 | 569.3863 | 0 | 0 | 0 | 0 | 0 | 0 | 0 | 927.0939 | 0 | 0 | 0 | 0 | 0 | 0 | 0 | 0 | 860.24 | 0 | 0 | 0 | 0.0042 | 0 | 0.00057666 | 0.00057666 | 576.474 | 0 | 0 | 0 | 0.0042 | 0 | 0.00057666 | 0.00057666 | 879.3228 | 0 | 0 | 0 | 0.0042 | 0 | 0 | 0.00057666 | 0.00057666 | 823.9427
03/09 19:00:00 | 66.02 | 18.9 | 0% | 1.3433 | 49787.9534 | 1.117 | 4.0213 | 4.4109 | 3.9698 | 0 | 0 | 0 | 294.2151 | 1.3433 | 49787.9534 | 1.117 | 4.3565 | 4.7785 | 4.0617 | 0 | 0 | 0 | 287.4136 | 0 | 0 | 0 | 0 | 0 | 0 | 0 | 569.3863 | 0 | 0 | 0 | 0 | 0 | 0 | 0 | 927.0939 | 0 | 0 | 0 | 0 | 0 | 0 | 0 | 0 | 860.24 | 0 | 0 | 0 | 0.0042 | 0 | 0.00057666 | 0.00057666 | 576.4746 | 0 | 0 | 0 | 0.0042 | 0 | 0.00057666 | 0.00057666 | 879.3234 | 0 | 0 | 0 | 0.0042 | 0 | 0 | 0.00057666 | 0.00057666 | 823.9433
03/09 20:00:00 | 66.02 | 18.9 | 0% | 1.3433 | 49787.9534 | 1.117 | 4.0213 | 4.4109 | 3.9698 | 0 | 0 | 0 | 294.2151 | 1.3433 | 49787.9534 | 1.117 | 4.3565 | 4.7785 | 4.0617 | 0 | 0 | 0 | 287.4136 | 0 | 0 | 0 | 0 | 0 | 0 | 0 | 569.3863 | 0 | 0 | 0 | 0 | 0 | 0 | 0 | 927.0939 | 0 | 0 | 0 | 0 | 0 | 0 | 0 | 0 | 860.24 | 0 | 0 | 0 | 0.0042 | 0 | 0.00057666 | 0.00057666 | 576.4752 | 0 | 0 | 0 | 0.0042 | 0 | 0.00057666 | 0.00057666 | 879.3239 | 0 | 0 | 0 | 0.0042 | 0 | 0 | 0.00057666 | 0.00057666 | 823.9439
03/09 21:00:00 | 65.12 | 18.4 | 0% | 1.3271 | 49186.3449 | 1.1198 | 4.0311 | 4.3868 | 3.9481 | 0 | 0 | 0 | 294.2151 | 1.3271 | 49186.3449 | 1.1198 | 4.367 | 4.7524 | 4.0395 | 0 | 0 | 0 | 287.4136 | 0 | 0 | 0 | 0 | 0 | 0 | 0 | 569.3863 | 0 | 0 | 0 | 0 | 0 | 0 | 0 | 927.0939 | 0 | 0 | 0 | 0 | 0 | 0 | 0 | 0 | 860.24 | 0 | 0 | 0 | 0.0042 | 0 | 0.00057666 | 0.00057666 | 576.4757 | 0 | 0 | 0 | 0.0042 | 0 | 0.00057666 | 0.00057666 | 879.3245 | 0 | 0 | 0 | 0.0042 | 0 | 0 | 0.00057666 | 0.00057666 | 823.9444
03/09 22:00:00 | 61.16 | 16.2 | 0% | 1.2568 | 46581.4239 | 1.1262 | 4.0543 | 4.2789 | 3.851 | 0 | 0 | 0 | 294.2151 | 1.2568 | 46581.4239 | 1.1262 | 4.3921 | 4.6355 | 3.9402 | 0 | 0 | 0 | 287.4136 | 0 | 0 | 0 | 0 | 0 | 0 | 0 | 569.3863 | 0 | 0 | 0 | 0 | 0 | 0 | 0 | 927.0939 | 0 | 0 | 0 | 0 | 0 | 0 | 0 | 0 | 860.24 | 0 | 0 | 0 | 0.0042 | 0 | 0.00057666 | 0.00057666 | 576.4763 | 0 | 0 | 0 | 0.0042 | 0 | 0.00057666 | 0.00057666 | 879.3251 | 0 | 0 | 0 | 0.0042 | 0 | 0 | 0.00057666 | 0.00057666 | 823.945
03/09 23:00:00 | 59.9 | 15.5 | 0% | 1.2348 | 45766.9925 | 1.1263 | 4.0547 | 4.2439 | 3.8195 | 0 | 0 | 0 | 294.2151 | 1.2348 | 45766.9925 | 1.1263 | 4.3926 | 4.5976 | 3.9079 | 0 | 0 | 0 | 287.4136 | 0 | 0 | 0 | 0 | 0 | 0 | 0 | 569.3863 | 0 | 0 | 0 | 0 | 0 | 0 | 0 | 927.0939 | 0 | 0 | 0 | 0 | 0 | 0 | 0 | 0 | 860.24 | 0 | 0 | 0 | 0.0042 | 0 | 0.00057666 | 0.00057666 | 576.4769 | 0 | 0 | 0 | 0.0042 | 0 | 0.00057666 | 0.00057666 | 879.3257 | 0 | 0 | 0 | 0.0042 | 0 | 0 | 0.00057666 | 0.00057666 | 823.9456
03/09 24:00:00 | 55.94 | 13.3 | 4.185% | 1.167 | 43252.6302 | 1.1207 | 4.0346 | 4.1309 | 3.7178 | 0.035861 | 0.12228 | 0.016789 | 294.2319 | 1.167 | 43252.6302 | 1.1207 | 4.3708 | 4.4751 | 3.8039 | 0 | 0 | 0 | 287.4136 | 1551.1026 | 0.04185 | 1914.9415 | 0.0095651 | 0.037173 | 0.0013133 | 0.038487 | 569.4247 | 1551.1026 | 0.04185 | 1914.9415 | 0.0095651 | 0.061352 | 0.0013133 | 0.062665 | 927.1566 | 1551.1026 | 0.04185 | 1996.2711 | 0.0095651 | 0.00452 | 0.056213 | 0.0019339 | 0.058147 | 860.2982 | 1551.1026 | 0.04185 | 2004.0085 | 0.0042 | 0.038902 | 0.00057666 | 0.039479 | 576.5164 | 1551.1026 | 0.04185 | 1853.1692 | 0.0042 | 0.059373 | 0.00057666 | 0.05995 | 879.3856 | 1551.1026 | 0.04185 | 1953.5297 | 0.0042 | 0.00452 | 0.055009 | 0.0011973 | 0.056206 | 824.0018
03/10 01:00:00 | 55.94 | 13.3 | 12.97% | 1.167 | 43252.6302 | 1.1207 | 4.0346 | 4.1309 | 3.7178 | 0.11117 | 0.37907 | 0.052046 | 294.284 | 1.167 | 43252.6302 | 1.1207 | 4.3708 | 4.4751 | 3.8039 | 0.11117 | 0.37049 | 0.050868 | 287.4645 | 4808.5222 | 0.12974 | 5936.4472 | 0.029653 | 0.11524 | 0.0040713 | 0.11931 | 569.5441 | 4808.5222 | 0.12974 | 5936.4472 | 0.029653 | 0.1902 | 0.0040713 | 0.19427 | 927.3509 | 4808.5222 | 0.12974 | 6188.5743 | 0.029653 | 0.014012 | 0.17426 | 0.0059952 | 0.18026 | 860.4784 | 4808.5222 | 0.12974 | 6212.561 | 0.0042 | 0.1206 | 0.00057666 | 0.12118 | 576.6375 | 4808.5222 | 0.12974 | 5744.9489 | 0.0042 | 0.18406 | 0.00057666 | 0.18464 | 879.5703 | 4808.5222 | 0.12974 | 6056.0734 | 0.0042 | 0.014012 | 0.17053 | 0.0025006 | 0.17303 | 824.1748
03/10 02:00:00 | 59 | 15 | 18.39% | 1.2192 | 45189.514 | 1.1258 | 4.053 | 4.2187 | 3.7968 | 0.15081 | 0.52608 | 0.07223 | 294.3562 | 1.2192 | 45189.514 | 1.1258 | 4.3908 | 4.5702 | 3.8847 | 0.10641 | 0.36278 | 0.04981 | 287.5143 | 6815.1422 | 0.18388 | 8413.7558 | 0.042027 | 0.16333 | 0.0057703 | 0.1691 | 569.7132 | 6815.1422 | 0.18388 | 8413.7558 | 0.042027 | 0.26957 | 0.0057703 | 0.27534 | 927.6262 | 6815.1422 | 0.18388 | 8771.0968 | 0.042027 | 0.01986 | 0.24698 | 0.008497 | 0.25548 | 860.7339 | 6815.1422 | 0.18388 | 8805.0933 | 0.0042 | 0.17093 | 0.00057666 | 0.1715 | 576.809 | 6815.1422 | 0.18388 | 8142.3443 | 0.0042 | 0.26087 | 0.00057666 | 0.26145 | 879.8317 | 6815.1422 | 0.18388 | 8583.3025 | 0.0042 | 0.01986 | 0.2417 | 0.0033034 | 0.245 | 824.4198
03/10 03:00:00 | 55.94 | 13.3 | 25.25% | 1.167 | 43252.6302 | 1.1207 | 4.0346 | 4.1309 | 3.7178 | 0.21639 | 0.73783 | 0.1013 | 294.4575 | 1.167 | 43252.6302 | 1.1207 | 4.3708 | 4.4751 | 3.8039 | 0.21639 | 0.72113 | 0.099012 | 287.6133 | 9359.4535 | 0.25252 | 11554.8809 | 0.057717 | 0.22431 | 0.0079245 | 0.23223 | 569.9454 | 9359.4535 | 0.25252 | 11554.8809 | 0.057717 | 0.3702 | 0.0079245 | 0.37813 | 928.0043 | 9359.4535 | 0.25252 | 12045.6287 | 0.057717 | 0.027274 | 0.33919 | 0.011669 | 0.35086 | 861.0848 | 9359.4535 | 0.25252 | 12092.3172 | 0.0042 | 0.23474 | 0.00057666 | 0.23532 | 577.0444 | 9359.4535 | 0.25252 | 11182.1428 | 0.0042 | 0.35826 | 0.00057666 | 0.35884 | 880.1905 | 9359.4535 | 0.25252 | 11787.7248 | 0.0042 | 0.027274 | 0.33193 | 0.0043214 | 0.33625 | 824.7561
03/10 04:00:00 | 55.04 | 12.8 | 24.21% | 1.1518 | 42690.7653 | 1.1182 | 4.0255 | 4.1045 | 3.694 | 0.21016 | 0.71184 | 0.097735 | 294.5552 | 1.1518 | 42690.7653 | 1.1182 | 4.3609 | 4.4465 | 3.7795 | 0.21924 | 0.72577 | 0.099649 | 287.7129 | 8972.0416 | 0.24207 | 11076.5946 | 0.055328 | 0.21502 | 0.0075965 | 0.22262 | 570.168 | 8972.0416 | 0.24207 | 11076.5946 | 0.055328 | 0.35488 | 0.0075965 | 0.36248 | 928.3668 | 8972.0416 | 0.24207 | 11547.0291 | 0.055328 | 0.026145 | 0.32515 | 0.011186 | 0.33634 | 861.4211 | 8972.0416 | 0.24207 | 11591.785 | 0.0042 | 0.22502 | 0.00057666 | 0.2256 | 577.27 | 8972.0416 | 0.24207 | 10719.285 | 0.0042 | 0.34343 | 0.00057666 | 0.34401 | 880.5345 | 8972.0416 | 0.24207 | 11299.8005 | 0.0042 | 0.026145 | 0.31819 | 0.0041664 | 0.32236 | 825.0784
03/10 05:00:00 | 55.4 | 13 | 24.14% | 1.1579 | 42915.0854 | 1.1192 | 4.0293 | 4.1151 | 3.7036 | 0.20848 | 0.70803 | 0.097212 | 294.6525 | 1.1579 | 42915.0854 | 1.1192 | 4.3651 | 4.458 | 3.7893 | 0.20848 | 0.69201 | 0.095013 | 287.8079 | 8947.039 | 0.2414 | 11045.7271 | 0.055173 | 0.21442 | 0.0075753 | 0.222 | 570.39 | 8947.039 | 0.2414 | 11045.7271 | 0.055173 | 0.35389 | 0.0075753 | 0.36147 | 928.7283 | 8947.039 | 0.2414 | 11514.8507 | 0.055173 | 0.026072 | 0.32424 | 0.011155 | 0.3354 | 861.7565 | 8947.039 | 0.2414 | 11559.4819 | 0.0042 | 0.2244 | 0.00057666 | 0.22497 | 577.4949 | 8947.039 | 0.2414 | 10689.4134 | 0.0042 | 0.34247 | 0.00057666 | 0.34305 | 880.8776 | 8947.039 | 0.2414 | 11268.3111 | 0.0042 | 0.026072 | 0.3173 | 0.0041564 | 0.32146 | 825.3999
03/10 06:00:00 | 53.96 | 12.2 | 23.42% | 1.1338 | 42021.2114 | 1.1146 | 4.0124 | 4.0724 | 3.6652 | 0.20653 | 0.69398 | 0.095283 | 294.7477 | 1.1338 | 42021.2114 | 1.1146 | 4.3467 | 4.4118 | 3.75 | 0.21292 | 0.69926 | 0.096008 | 287.904 | 8678.5723 | 0.23415 | 10714.2868 | 0.053518 | 0.20799 | 0.007348 | 0.21534 | 570.6053 | 8678.5723 | 0.23415 | 10714.2868 | 0.053518 | 0.34327 | 0.007348 | 0.35062 | 929.0789 | 8678.5723 | 0.23415 | 11169.3337 | 0.053518 | 0.02529 | 0.31452 | 0.01082 | 0.32534 | 862.0818 | 8678.5723 | 0.23415 | 11212.6257 | 0.0042 | 0.21766 | 0.00057666 | 0.21824 | 577.7132 | 8678.5723 | 0.23415 | 10368.6646 | 0.0042 | 0.3322 | 0.00057666 | 0.33277 | 881.2104 | 8678.5723 | 0.23415 | 10930.1918 | 0.0042 | 0.02529 | 0.30778 | 0.004049 | 0.31183 | 825.7117
03/10 07:00:00 | 55.04 | 12.8 | 22.55% | 1.1518 | 42690.7653 | 1.1182 | 4.0255 | 4.1045 | 3.694 | 0.1958 | 0.6632 | 0.091058 | 294.8388 | 1.1518 | 42690.7653 | 1.1182 | 4.3609 | 4.4465 | 3.7795 | 0.1958 | 0.6482 | 0.088997 | 287.9929 | 8359.0276 | 0.22553 | 10319.7872 | 0.051547 | 0.20033 | 0.0070774 | 0.20741 | 570.8127 | 8359.0276 | 0.22553 | 10319.7872 | 0.051547 | 0.33063 | 0.0070774 | 0.33771 | 929.4166 | 8359.0276 | 0.22553 | 10758.0793 | 0.051547 | 0.024359 | 0.30294 | 0.010422 | 0.31336 | 862.3952 | 8359.0276 | 0.22553 | 10799.7773 | 0.0042 | 0.20965 | 0.00057666 | 0.21023 | 577.9234 | 8359.0276 | 0.22553 | 9986.8908 | 0.0042 | 0.31997 | 0.00057666 | 0.32054 | 881.5309 | 8359.0276 | 0.22553 | 10527.7426 | 0.0042 | 0.024359 | 0.29645 | 0.0039211 | 0.30037 | 826.0121
03/10 08:00:00 | 59 | 15 | 18.87% | 1.2192 | 45189.514 | 1.1258 | 4.053 | 4.2187 | 3.7968 | 0.15477 | 0.53989 | 0.074127 | 294.9129 | 1.2192 | 45189.514 | 1.1258 | 4.3908 | 4.5702 | 3.8847 | 0.18498 | 0.63066 | 0.086589 | 288.0795 | 6994.0541 | 0.1887 | 8634.6347 | 0.04313 | 0.16762 | 0.0059217 | 0.17354 | 570.9863 | 6994.0541 | 0.1887 | 8634.6347 | 0.04313 | 0.27664 | 0.0059217 | 0.28256 | 929.6992 | 6994.0541 | 0.1887 | 9001.3567 | 0.04313 | 0.020381 | 0.25347 | 0.0087201 | 0.26219 | 862.6574 | 6994.0541 | 0.1887 | 9036.2457 | 0.0042 | 0.17541 | 0.00057666 | 0.17599 | 578.0994 | 6994.0541 | 0.1887 | 8356.0981 | 0.0042 | 0.26772 | 0.00057666 | 0.26829 | 881.7992 | 6994.0541 | 0.1887 | 8808.6324 | 0.0042 | 0.020381 | 0.24804 | 0.003375 | 0.25142 | 826.2635
03/10 09:00:00 | 60.08 | 15.6 | 13.62% | 1.238 | 45882.914 | 1.1264 | 4.0549 | 4.249 | 3.8241 | 0.11005 | 0.38698 | 0.053132 | 294.9661 | 1.238 | 45882.914 | 1.1264 | 4.3928 | 4.603 | 3.9126 | 0.11005 | 0.37823 | 0.05193 | 288.1315 | 5049.2012 | 0.13623 | 6233.5817 | 0.031137 | 0.12101 | 0.0042751 | 0.12528 | 571.1116 | 5049.2012 | 0.13623 | 6233.5817 | 0.031137 | 0.19972 | 0.0042751 | 0.20399 | 929.9032 | 5049.2012 | 0.13623 | 6498.3284 | 0.031137 | 0.014714 | 0.18299 | 0.0062953 | 0.18928 | 862.8467 | 5049.2012 | 0.13623 | 6523.5157 | 0.0042 | 0.12664 | 0.00057666 | 0.12721 | 578.2266 | 5049.2012 | 0.13623 | 6032.4984 | 0.0042 | 0.19327 | 0.00057666 | 0.19385 | 881.9931 | 5049.2012 | 0.13623 | 6359.1954 | 0.0042 | 0.014714 | 0.17907 | 0.0025968 | 0.18166 | 826.4452
03/10 10:00:00 | 64.94 | 18.3 | 4.185% | 1.3238 | 49066.449 | 1.1202 | 4.0329 | 4.3819 | 3.9437 | 0.031614 | 0.11528 | 0.015828 | 294.9819 | 1.3238 | 49066.449 | 1.1202 | 4.3689 | 4.7471 | 4.035 | 0.10291 | 0.36675 | 0.050354 | 288.1818 | 1551.1777 | 0.041852 | 1915.0342 | 0.0095656 | 0.037175 | 0.0013134 | 0.038489 | 571.1501 | 1551.1777 | 0.041852 | 1915.0342 | 0.0095656 | 0.061355 | 0.0013134 | 0.062668 | 929.9658 | 1551.1777 | 0.041852 | 1996.3677 | 0.0095656 | 0.0045202 | 0.056215 | 0.001934 | 0.058149 | 862.9048 | 1551.1777 | 0.041852 | 2004.1056 | 0.0042 | 0.038904 | 0.00057666 | 0.039481 | 578.2661 | 1551.1777 | 0.041852 | 1853.2589 | 0.0042 | 0.059376 | 0.00057666 | 0.059953 | 882.053 | 1551.1777 | 0.041852 | 1953.6243 | 0.0042 | 0.0045202 | 0.055012 | 0.0011973 | 0.056209 | 826.5014
03/10 11:00:00 | 64.94 | 18.3 | 0% | 1.3238 | 49066.449 | 1.1202 | 4.0329 | 4.3819 | 3.9437 | 0 | 0 | 0 | 294.9819 | 1.3238 | 49066.449 | 1.1202 | 4.3689 | 4.7471 | 4.035 | 0 | 0 | 0 | 288.1818 | 0 | 0 | 0 | 0 | 0 | 0 | 0 | 571.1501 | 0 | 0 | 0 | 0 | 0 | 0 | 0 | 929.9658 | 0 | 0 | 0 | 0 | 0 | 0 | 0 | 0 | 862.9048 | 0 | 0 | 0 | 0.0042 | 0 | 0.00057666 | 0.00057666 | 578.2667 | 0 | 0 | 0 | 0.0042 | 0 | 0.00057666 | 0.00057666 | 882.0536 | 0 | 0 | 0 | 0.0042 | 0 | 0 | 0.00057666 | 0.00057666 | 826.502
03/10 12:00:00 | 66.92 | 19.4 | 0% | 1.3596 | 50393.1104 | 1.1139 | 4.01 | 4.435 | 3.9915 | 0 | 0 | 0 | 294.9819 | 1.3596 | 50393.1104 | 1.1139 | 4.3441 | 4.8046 | 4.0839 | 0 | 0 | 0 | 288.1818 | 0 | 0 | 0 | 0 | 0 | 0 | 0 | 571.1501 | 0 | 0 | 0 | 0 | 0 | 0 | 0 | 929.9658 | 0 | 0 | 0 | 0 | 0 | 0 | 0 | 0 | 862.9048 | 0 | 0 | 0 | 0.0042 | 0 | 0.00057666 | 0.00057666 | 578.2672 | 0 | 0 | 0 | 0.0042 | 0 | 0.00057666 | 0.00057666 | 882.0542 | 0 | 0 | 0 | 0.0042 | 0 | 0 | 0.00057666 | 0.00057666 | 826.5025
03/10 13:00:00 | 66.92 | 19.4 | 0% | 1.3596 | 50393.1104 | 1.1139 | 4.01 | 4.435 | 3.9915 | 0 | 0 | 0 | 294.9819 | 1.3596 | 50393.1104 | 1.1139 | 4.3441 | 4.8046 | 4.0839 | 0 | 0 | 0 | 288.1818 | 0 | 0 | 0 | 0 | 0 | 0 | 0 | 571.1501 | 0 | 0 | 0 | 0 | 0 | 0 | 0 | 929.9658 | 0 | 0 | 0 | 0 | 0 | 0 | 0 | 0 | 862.9048 | 0 | 0 | 0 | 0.0042 | 0 | 0.00057666 | 0.00057666 | 578.2678 | 0 | 0 | 0 | 0.0042 | 0 | 0.00057666 | 0.00057666 | 882.0547 | 0 | 0 | 0 | 0.0042 | 0 | 0 | 0.00057666 | 0.00057666 | 826.5031
03/10 14:00:00 | 64.94 | 18.3 | 0% | 1.3238 | 49066.449 | 1.1202 | 4.0329 | 4.3819 | 3.9437 | 0 | 0 | 0 | 294.9819 | 1.3238 | 49066.449 | 1.1202 | 4.3689 | 4.7471 | 4.035 | 0 | 0 | 0 | 288.1818 | 0 | 0 | 0 | 0 | 0 | 0 | 0 | 571.1501 | 0 | 0 | 0 | 0 | 0 | 0 | 0 | 929.9658 | 0 | 0 | 0 | 0 | 0 | 0 | 0 | 0 | 862.9048 | 0 | 0 | 0 | 0.0042 | 0 | 0.00057666 | 0.00057666 | 578.2684 | 0 | 0 | 0 | 0.0042 | 0 | 0.00057666 | 0.00057666 | 882.0553 | 0 | 0 | 0 | 0.0042 | 0 | 0 | 0.00057666 | 0.00057666 | 826.5037
03/10 15:00:00 | 64.94 | 18.3 | 0% | 1.3238 | 49066.449 | 1.1202 | 4.0329 | 4.3819 | 3.9437 | 0 | 0 | 0 | 294.9819 | 1.3238 | 49066.449 | 1.1202 | 4.3689 | 4.7471 | 4.035 | 0 | 0 | 0 | 288.1818 | 0 | 0 | 0 | 0 | 0 | 0 | 0 | 571.1501 | 0 | 0 | 0 | 0 | 0 | 0 | 0 | 929.9658 | 0 | 0 | 0 | 0 | 0 | 0 | 0 | 0 | 862.9048 | 0 | 0 | 0 | 0.0042 | 0 | 0.00057666 | 0.00057666 | 578.269 | 0 | 0 | 0 | 0.0042 | 0 | 0.00057666 | 0.00057666 | 882.0559 | 0 | 0 | 0 | 0.0042 | 0 | 0 | 0.00057666 | 0.00057666 | 826.5043
03/10 16:00:00 | 62.96 | 17.2 | 1.613% | 1.2885 | 47756.9624 | 1.1244 | 4.0478 | 4.3283 | 3.8955 | 0.012522 | 0.044991 | 0.0061773 | 294.9881 | 1.2885 | 47756.9624 | 1.1244 | 4.3851 | 4.689 | 3.9857 | 0 | 0 | 0 | 288.1818 | 597.994 | 0.016134 | 738.2642 | 0.0036876 | 0.014331 | 0.00050631 | 0.014838 | 571.1649 | 597.994 | 0.016134 | 738.2642 | 0.0036876 | 0.023653 | 0.00050631 | 0.024159 | 929.99 | 597.994 | 0.016134 | 769.619 | 0.0036876 | 0.0017426 | 0.021672 | 0.00074557 | 0.022417 | 862.9272 | 597.994 | 0.016134 | 772.6021 | 0.0042 | 0.014998 | 0.00057666 | 0.015575 | 578.2845 | 597.994 | 0.016134 | 714.4492 | 0.0042 | 0.02289 | 0.00057666 | 0.023467 | 882.0794 | 597.994 | 0.016134 | 753.1411 | 0.0042 | 0.0017426 | 0.021208 | 0.00081592 | 0.022023 | 826.5263
03/10 17:00:00 | 60.08 | 15.6 | 5.351% | 1.238 | 45882.914 | 1.1264 | 4.0549 | 4.249 | 3.8241 | 0.043228 | 0.15201 | 0.020871 | 295.0089 | 1.238 | 45882.914 | 1.1264 | 4.3928 | 4.603 | 3.9126 | 0.043228 | 0.14857 | 0.020399 | 288.2022 | 1983.4127 | 0.053514 | 2448.6576 | 0.012231 | 0.047534 | 0.0016793 | 0.049213 | 571.2141 | 1983.4127 | 0.053514 | 2448.6576 | 0.012231 | 0.078452 | 0.0016793 | 0.080131 | 930.0701 | 1983.4127 | 0.053514 | 2552.6547 | 0.012231 | 0.0057798 | 0.07188 | 0.0024729 | 0.074353 | 863.0016 | 1983.4127 | 0.053514 | 2562.5487 | 0.0042 | 0.049745 | 0.00057666 | 0.050322 | 578.3349 | 1983.4127 | 0.053514 | 2369.6687 | 0.0042 | 0.075921 | 0.00057666 | 0.076498 | 882.1559 | 1983.4127 | 0.053514 | 2498.0009 | 0.0042 | 0.0057798 | 0.070341 | 0.0013702 | 0.071711 | 826.598
03/10 18:00:00 | 55.94 | 13.3 | 17% | 1.167 | 43252.6302 | 1.1207 | 4.0346 | 4.1309 | 3.7178 | 0.14566 | 0.49667 | 0.068193 | 295.0771 | 1.167 | 43252.6302 | 1.1207 | 4.3708 | 4.4751 | 3.8039 | 0.045856 | 0.15282 | 0.020982 | 288.2232 | 6300.3655 | 0.16999 | 7778.229 | 0.038852 | 0.15099 | 0.0053344 | 0.15633 | 571.3704 | 6300.3655 | 0.16999 | 7778.229 | 0.038852 | 0.2492 | 0.0053344 | 0.25454 | 930.3247 | 6300.3655 | 0.16999 | 8108.5785 | 0.038852 | 0.01836 | 0.22833 | 0.0078552 | 0.23618 | 863.2378 | 6300.3655 | 0.16999 | 8140.0071 | 0.0042 | 0.15802 | 0.00057666 | 0.15859 | 578.4935 | 6300.3655 | 0.16999 | 7527.3184 | 0.0042 | 0.24117 | 0.00057666 | 0.24174 | 882.3976 | 6300.3655 | 0.16999 | 7934.9691 | 0.0042 | 0.01836 | 0.22344 | 0.0030974 | 0.22654 | 826.8245
03/10 19:00:00 | 55.94 | 13.3 | 25.87% | 1.167 | 43252.6302 | 1.1207 | 4.0346 | 4.1309 | 3.7178 | 0.22165 | 0.75577 | 0.10377 | 295.1809 | 1.167 | 43252.6302 | 1.1207 | 4.3708 | 4.4751 | 3.8039 | 0.22165 | 0.73867 | 0.10142 | 288.3246 | 9587.0519 | 0.25867 | 11835.8665 | 0.05912 | 0.22976 | 0.0081172 | 0.23788 | 571.6083 | 9587.0519 | 0.25867 | 11835.8665 | 0.05912 | 0.37921 | 0.0081172 | 0.38732 | 930.712 | 9587.0519 | 0.25867 | 12338.5481 | 0.05912 | 0.027937 | 0.34744 | 0.011953 | 0.35939 | 863.5972 | 9587.0519 | 0.25867 | 12386.3719 | 0.0042 | 0.24045 | 0.00057666 | 0.24103 | 578.7345 | 9587.0519 | 0.25867 | 11454.0644 | 0.0042 | 0.36697 | 0.00057666 | 0.36755 | 882.7652 | 9587.0519 | 0.25867 | 12074.3727 | 0.0042 | 0.027937 | 0.34 | 0.0044124 | 0.34441 | 827.169
03/10 20:00:00 | 51.08 | 10.6 | 27.17% | 1.0863 | 40260.7161 | 1.1018 | 3.9664 | 3.9846 | 3.5861 | 0.25015 | 0.82308 | 0.11301 | 295.2939 | 1.0863 | 40260.7161 | 1.1018 | 4.2969 | 4.3166 | 3.6692 | 0.23812 | 0.76579 | 0.10514 | 288.4298 | 10071.1164 | 0.27173 | 12433.477 | 0.062105 | 0.24136 | 0.008527 | 0.24989 | 571.8582 | 10071.1164 | 0.27173 | 12433.477 | 0.062105 | 0.39835 | 0.008527 | 0.40688 | 931.1189 | 10071.1164 | 0.27173 | 12961.5397 | 0.062105 | 0.029348 | 0.36498 | 0.012557 | 0.37754 | 863.9747 | 10071.1164 | 0.27173 | 13011.7783 | 0.0042 | 0.25259 | 0.00057666 | 0.25317 | 578.9877 | 10071.1164 | 0.27173 | 12032.3971 | 0.0042 | 0.3855 | 0.00057666 | 0.38608 | 883.1512 | 10071.1164 | 0.27173 | 12684.0257 | 0.0042 | 0.029348 | 0.35717 | 0.0046061 | 0.36177 | 827.5307
03/10 21:00:00 | 48.92 | 9.4 | 29.63% | 1.0513 | 38964.1908 | 1.0894 | 3.9218 | 3.9165 | 3.5248 | 0.28187 | 0.91321 | 0.12538 | 295.4193 | 1.0513 | 38964.1908 | 1.0894 | 4.2486 | 4.2428 | 3.6064 | 0.28187 | 0.89255 | 0.12255 | 288.5523 | 10982.8626 | 0.29633 | 13559.0896 | 0.067728 | 0.26321 | 0.009299 | 0.27251 | 572.1307 | 10982.8626 | 0.29633 | 13559.0896 | 0.067728 | 0.43442 | 0.009299 | 0.44371 | 931.5626 | 10982.8626 | 0.29633 | 14134.9583 | 0.067728 | 0.032005 | 0.39802 | 0.013693 | 0.41172 | 864.3864 | 10982.8626 | 0.29633 | 14189.745 | 0.0042 | 0.27546 | 0.00057666 | 0.27603 | 579.2637 | 10982.8626 | 0.29633 | 13121.6996 | 0.0042 | 0.4204 | 0.00057666 | 0.42098 | 883.5722 | 10982.8626 | 0.29633 | 13832.3206 | 0.0042 | 0.032005 | 0.3895 | 0.0049709 | 0.39447 | 827.9252
03/10 22:00:00 | 48.02 | 8.9 | 33% | 1.0369 | 38430.0045 | 1.0836 | 3.9008 | 3.8874 | 3.4987 | 0.31826 | 1.0246 | 0.14067 | 295.56 | 1.0369 | 38430.0045 | 1.0836 | 4.2259 | 4.2114 | 3.5797 | 0.28579 | 0.89921 | 0.12346 | 288.6758 | 12230.916 | 0.33 | 15099.8963 | 0.075424 | 0.29312 | 0.010356 | 0.30348 | 572.4342 | 12230.916 | 0.33 | 15099.8963 | 0.075424 | 0.48378 | 0.010356 | 0.49414 | 932.0567 | 12230.916 | 0.33 | 15741.2047 | 0.075424 | 0.035642 | 0.44325 | 0.015249 | 0.4585 | 864.8449 | 12230.916 | 0.33 | 15802.2171 | 0.0042 | 0.30676 | 0.00057666 | 0.30733 | 579.571 | 12230.916 | 0.33 | 14612.8029 | 0.0042 | 0.46817 | 0.00057666 | 0.46875 | 884.041 | 12230.916 | 0.33 | 15404.1764 | 0.0042 | 0.035642 | 0.43376 | 0.0054703 | 0.43923 | 828.3644
03/10 23:00:00 | 46.94 | 8.3 | 38.75% | 1.0197 | 37793.6649 | 1.0761 | 3.8739 | 3.8522 | 3.4669 | 0.37998 | 1.214 | 0.16668 | 295.7266 | 1.0197 | 37793.6649 | 1.0761 | 4.1967 | 4.1732 | 3.5472 | 0.37998 | 1.1865 | 0.16291 | 288.8387 | 14360.8048 | 0.38746 | 17729.3887 | 0.088558 | 0.34417 | 0.012159 | 0.35633 | 572.7905 | 14360.8048 | 0.38746 | 17729.3887 | 0.088558 | 0.56803 | 0.012159 | 0.58018 | 932.6369 | 14360.8048 | 0.38746 | 18482.3743 | 0.088558 | 0.041848 | 0.52044 | 0.017905 | 0.53835 | 865.3833 | 14360.8048 | 0.38746 | 18554.0114 | 0.0042 | 0.36018 | 0.00057666 | 0.36075 | 579.9318 | 14360.8048 | 0.38746 | 17157.4729 | 0.0042 | 0.5497 | 0.00057666 | 0.55028 | 884.5912 | 14360.8048 | 0.38746 | 18086.6559 | 0.0042 | 0.041848 | 0.5093 | 0.0063224 | 0.51562 | 828.8801
03/10 24:00:00 | 44.96 | 7.2 | 43.48% | 0.98858 | 36640.3138 | 1.0611 | 3.8198 | 3.7861 | 3.4075 | 0.43982 | 1.3861 | 0.19031 | 295.917 | 0.98858 | 36640.3138 | 1.0611 | 4.1381 | 4.1016 | 3.4863 | 0.39194 | 1.2073 | 0.16576 | 289.0044 | 16115.2739 | 0.4348 | 19895.3999 | 0.099378 | 0.38622 | 0.013645 | 0.39986 | 573.1904 | 16115.2739 | 0.4348 | 19895.3999 | 0.099378 | 0.63742 | 0.013645 | 0.65107 | 933.288 | 16115.2739 | 0.4348 | 20740.3782 | 0.099378 | 0.046961 | 0.58403 | 0.020092 | 0.60412 | 865.9874 | 16115.2739 | 0.4348 | 20820.7673 | 0.0042 | 0.40418 | 0.00057666 | 0.40476 | 580.3365 | 16115.2739 | 0.4348 | 19253.6128 | 0.0042 | 0.61686 | 0.00057666 | 0.61744 | 885.2087 | 16115.2739 | 0.4348 | 20296.3147 | 0.0042 | 0.046961 | 0.57152 | 0.0070244 | 0.57855 | 829.4586
03/11 01:00:00 | 44.96 | 7.2 | 46.83% | 0.98858 | 36640.3138 | 1.0611 | 3.8198 | 3.7861 | 3.4075 | 0.47371 | 1.4929 | 0.20498 | 296.1219 | 0.98858 | 36640.3138 | 1.0611 | 4.1381 | 4.1016 | 3.4863 | 0.47371 | 1.4591 | 0.20034 | 289.2048 | 17356.9345 | 0.4683 | 21428.3142 | 0.10703 | 0.41597 | 0.014696 | 0.43067 | 573.6211 | 17356.9345 | 0.4683 | 21428.3142 | 0.10703 | 0.68653 | 0.014696 | 0.70123 | 933.9892 | 17356.9345 | 0.4683 | 22338.3971 | 0.10703 | 0.050579 | 0.62902 | 0.02164 | 0.65066 | 866.6381 | 17356.9345 | 0.4683 | 22424.98 | 0.0042 | 0.43532 | 0.00057666 | 0.4359 | 580.7724 | 17356.9345 | 0.4683 | 20737.0783 | 0.0042 | 0.66439 | 0.00057666 | 0.66496 | 885.8736 | 17356.9345 | 0.4683 | 21860.119 | 0.0042 | 0.050579 | 0.61556 | 0.0075212 | 0.62308 | 830.0817
03/11 02:00:00 | 42.08 | 5.6 | 53.13% | 0.94415 | 34993.3717 | 1.0365 | 3.7313 | 3.6866 | 3.318 | 0.56276 | 1.7395 | 0.23883 | 296.3608 | 0.94415 | 34993.3717 | 1.0365 | 4.0422 | 3.9938 | 3.3948 | 0.49601 | 1.4985 | 0.20574 | 289.4105 | 19692.742 | 0.53132 | 24312.0271 | 0.12144 | 0.47195 | 0.016674 | 0.48863 | 574.1097 | 19692.742 | 0.53132 | 24312.0271 | 0.12144 | 0.77892 | 0.016674 | 0.7956 | 934.7848 | 19692.742 | 0.53132 | 25344.5843 | 0.12144 | 0.057386 | 0.71367 | 0.024553 | 0.73823 | 867.3763 | 19692.742 | 0.53132 | 25442.8191 | 0.0042 | 0.4939 | 0.00057666 | 0.49448 | 581.2669 | 19692.742 | 0.53132 | 23527.7682 | 0.0042 | 0.7538 | 0.00057666 | 0.75437 | 886.628 | 19692.742 | 0.53132 | 24801.942 | 0.0042 | 0.057386 | 0.69839 | 0.0084557 | 0.70685 | 830.7885
03/11 03:00:00 | 43.88 | 6.6 | 56.09% | 0.9718 | 36018.4523 | 1.0522 | 3.7879 | 3.7492 | 3.3743 | 0.57715 | 1.8056 | 0.24791 | 296.6087 | 0.9718 | 36018.4523 | 1.0522 | 4.1036 | 4.0617 | 3.4524 | 0.57715 | 1.7647 | 0.2423 | 289.6528 | 20788.03 | 0.56088 | 25664.2346 | 0.12819 | 0.4982 | 0.017601 | 0.5158 | 574.6255 | 20788.03 | 0.56088 | 25664.2346 | 0.12819 | 0.82225 | 0.017601 | 0.83985 | 935.6246 | 20788.03 | 0.56088 | 26754.2214 | 0.12819 | 0.060578 | 0.75337 | 0.025918 | 0.77929 | 868.1556 | 20788.03 | 0.56088 | 26857.9199 | 0.0042 | 0.52137 | 0.00057666 | 0.52195 | 581.7889 | 20788.03 | 0.56088 | 24836.356 | 0.0042 | 0.79572 | 0.00057666 | 0.7963 | 887.4243 | 20788.03 | 0.56088 | 26181.398 | 0.0042 | 0.060578 | 0.73724 | 0.008894 | 0.74613 | 831.5347
03/11 04:00:00 | 41 | 5 | 60.5% | 0.92774 | 34385.1365 | 1.0265 | 3.6954 | 3.6483 | 3.2835 | 0.65209 | 2.0014 | 0.27479 | 296.8835 | 0.92774 | 34385.1365 | 1.0265 | 4.0033 | 3.9524 | 3.3595 | 0.60456 | 1.8135 | 0.249 | 289.9018 | 22422.1854 | 0.60497 | 27681.7104 | 0.13827 | 0.53737 | 0.018984 | 0.55635 | 575.1818 | 22422.1854 | 0.60497 | 27681.7104 | 0.13827 | 0.88689 | 0.018984 | 0.90587 | 936.5305 | 22422.1854 | 0.60497 | 28857.3815 | 0.13827 | 0.06534 | 0.81259 | 0.027956 | 0.84055 | 868.9961 | 22422.1854 | 0.60497 | 28969.2318 | 0.0042 | 0.56236 | 0.00057666 | 0.56294 | 582.3518 | 22422.1854 | 0.60497 | 26788.752 | 0.0042 | 0.85828 | 0.00057666 | 0.85885 | 888.2832 | 22422.1854 | 0.60497 | 28239.5282 | 0.0042 | 0.06534 | 0.79519 | 0.0095478 | 0.80474 | 832.3394
03/11 05:00:00 | 39.92 | 4.4 | 63.14% | 0.91146 | 33782.0112 | 1.0162 | 3.6581 | 3.6095 | 3.2485 | 0.69271 | 2.1112 | 0.28987 | 297.1733 | 0.91146 | 33782.0112 | 1.0162 | 3.963 | 3.9103 | 3.3237 | 0.69271 | 2.0635 | 0.28331 | 290.1851 | 23401.0336 | 0.63138 | 28890.1649 | 0.14431 | 0.56083 | 0.019813 | 0.58064 | 575.7625 | 23401.0336 | 0.63138 | 28890.1649 | 0.14431 | 0.9256 | 0.019813 | 0.94542 | 937.4759 | 23401.0336 | 0.63138 | 30117.1603 | 0.14431 | 0.068192 | 0.84806 | 0.029176 | 0.87724 | 869.8734 | 23401.0336 | 0.63138 | 30233.8935 | 0.0042 | 0.58691 | 0.00057666 | 0.58749 | 582.9393 | 23401.0336 | 0.63138 | 27958.2241 | 0.0042 | 0.89574 | 0.00057666 | 0.89632 | 889.1795 | 23401.0336 | 0.63138 | 29472.3345 | 0.0042 | 0.068192 | 0.82991 | 0.0099394 | 0.83985 | 833.1793
03/11 06:00:00 | 39.02 | 3.9 | 62.74% | 0.89801 | 33283.3101 | 1.0073 | 3.6262 | 3.5767 | 3.219 | 0.69861 | 2.117 | 0.29067 | 297.464 | 0.89801 | 33283.3101 | 1.0073 | 3.9284 | 3.8748 | 3.2936 | 0.70309 | 2.0824 | 0.28591 | 290.4711 | 23252.2011 | 0.62736 | 28706.4211 | 0.14339 | 0.55726 | 0.019687 | 0.57695 | 576.3394 | 23252.2011 | 0.62736 | 28706.4211 | 0.14339 | 0.91972 | 0.019687 | 0.9394 | 938.4153 | 23252.2011 | 0.62736 | 29925.6127 | 0.14339 | 0.067758 | 0.84267 | 0.02899 | 0.87166 | 870.745 | 23252.2011 | 0.62736 | 30041.6034 | 0.0042 | 0.58318 | 0.00057666 | 0.58375 | 583.523 | 23252.2011 | 0.62736 | 27780.4075 | 0.0042 | 0.89005 | 0.00057666 | 0.89062 | 890.0701 | 23252.2011 | 0.62736 | 29284.888 | 0.0042 | 0.067758 | 0.82463 | 0.0098799 | 0.83451 | 834.0138
03/11 07:00:00 | 39.02 | 3.9 | 63.36% | 0.89801 | 33283.3101 | 1.0073 | 3.6262 | 3.5767 | 3.219 | 0.70551 | 2.1379 | 0.29354 | 297.7575 | 0.89801 | 33283.3101 | 1.0073 | 3.9284 | 3.8748 | 3.2936 | 0.70551 | 2.0896 | 0.2869 | 290.758 | 23481.6784 | 0.63355 | 28989.7265 | 0.1448 | 0.56276 | 0.019882 | 0.58264 | 576.9221 | 23481.6784 | 0.63355 | 28989.7265 | 0.1448 | 0.92879 | 0.019882 | 0.94867 | 939.364 | 23481.6784 | 0.63355 | 30220.9504 | 0.1448 | 0.068427 | 0.85099 | 0.029277 | 0.88026 | 871.6253 | 23481.6784 | 0.63355 | 30338.0858 | 0.0042 | 0.58893 | 0.00057666 | 0.58951 | 584.1125 | 23481.6784 | 0.63355 | 28054.574 | 0.0042 | 0.89883 | 0.00057666 | 0.89941 | 890.9695 | 23481.6784 | 0.63355 | 29573.9023 | 0.0042 | 0.068427 | 0.83277 | 0.0099717 | 0.84274 | 834.8565
03/11 08:00:00 | 39.92 | 4.4 | 54.37% | 0.91146 | 33782.0112 | 1.0162 | 3.6581 | 3.6095 | 3.2485 | 0.59652 | 1.8181 | 0.24962 | 298.0072 | 0.91146 | 33782.0112 | 1.0162 | 3.963 | 3.9103 | 3.3237 | 0.69509 | 2.0706 | 0.28429 | 291.0422 | 20151.5388 | 0.5437 | 24878.443 | 0.12427 | 0.48295 | 0.017062 | 0.50001 | 577.4221 | 20151.5388 | 0.5437 | 24878.443 | 0.12427 | 0.79707 | 0.017062 | 0.81413 | 940.1781 | 20151.5388 | 0.5437 | 25935.0564 | 0.12427 | 0.058723 | 0.7303 | 0.025125 | 0.75543 | 872.3807 | 20151.5388 | 0.5437 | 26035.5798 | 0.0042 | 0.50541 | 0.00057666 | 0.50599 | 584.6185 | 20151.5388 | 0.5437 | 24075.9125 | 0.0042 | 0.77136 | 0.00057666 | 0.77194 | 891.7415 | 20151.5388 | 0.5437 | 25379.7718 | 0.0042 | 0.058723 | 0.71467 | 0.0086393 | 0.7233 | 835.5798
03/11 09:00:00 | 41.72 | 5.4 | 44.75% | 0.93866 | 34790.0588 | 1.0332 | 3.7195 | 3.6739 | 3.3065 | 0.47677 | 1.4702 | 0.20186 | 298.209 | 0.93866 | 34790.0588 | 1.0332 | 4.0294 | 3.9801 | 3.3831 | 0.47677 | 1.437 | 0.19729 | 291.2395 | 16586.8371 | 0.44752 | 20477.5766 | 0.10229 | 0.39752 | 0.014044 | 0.41156 | 577.8336 | 16586.8371 | 0.44752 | 20477.5766 | 0.10229 | 0.65607 | 0.014044 | 0.67012 | 940.8483 | 16586.8371 | 0.44752 | 21347.2807 | 0.10229 | 0.048335 | 0.60111 | 0.02068 | 0.62179 | 873.0025 | 16586.8371 | 0.44752 | 21430.0221 | 0.0042 | 0.41601 | 0.00057666 | 0.41658 | 585.0351 | 16586.8371 | 0.44752 | 19817.0097 | 0.0042 | 0.63491 | 0.00057666 | 0.63549 | 892.3769 | 16586.8371 | 0.44752 | 20890.223 | 0.0042 | 0.048335 | 0.58824 | 0.0072131 | 0.59546 | 836.1753
03/11 10:00:00 | 48.92 | 9.4 | 23.65% | 1.0513 | 38964.1908 | 1.0894 | 3.9218 | 3.9165 | 3.5248 | 0.225 | 0.72895 | 0.10008 | 298.3091 | 1.0513 | 38964.1908 | 1.0894 | 4.2486 | 4.2428 | 3.6064 | 0.42569 | 1.348 | 0.18508 | 291.4246 | 8766.8048 | 0.23653 | 10823.2158 | 0.054062 | 0.2101 | 0.0074227 | 0.21753 | 578.0512 | 8766.8048 | 0.23653 | 10823.2158 | 0.054062 | 0.34676 | 0.0074227 | 0.35418 | 941.2024 | 8766.8048 | 0.23653 | 11282.889 | 0.054062 | 0.025547 | 0.31771 | 0.01093 | 0.32864 | 873.3311 | 8766.8048 | 0.23653 | 11326.6212 | 0.0042 | 0.21988 | 0.00057666 | 0.22045 | 585.2556 | 8766.8048 | 0.23653 | 10474.0798 | 0.0042 | 0.33558 | 0.00057666 | 0.33615 | 892.7131 | 8766.8048 | 0.23653 | 11041.3159 | 0.0042 | 0.025547 | 0.31091 | 0.0040843 | 0.31499 | 836.4903
03/11 11:00:00 | 48.92 | 9.4 | 15.25% | 1.0513 | 38964.1908 | 1.0894 | 3.9218 | 3.9165 | 3.5248 | 0.14502 | 0.46983 | 0.064508 | 298.3736 | 1.0513 | 38964.1908 | 1.0894 | 4.2486 | 4.2428 | 3.6064 | 0.14502 | 0.4592 | 0.063048 | 291.4877 | 5650.4976 | 0.15245 | 6975.923 | 0.034845 | 0.13542 | 0.0047842 | 0.1402 | 578.1914 | 5650.4976 | 0.15245 | 6975.923 | 0.034845 | 0.2235 | 0.0047842 | 0.22828 | 941.4307 | 5650.4976 | 0.15245 | 7272.1977 | 0.034845 | 0.016466 | 0.20478 | 0.007045 | 0.21182 | 873.543 | 5650.4976 | 0.15245 | 7300.3845 | 0.0042 | 0.14172 | 0.00057666 | 0.14229 | 585.3979 | 5650.4976 | 0.15245 | 6750.8932 | 0.0042 | 0.21629 | 0.00057666 | 0.21687 | 892.93 | 5650.4976 | 0.15245 | 7116.4958 | 0.0042 | 0.016466 | 0.20039 | 0.0028374 | 0.20323 | 836.6935
03/11 12:00:00 | 48.92 | 9.4 | 16.53% | 1.0513 | 38964.1908 | 1.0894 | 3.9218 | 3.9165 | 3.5248 | 0.15727 | 0.50952 | 0.069957 | 298.4436 | 1.0513 | 38964.1908 | 1.0894 | 4.2486 | 4.2428 | 3.6064 | 0.14502 | 0.4592 | 0.063048 | 291.5507 | 6127.8298 | 0.16533 | 7565.222 | 0.037788 | 0.14686 | 0.0051883 | 0.15205 | 578.3434 | 6127.8298 | 0.16533 | 7565.222 | 0.037788 | 0.24238 | 0.0051883 | 0.24757 | 941.6783 | 6127.8298 | 0.16533 | 7886.5249 | 0.037788 | 0.017857 | 0.22208 | 0.0076401 | 0.22972 | 873.7727 | 6127.8298 | 0.16533 | 7917.0928 | 0.0042 | 0.15369 | 0.00057666 | 0.15427 | 585.5521 | 6127.8298 | 0.16533 | 7321.1826 | 0.0042 | 0.23456 | 0.00057666 | 0.23514 | 893.1651 | 6127.8298 | 0.16533 | 7717.6698 | 0.0042 | 0.017857 | 0.21732 | 0.0030284 | 0.22035 | 836.9138
03/11 13:00:00 | 48.92 | 9.4 | 16.05% | 1.0513 | 38964.1908 | 1.0894 | 3.9218 | 3.9165 | 3.5248 | 0.15263 | 0.49449 | 0.067894 | 298.5115 | 1.0513 | 38964.1908 | 1.0894 | 4.2486 | 4.2428 | 3.6064 | 0.15263 | 0.4833 | 0.066358 | 291.6171 | 5947.0684 | 0.16046 | 7342.0598 | 0.036674 | 0.14253 | 0.0050353 | 0.14756 | 578.491 | 5947.0684 | 0.16046 | 7342.0598 | 0.036674 | 0.23523 | 0.0050353 | 0.24027 | 941.9186 | 5947.0684 | 0.16046 | 7653.8847 | 0.036674 | 0.01733 | 0.21552 | 0.0074147 | 0.22294 | 873.9956 | 5947.0684 | 0.16046 | 7683.5509 | 0.0042 | 0.14916 | 0.00057666 | 0.14973 | 585.7019 | 5947.0684 | 0.16046 | 7105.2191 | 0.0042 | 0.22764 | 0.00057666 | 0.22822 | 893.3933 | 5947.0684 | 0.16046 | 7490.0106 | 0.0042 | 0.01733 | 0.21091 | 0.0029561 | 0.21387 | 837.1277
03/11 14:00:00 | 46.94 | 8.3 | 13.99% | 1.0197 | 37793.6649 | 1.0761 | 3.8739 | 3.8522 | 3.4669 | 0.13718 | 0.4383 | 0.060178 | 298.5717 | 1.0197 | 37793.6649 | 1.0761 | 4.1967 | 4.1732 | 3.5472 | 0.15736 | 0.49137 | 0.067465 | 291.6845 | 5184.7083 | 0.13989 | 6400.8744 | 0.031972 | 0.12426 | 0.0043898 | 0.12865 | 578.6196 | 5184.7083 | 0.13989 | 6400.8744 | 0.031972 | 0.20508 | 0.0043898 | 0.20947 | 942.128 | 5184.7083 | 0.13989 | 6672.7262 | 0.031972 | 0.015109 | 0.1879 | 0.0064642 | 0.19436 | 874.19 | 5184.7083 | 0.13989 | 6698.5895 | 0.0042 | 0.13004 | 0.00057666 | 0.13061 | 585.8325 | 5184.7083 | 0.13989 | 6194.3946 | 0.0042 | 0.19846 | 0.00057666 | 0.19904 | 893.5924 | 5184.7083 | 0.13989 | 6529.8593 | 0.0042 | 0.015109 | 0.18387 | 0.0026511 | 0.18652 | 837.3142
03/11 15:00:00 | 44.06 | 6.7 | 26.48% | 0.97459 | 36121.741 | 1.0537 | 3.7934 | 3.7554 | 3.3799 | 0.27167 | 0.85094 | 0.11683 | 298.6885 | 0.97459 | 36121.741 | 1.0537 | 4.1095 | 4.0684 | 3.4581 | 0.27167 | 0.83169 | 0.11419 | 291.7987 | 9813.1223 | 0.26477 | 12114.9658 | 0.060514 | 0.23518 | 0.0083086 | 0.24349 | 578.8631 | 9813.1223 | 0.26477 | 12114.9658 | 0.060514 | 0.38815 | 0.0083086 | 0.39646 | 942.5245 | 9813.1223 | 0.26477 | 12629.501 | 0.060514 | 0.028596 | 0.35563 | 0.012235 | 0.36787 | 874.5578 | 9813.1223 | 0.26477 | 12678.4525 | 0.0042 | 0.24612 | 0.00057666 | 0.24669 | 586.0792 | 9813.1223 | 0.26477 | 11724.1604 | 0.0042 | 0.37563 | 0.00057666 | 0.3762 | 893.9686 | 9813.1223 | 0.26477 | 12359.0961 | 0.0042 | 0.028596 | 0.34802 | 0.0045029 | 0.35252 | 837.6667
03/11 16:00:00 | 44.96 | 7.2 | 34.62% | 0.98858 | 36640.3138 | 1.0611 | 3.8198 | 3.7861 | 3.4075 | 0.35017 | 1.1036 | 0.15152 | 298.84 | 0.98858 | 36640.3138 | 1.0611 | 4.1381 | 4.1016 | 3.4863 | 0.26782 | 0.82495 | 0.11327 | 291.912 | 12830.252 | 0.34617 | 15839.8173 | 0.07912 | 0.30749 | 0.010863 | 0.31835 | 579.1815 | 12830.252 | 0.34617 | 15839.8173 | 0.07912 | 0.50749 | 0.010863 | 0.51835 | 943.0428 | 12830.252 | 0.34617 | 16512.5509 | 0.07912 | 0.037388 | 0.46497 | 0.015997 | 0.48097 | 875.0388 | 12830.252 | 0.34617 | 16576.553 | 0.0042 | 0.32179 | 0.00057666 | 0.32237 | 586.4015 | 12830.252 | 0.34617 | 15328.8555 | 0.0042 | 0.49112 | 0.00057666 | 0.49169 | 894.4603 | 12830.252 | 0.34617 | 16159.0076 | 0.0042 | 0.037388 | 0.45502 | 0.0057101 | 0.46073 | 838.1275
03/11 17:00:00 | 44.96 | 7.2 | 32.39% | 0.98858 | 36640.3138 | 1.0611 | 3.8198 | 3.7861 | 3.4075 | 0.32765 | 1.0326 | 0.14178 | 298.9818 | 0.98858 | 36640.3138 | 1.0611 | 4.1381 | 4.1016 | 3.4863 | 0.32765 | 1.0092 | 0.13857 | 292.0506 | 12005.1874 | 0.32391 | 14821.219 | 0.074032 | 0.28771 | 0.010165 | 0.29788 | 579.4793 | 12005.1874 | 0.32391 | 14821.219 | 0.074032 | 0.47485 | 0.010165 | 0.48502 | 943.5278 | 12005.1874 | 0.32391 | 15450.6916 | 0.074032 | 0.034984 | 0.43507 | 0.014968 | 0.45004 | 875.4889 | 12005.1874 | 0.32391 | 15510.578 | 0.0042 | 0.3011 | 0.00057666 | 0.30167 | 586.7032 | 12005.1874 | 0.32391 | 14343.1151 | 0.0042 | 0.45953 | 0.00057666 | 0.46011 | 894.9204 | 12005.1874 | 0.32391 | 15119.8834 | 0.0042 | 0.034984 | 0.42576 | 0.0053799 | 0.43114 | 838.5586
03/11 18:00:00 | 42.98 | 6.1 | 43.03% | 0.95793 | 35504.1377 | 1.0445 | 3.7601 | 3.7181 | 3.3463 | 0.4492 | 1.3968 | 0.19178 | 299.1736 | 0.95793 | 35504.1377 | 1.0445 | 4.0735 | 4.028 | 3.4238 | 0.33813 | 1.0277 | 0.1411 | 292.1917 | 15948.3976 | 0.4303 | 19689.3798 | 0.098348 | 0.38222 | 0.013503 | 0.39572 | 579.8751 | 15948.3976 | 0.4303 | 19689.3798 | 0.098348 | 0.63082 | 0.013503 | 0.64432 | 944.1722 | 15948.3976 | 0.4303 | 20525.6082 | 0.098348 | 0.046475 | 0.57798 | 0.019884 | 0.59786 | 876.0867 | 15948.3976 | 0.4303 | 20605.1649 | 0.0042 | 0.39999 | 0.00057666 | 0.40057 | 587.1038 | 15948.3976 | 0.4303 | 19054.2385 | 0.0042 | 0.61047 | 0.00057666 | 0.61105 | 895.5314 | 15948.3976 | 0.4303 | 20086.1431 | 0.0042 | 0.046475 | 0.5656 | 0.0069576 | 0.57256 | 839.1312
03/11 19:00:00 | 42.98 | 6.1 | 49.51% | 0.95793 | 35504.1377 | 1.0445 | 3.7601 | 3.7181 | 3.3463 | 0.51685 | 1.6072 | 0.22067 | 299.3942 | 0.95793 | 35504.1377 | 1.0445 | 4.0735 | 4.028 | 3.4238 | 0.51685 | 1.5708 | 0.21568 | 292.4073 | 18350.3257 | 0.4951 | 22654.7231 | 0.11316 | 0.43978 | 0.015537 | 0.45532 | 580.3304 | 18350.3257 | 0.4951 | 22654.7231 | 0.11316 | 0.72583 | 0.015537 | 0.74136 | 944.9135 | 18350.3257 | 0.4951 | 23616.8928 | 0.11316 | 0.053474 | 0.66502 | 0.022879 | 0.6879 | 876.7746 | 18350.3257 | 0.4951 | 23708.4311 | 0.0042 | 0.46024 | 0.00057666 | 0.46081 | 587.5646 | 18350.3257 | 0.4951 | 21923.9256 | 0.0042 | 0.70241 | 0.00057666 | 0.70299 | 896.2344 | 18350.3257 | 0.4951 | 23111.2414 | 0.0042 | 0.053474 | 0.65079 | 0.0079186 | 0.6587 | 839.7899
03/11 20:00:00 | 39.92 | 4.4 | 53.14% | 0.91146 | 33782.0112 | 1.0162 | 3.6581 | 3.6095 | 3.2485 | 0.58297 | 1.7768 | 0.24395 | 299.6382 | 0.91146 | 33782.0112 | 1.0162 | 3.963 | 3.9103 | 3.3237 | 0.5432 | 1.6181 | 0.22217 | 292.6295 | 19693.7675 | 0.53135 | 24313.2932 | 0.12144 | 0.47198 | 0.016674 | 0.48865 | 580.819 | 19693.7675 | 0.53135 | 24313.2932 | 0.12144 | 0.77897 | 0.016674 | 0.79564 | 945.7092 | 19693.7675 | 0.53135 | 25345.9041 | 0.12144 | 0.057389 | 0.71371 | 0.024554 | 0.73827 | 877.5129 | 19693.7675 | 0.53135 | 25444.144 | 0.0042 | 0.49393 | 0.00057666 | 0.49451 | 588.0591 | 19693.7675 | 0.53135 | 23528.9934 | 0.0042 | 0.75384 | 0.00057666 | 0.75441 | 896.9888 | 19693.7675 | 0.53135 | 24803.2336 | 0.0042 | 0.057389 | 0.69843 | 0.0084562 | 0.70689 | 840.4968
03/11 21:00:00 | 42.26 | 5.7 | 54.82% | 0.94689 | 35095.241 | 1.0381 | 3.7371 | 3.693 | 3.3237 | 0.5789 | 1.7915 | 0.24598 | 299.8842 | 0.94689 | 35095.241 | 1.0381 | 4.0486 | 4.0007 | 3.4006 | 0.5789 | 1.751 | 0.24041 | 292.8699 | 20316.4983 | 0.54815 | 25082.0967 | 0.12529 | 0.4869 | 0.017202 | 0.5041 | 581.3231 | 20316.4983 | 0.54815 | 25082.0967 | 0.12529 | 0.8036 | 0.017202 | 0.8208 | 946.53 | 20316.4983 | 0.54815 | 26147.3595 | 0.12529 | 0.059204 | 0.73628 | 0.02533 | 0.76161 | 878.2745 | 20316.4983 | 0.54815 | 26248.7058 | 0.0042 | 0.50955 | 0.00057666 | 0.51013 | 588.5692 | 20316.4983 | 0.54815 | 24272.9968 | 0.0042 | 0.77767 | 0.00057666 | 0.77825 | 897.7671 | 20316.4983 | 0.54815 | 25587.5294 | 0.0042 | 0.059204 | 0.72052 | 0.0087053 | 0.72922 | 841.226
03/11 22:00:00 | 39.02 | 3.9 | 57.11% | 0.89801 | 33283.3101 | 1.0073 | 3.6262 | 3.5767 | 3.219 | 0.636 | 1.9273 | 0.26462 | 300.1488 | 0.89801 | 33283.3101 | 1.0073 | 3.9284 | 3.8748 | 3.2936 | 0.61041 | 1.8079 | 0.24822 | 293.1181 | 21168.2664 | 0.57114 | 26133.6623 | 0.13054 | 0.50732 | 0.017923 | 0.52524 | 581.8484 | 21168.2664 | 0.57114 | 26133.6623 | 0.13054 | 0.83729 | 0.017923 | 0.85521 | 947.3852 | 21168.2664 | 0.57114 | 27243.5861 | 0.13054 | 0.061686 | 0.76715 | 0.026392 | 0.79354 | 879.068 | 21168.2664 | 0.57114 | 27349.1814 | 0.0042 | 0.53091 | 0.00057666 | 0.53149 | 589.1007 | 21168.2664 | 0.57114 | 25290.6409 | 0.0042 | 0.81028 | 0.00057666 | 0.81086 | 898.5779 | 21168.2664 | 0.57114 | 26660.2852 | 0.0042 | 0.061686 | 0.75072 | 0.0090461 | 0.75977 | 841.9858
03/11 23:00:00 | 39.56 | 4.2 | 59.71% | 0.90607 | 33582.1049 | 1.0126 | 3.6455 | 3.5964 | 3.2368 | 0.65905 | 2.004 | 0.27515 | 300.4239 | 0.90607 | 33582.1049 | 1.0126 | 3.9492 | 3.8961 | 3.3117 | 0.65905 | 1.9587 | 0.26893 | 293.3871 | 22132.1337 | 0.59714 | 27323.6219 | 0.13648 | 0.53042 | 0.018739 | 0.54915 | 582.3975 | 22132.1337 | 0.59714 | 27323.6219 | 0.13648 | 0.87541 | 0.018739 | 0.89415 | 948.2793 | 22132.1337 | 0.59714 | 28484.0846 | 0.13648 | 0.064494 | 0.80208 | 0.027594 | 0.82967 | 879.8977 | 22132.1337 | 0.59714 | 28594.488 | 0.0042 | 0.55509 | 0.00057666 | 0.55566 | 589.6564 | 22132.1337 | 0.59714 | 26442.2147 | 0.0042 | 0.84717 | 0.00057666 | 0.84775 | 899.4257 | 22132.1337 | 0.59714 | 27874.2238 | 0.0042 | 0.064494 | 0.78491 | 0.0094317 | 0.79434 | 842.7801
03/11 24:00:00 | 39.02 | 3.9 | 60.47% | 0.89801 | 33283.3101 | 1.0073 | 3.6262 | 3.5767 | 3.219 | 0.67334 | 2.0404 | 0.28015 | 300.7041 | 0.89801 | 33283.3101 | 1.0073 | 3.9284 | 3.8748 | 3.2936 | 0.66496 | 1.9695 | 0.27041 | 293.6575 | 22410.872 | 0.60466 | 27667.7432 | 0.1382 | 0.5371 | 0.018975 | 0.55607 | 582.9536 | 22410.872 | 0.60466 | 27667.7432 | 0.1382 | 0.88644 | 0.018975 | 0.90541 | 949.1847 | 22410.872 | 0.60466 | 28842.8211 | 0.1382 | 0.065307 | 0.81218 | 0.027942 | 0.84012 | 880.7378 | 22410.872 | 0.60466 | 28954.615 | 0.0042 | 0.56208 | 0.00057666 | 0.56265 | 590.219 | 22410.872 | 0.60466 | 26775.2354 | 0.0042 | 0.85784 | 0.00057666 | 0.85842 | 900.2841 | 22410.872 | 0.60466 | 28225.2796 | 0.0042 | 0.065307 | 0.79479 | 0.0095433 | 0.80433 | 843.5844
03/12 01:00:00 | 39.2 | 4 | 62.54% | 0.90069 | 33382.7665 | 1.0091 | 3.6326 | 3.5833 | 3.225 | 0.69437 | 2.1066 | 0.28923 | 300.9933 | 0.90069 | 33382.7665 | 1.0091 | 3.9354 | 3.8819 | 3.2996 | 0.69437 | 2.0589 | 0.28269 | 293.9402 | 23179.9729 | 0.62541 | 28617.2505 | 0.14294 | 0.55553 | 0.019626 | 0.57515 | 583.5287 | 23179.9729 | 0.62541 | 28617.2505 | 0.14294 | 0.91686 | 0.019626 | 0.93648 | 950.1212 | 23179.9729 | 0.62541 | 29832.6549 | 0.14294 | 0.067548 | 0.84005 | 0.0289 | 0.86895 | 881.6068 | 23179.9729 | 0.62541 | 29948.2854 | 0.0042 | 0.58137 | 0.00057666 | 0.58194 | 590.801 | 23179.9729 | 0.62541 | 27694.1134 | 0.0042 | 0.88728 | 0.00057666 | 0.88786 | 901.172 | 23179.9729 | 0.62541 | 29193.9205 | 0.0042 | 0.067548 | 0.82207 | 0.009851 | 0.83192 | 844.4163
03/12 02:00:00 | 38.66 | 3.7 | 70.3% | 0.89265 | 33084.8233 | 1.0037 | 3.6132 | 3.5635 | 3.2071 | 0.78753 | 2.381 | 0.32692 | 301.3202 | 0.89265 | 33084.8233 | 1.0037 | 3.9143 | 3.8605 | 3.2814 | 0.70062 | 2.0704 | 0.28426 | 294.2244 | 26055.2641 | 0.70299 | 32166.9927 | 0.16067 | 0.62444 | 0.022061 | 0.6465 | 584.1752 | 26055.2641 | 0.70299 | 32166.9927 | 0.16067 | 1.0306 | 0.022061 | 1.0526 | 951.1739 | 26055.2641 | 0.70299 | 33533.1584 | 0.16067 | 0.075927 | 0.94426 | 0.032485 | 0.97674 | 882.5835 | 26055.2641 | 0.70299 | 33663.1319 | 0.0042 | 0.65348 | 0.00057666 | 0.65406 | 591.455 | 26055.2641 | 0.70299 | 31129.3477 | 0.0042 | 0.99734 | 0.00057666 | 0.99792 | 902.1699 | 26055.2641 | 0.70299 | 32815.194 | 0.0042 | 0.075927 | 0.92404 | 0.011001 | 0.93504 | 845.3514
03/12 03:00:00 | 35.96 | 2.2 | 82.75% | 0.85298 | 31614.2697 | 0.97555 | 3.512 | 3.4625 | 3.1162 | 0.9701 | 2.8844 | 0.39603 | 301.7163 | 0.85298 | 31614.2697 | 0.97555 | 3.8047 | 3.751 | 3.1884 | 0.9701 | 2.8192 | 0.38707 | 294.6115 | 30669.093 | 0.82747 | 37863.0778 | 0.18913 | 0.73501 | 0.025967 | 0.76098 | 584.9362 | 30669.093 | 0.82747 | 37863.0778 | 0.18913 | 1.2131 | 0.025967 | 1.239 | 952.4129 | 30669.093 | 0.82747 | 39471.1622 | 0.18913 | 0.089372 | 1.1115 | 0.038238 | 1.1497 | 883.7332 | 30669.093 | 0.82747 | 39624.1512 | 0.0042 | 0.7692 | 0.00057666 | 0.76977 | 592.2248 | 30669.093 | 0.82747 | 36641.6882 | 0.0042 | 1.174 | 0.00057666 | 1.1745 | 903.3444 | 30669.093 | 0.82747 | 38626.0618 | 0.0042 | 0.089372 | 1.0877 | 0.012847 | 1.1005 | 846.4519
03/12 04:00:00 | 34.34 | 1.3 | 76.06% | 0.82958 | 30747.2672 | 0.95795 | 3.4486 | 3.4003 | 3.0603 | 0.9168 | 2.6996 | 0.37066 | 302.0869 | 0.82958 | 30747.2672 | 0.95795 | 3.736 | 3.6837 | 3.1311 | 0.99746 | 2.8707 | 0.39415 | 295.0056 | 28189.0815 | 0.76056 | 34801.3352 | 0.17383 | 0.67558 | 0.023867 | 0.69944 | 585.6357 | 28189.0815 | 0.76056 | 34801.3352 | 0.17383 | 1.115 | 0.023867 | 1.1389 | 953.5518 | 28189.0815 | 0.76056 | 36279.3842 | 0.17383 | 0.082145 | 1.0216 | 0.035146 | 1.0567 | 884.79 | 28189.0815 | 0.76056 | 36420.002 | 0.0042 | 0.707 | 0.00057666 | 0.70757 | 592.9324 | 28189.0815 | 0.76056 | 33678.7115 | 0.0042 | 1.079 | 0.00057666 | 1.0796 | 904.424 | 28189.0815 | 0.76056 | 35502.6216 | 0.0042 | 0.082145 | 0.99971 | 0.011855 | 1.0116 | 847.4635
03/12 05:00:00 | 33.44 | 0.8 | 79.91% | 0.81672 | 30270.5671 | 0.94797 | 3.4127 | 3.3653 | 3.0288 | 0.97843 | 2.866 | 0.3935 | 302.4804 | 0.81672 | 30270.5671 | 0.94797 | 3.6971 | 3.6458 | 3.0989 | 0.97843 | 2.8011 | 0.3846 | 295.3902 | 29617.7811 | 0.79911 | 36565.1619 | 0.18264 | 0.70982 | 0.025077 | 0.73489 | 586.3706 | 29617.7811 | 0.79911 | 36565.1619 | 0.18264 | 1.1715 | 0.025077 | 1.1966 | 954.7484 | 29617.7811 | 0.79911 | 38118.1224 | 0.18264 | 0.086308 | 1.0734 | 0.036927 | 1.1103 | 885.9003 | 29617.7811 | 0.79911 | 38265.8671 | 0.0042 | 0.74283 | 0.00057666 | 0.74341 | 593.6758 | 29617.7811 | 0.79911 | 35385.6405 | 0.0042 | 1.1337 | 0.00057666 | 1.1343 | 905.5583 | 29617.7811 | 0.79911 | 37301.9913 | 0.0042 | 0.086308 | 1.0504 | 0.012427 | 1.0628 | 848.5263
03/12 06:00:00 | 33.8 | 1 | 76.92% | 0.82185 | 30460.8213 | 0.95198 | 3.4271 | 3.3794 | 3.0414 | 0.93594 | 2.7473 | 0.3772 | 302.8576 | 0.82185 | 30460.8213 | 0.95198 | 3.7127 | 3.661 | 3.1118 | 0.97232 | 2.7895 | 0.383 | 295.7732 | 28509.5992 | 0.76921 | 35197.036 | 0.17581 | 0.68326 | 0.024139 | 0.7074 | 587.078 | 28509.5992 | 0.76921 | 35197.036 | 0.17581 | 1.1277 | 0.024139 | 1.1518 | 955.9002 | 28509.5992 | 0.76921 | 36691.8908 | 0.17581 | 0.083079 | 1.0332 | 0.035545 | 1.0687 | 886.969 | 28509.5992 | 0.76921 | 36834.1075 | 0.0042 | 0.71504 | 0.00057666 | 0.71561 | 594.3914 | 28509.5992 | 0.76921 | 34061.6478 | 0.0042 | 1.0913 | 0.00057666 | 1.0919 | 906.6502 | 28509.5992 | 0.76921 | 35906.2962 | 0.0042 | 0.083079 | 1.0111 | 0.011983 | 1.0231 | 849.5493
03/12 07:00:00 | 34.34 | 1.3 | 75.43% | 0.82958 | 30747.2672 | 0.95795 | 3.4486 | 3.4003 | 3.0603 | 0.90929 | 2.6775 | 0.36762 | 303.2253 | 0.82958 | 30747.2672 | 0.95795 | 3.736 | 3.6837 | 3.1311 | 0.90929 | 2.617 | 0.35931 | 296.1325 | 27958.1481 | 0.75433 | 34516.2322 | 0.17241 | 0.67004 | 0.023672 | 0.69371 | 587.7717 | 27958.1481 | 0.75433 | 34516.2322 | 0.17241 | 1.1059 | 0.023672 | 1.1295 | 957.0297 | 27958.1481 | 0.75433 | 35982.1726 | 0.17241 | 0.081472 | 1.0132 | 0.034858 | 1.0481 | 888.0171 | 27958.1481 | 0.75433 | 36121.6384 | 0.0042 | 0.70121 | 0.00057666 | 0.70178 | 595.0932 | 27958.1481 | 0.75433 | 33402.8054 | 0.0042 | 1.0702 | 0.00057666 | 1.0708 | 907.7209 | 27958.1481 | 0.75433 | 35211.7734 | 0.0042 | 0.081472 | 0.99152 | 0.011763 | 1.0033 | 850.5526
03/12 08:00:00 | 35.24 | 1.8 | 85.38% | 0.84254 | 31227.5158 | 0.96779 | 3.484 | 3.435 | 3.0915 | 1.0134 | 3.0001 | 0.41191 | 303.6372 | 0.84254 | 31227.5158 | 0.96779 | 3.7744 | 3.7213 | 3.1631 | 0.8953 | 2.5905 | 0.35568 | 296.4882 | 31645.3051 | 0.85381 | 39068.2779 | 0.19515 | 0.75841 | 0.026794 | 0.7852 | 588.5569 | 31645.3051 | 0.85381 | 39068.2779 | 0.19515 | 1.2517 | 0.026794 | 1.2785 | 958.3082 | 31645.3051 | 0.85381 | 40727.5484 | 0.19515 | 0.092216 | 1.1468 | 0.039455 | 1.1863 | 889.2034 | 31645.3051 | 0.85381 | 40885.4071 | 0.0042 | 0.79368 | 0.00057666 | 0.79426 | 595.8874 | 31645.3051 | 0.85381 | 37808.0109 | 0.0042 | 1.2113 | 0.00057666 | 1.2119 | 908.9328 | 31645.3051 | 0.85381 | 39855.548 | 0.0042 | 0.092216 | 1.1223 | 0.013238 | 1.1355 | 851.6881
03/12 09:00:00 | 37.04 | 2.8 | 90.93% | 0.86874 | 32198.6587 | 0.987 | 3.5532 | 3.5033 | 3.153 | 1.0467 | 3.1328 | 0.43013 | 304.0673 | 0.86874 | 32198.6587 | 0.987 | 3.8493 | 3.7952 | 3.2259 | 1.0467 | 3.0619 | 0.4204 | 296.9086 | 33702.2311 | 0.90931 | 41607.6927 | 0.20783 | 0.8077 | 0.028535 | 0.83624 | 589.3931 | 33702.2311 | 0.90931 | 41607.6927 | 0.20783 | 1.3331 | 0.028535 | 1.3616 | 959.6698 | 33702.2311 | 0.90931 | 43374.8147 | 0.20783 | 0.09821 | 1.2214 | 0.042019 | 1.2634 | 890.4668 | 33702.2311 | 0.90931 | 43542.9342 | 0.0042 | 0.84527 | 0.00057666 | 0.84585 | 596.7333 | 33702.2311 | 0.90931 | 40265.509 | 0.0042 | 1.2901 | 0.00057666 | 1.2906 | 910.2234 | 33702.2311 | 0.90931 | 42446.1348 | 0.0042 | 0.09821 | 1.1952 | 0.014061 | 1.2093 | 852.8974
03/12 10:00:00 | 42.98 | 6.1 | 71.28% | 0.95793 | 35504.1377 | 1.0445 | 3.7601 | 3.7181 | 3.3463 | 0.74413 | 2.3139 | 0.3177 | 304.385 | 0.95793 | 35504.1377 | 1.0445 | 4.0735 | 4.028 | 3.4238 | 0.94925 | 2.885 | 0.39611 | 297.3047 | 26419.6817 | 0.71282 | 32616.891 | 0.16292 | 0.63317 | 0.022369 | 0.65554 | 590.0486 | 26419.6817 | 0.71282 | 32616.891 | 0.16292 | 1.045 | 0.022369 | 1.0674 | 960.7371 | 26419.6817 | 0.71282 | 34002.1644 | 0.16292 | 0.076989 | 0.95746 | 0.03294 | 0.9904 | 891.4572 | 26419.6817 | 0.71282 | 34133.9557 | 0.0042 | 0.66262 | 0.00057666 | 0.6632 | 597.3965 | 26419.6817 | 0.71282 | 31564.7332 | 0.0042 | 1.0113 | 0.00057666 | 1.0119 | 911.2353 | 26419.6817 | 0.71282 | 33274.1583 | 0.0042 | 0.076989 | 0.93696 | 0.011147 | 0.94811 | 853.8456
03/12 11:00:00 | 44.06 | 6.7 | 49.27% | 0.97459 | 36121.741 | 1.0537 | 3.7934 | 3.7554 | 3.3799 | 0.5055 | 1.5834 | 0.2174 | 304.6024 | 0.97459 | 36121.741 | 1.0537 | 4.1095 | 4.0684 | 3.4581 | 0.5055 | 1.5476 | 0.21248 | 297.5172 | 18259.7156 | 0.49266 | 22542.8587 | 0.1126 | 0.43761 | 0.01546 | 0.45307 | 590.5017 | 18259.7156 | 0.49266 | 22542.8587 | 0.1126 | 0.72224 | 0.01546 | 0.7377 | 961.4748 | 18259.7156 | 0.49266 | 23500.2774 | 0.1126 | 0.05321 | 0.66174 | 0.022766 | 0.68451 | 892.1417 | 18259.7156 | 0.49266 | 23591.3638 | 0.0042 | 0.45796 | 0.00057666 | 0.45854 | 597.855 | 18259.7156 | 0.49266 | 21815.6697 | 0.0042 | 0.69894 | 0.00057666 | 0.69952 | 911.9348 | 18259.7156 | 0.49266 | 22997.1229 | 0.0042 | 0.05321 | 0.64757 | 0.0078824 | 0.65545 | 854.501
03/12 12:00:00 | 44.96 | 7.2 | 43.59% | 0.98858 | 36640.3138 | 1.0611 | 3.8198 | 3.7861 | 3.4075 | 0.44094 | 1.3896 | 0.1908 | 304.7932 | 0.98858 | 36640.3138 | 1.0611 | 4.1381 | 4.1016 | 3.4863 | 0.49835 | 1.535 | 0.21076 | 297.728 | 16156.1723 | 0.43591 | 19945.8917 | 0.09963 | 0.3872 | 0.013679 | 0.40088 | 590.9026 | 16156.1723 | 0.43591 | 19945.8917 | 0.09963 | 0.63904 | 0.013679 | 0.65272 | 962.1276 | 16156.1723 | 0.43591 | 20793.0145 | 0.09963 | 0.04708 | 0.58551 | 0.020143 | 0.60565 | 892.7473 | 16156.1723 | 0.43591 | 20873.6076 | 0.0042 | 0.40521 | 0.00057666 | 0.40578 | 598.2608 | 16156.1723 | 0.43591 | 19302.4759 | 0.0042 | 0.61843 | 0.00057666 | 0.619 | 912.5538 | 16156.1723 | 0.43591 | 20347.824 | 0.0042 | 0.04708 | 0.57297 | 0.0070408 | 0.58001 | 855.081
03/12 13:00:00 | 44.96 | 7.2 | 45.11% | 0.98858 | 36640.3138 | 1.0611 | 3.8198 | 3.7861 | 3.4075 | 0.45633 | 1.4381 | 0.19745 | 304.9906 | 0.98858 | 36640.3138 | 1.0611 | 4.1381 | 4.1016 | 3.4863 | 0.45633 | 1.4056 | 0.19299 | 297.921 | 16719.9886 | 0.45112 | 20641.9613 | 0.10311 | 0.40071 | 0.014157 | 0.41487 | 591.3175 | 16719.9886 | 0.45112 | 20641.9613 | 0.10311 | 0.66134 | 0.014157 | 0.6755 | 962.8031 | 16719.9886 | 0.45112 | 21518.6469 | 0.10311 | 0.048723 | 0.60594 | 0.020846 | 0.62679 | 893.3741 | 16719.9886 | 0.45112 | 21602.0525 | 0.0042 | 0.41935 | 0.00057666 | 0.41992 | 598.6807 | 16719.9886 | 0.45112 | 19976.0915 | 0.0042 | 0.64001 | 0.00057666 | 0.64058 | 913.1944 | 16719.9886 | 0.45112 | 21057.9202 | 0.0042 | 0.048723 | 0.59297 | 0.0072663 | 0.60023 | 855.6813
03/12 14:00:00 | 46.94 | 8.3 | 39.1% | 1.0197 | 37793.6649 | 1.0761 | 3.8739 | 3.8522 | 3.4669 | 0.3834 | 1.225 | 0.16819 | 305.1588 | 1.0197 | 37793.6649 | 1.0761 | 4.1967 | 4.1732 | 3.5472 | 0.4424 | 1.3815 | 0.18968 | 298.1106 | 14490.2021 | 0.39096 | 17889.1384 | 0.089356 | 0.34727 | 0.012269 | 0.35954 | 591.677 | 14490.2021 | 0.39096 | 17889.1384 | 0.089356 | 0.57314 | 0.012269 | 0.58541 | 963.3885 | 14490.2021 | 0.39096 | 18648.9087 | 0.089356 | 0.042225 | 0.52513 | 0.018066 | 0.5432 | 893.9173 | 14490.2021 | 0.39096 | 18721.1913 | 0.0042 | 0.36342 | 0.00057666 | 0.364 | 599.0447 | 14490.2021 | 0.39096 | 17312.0694 | 0.0042 | 0.55466 | 0.00057666 | 0.55523 | 913.7496 | 14490.2021 | 0.39096 | 18249.6248 | 0.0042 | 0.042225 | 0.51389 | 0.0063742 | 0.52026 | 856.2015
03/12 15:00:00 | 51.08 | 10.6 | 29.51% | 1.0863 | 40260.7161 | 1.1018 | 3.9664 | 3.9846 | 3.5861 | 0.27167 | 0.8939 | 0.12273 | 305.2816 | 1.0863 | 40260.7161 | 1.1018 | 4.2969 | 4.3166 | 3.6692 | 0.27167 | 0.87368 | 0.11996 | 298.2306 | 10937.7094 | 0.29511 | 13503.3449 | 0.067449 | 0.26213 | 0.0092608 | 0.27139 | 591.9484 | 10937.7094 | 0.29511 | 13503.3449 | 0.067449 | 0.43263 | 0.0092608 | 0.44189 | 963.8304 | 10937.7094 | 0.29511 | 14076.8461 | 0.067449 | 0.031873 | 0.39639 | 0.013637 | 0.41002 | 894.3273 | 10937.7094 | 0.29511 | 14131.4075 | 0.0042 | 0.27432 | 0.00057666 | 0.2749 | 599.3196 | 10937.7094 | 0.29511 | 13067.7531 | 0.0042 | 0.41867 | 0.00057666 | 0.41925 | 914.1689 | 10937.7094 | 0.29511 | 13775.4526 | 0.0042 | 0.031873 | 0.3879 | 0.0049528 | 0.39285 | 856.5944
03/12 16:00:00 | 51.98 | 11.1 | 24.28% | 1.101 | 40806.9675 | 1.1062 | 3.9825 | 4.0124 | 3.6112 | 0.22052 | 0.73033 | 0.10027 | 305.3818 | 1.101 | 40806.9675 | 1.1062 | 4.3143 | 4.3468 | 3.6948 | 0.26804 | 0.86762 | 0.11912 | 298.3497 | 8998.6207 | 0.24279 | 11109.4083 | 0.055491 | 0.21566 | 0.007619 | 0.22328 | 592.1717 | 8998.6207 | 0.24279 | 11109.4083 | 0.055491 | 0.35593 | 0.007619 | 0.36355 | 964.1939 | 8998.6207 | 0.24279 | 11581.2364 | 0.055491 | 0.026223 | 0.32611 | 0.011219 | 0.33733 | 894.6647 | 8998.6207 | 0.24279 | 11626.125 | 0.0042 | 0.22569 | 0.00057666 | 0.22627 | 599.5459 | 8998.6207 | 0.24279 | 10751.0403 | 0.0042 | 0.34445 | 0.00057666 | 0.34503 | 914.5139 | 8998.6207 | 0.24279 | 11333.2755 | 0.0042 | 0.026223 | 0.31913 | 0.004177 | 0.32331 | 856.9177
03/12 17:00:00 | 51.98 | 11.1 | 22.63% | 1.101 | 40806.9675 | 1.1062 | 3.9825 | 4.0124 | 3.6112 | 0.20556 | 0.6808 | 0.093474 | 305.4753 | 1.101 | 40806.9675 | 1.1062 | 4.3143 | 4.3468 | 3.6948 | 0.20556 | 0.6654 | 0.091359 | 298.4411 | 8388.3167 | 0.22632 | 10355.9465 | 0.051728 | 0.20103 | 0.0071022 | 0.20814 | 592.3798 | 8388.3167 | 0.22632 | 10355.9465 | 0.051728 | 0.33179 | 0.0071022 | 0.33889 | 964.5328 | 8388.3167 | 0.22632 | 10795.7743 | 0.051728 | 0.024444 | 0.304 | 0.010458 | 0.31445 | 894.9791 | 8388.3167 | 0.22632 | 10837.6184 | 0.0042 | 0.21038 | 0.00057666 | 0.21096 | 599.7568 | 8388.3167 | 0.22632 | 10021.8837 | 0.0042 | 0.32109 | 0.00057666 | 0.32166 | 914.8356 | 8388.3167 | 0.22632 | 10564.6306 | 0.0042 | 0.024444 | 0.29749 | 0.0039328 | 0.30142 | 857.2191
03/12 18:00:00 | 48.92 | 9.4 | 26.08% | 1.0513 | 38964.1908 | 1.0894 | 3.9218 | 3.9165 | 3.5248 | 0.24812 | 0.80386 | 0.11037 | 305.5857 | 1.0513 | 38964.1908 | 1.0894 | 4.2486 | 4.2428 | 3.6064 | 0.21528 | 0.6817 | 0.093597 | 298.5347 | 9667.6937 | 0.26084 | 11935.4243 | 0.059617 | 0.23169 | 0.0081855 | 0.23988 | 592.6197 | 9667.6937 | 0.26084 | 11935.4243 | 0.059617 | 0.3824 | 0.0081855 | 0.39058 | 964.9234 | 9667.6937 | 0.26084 | 12442.3342 | 0.059617 | 0.028172 | 0.35036 | 0.012054 | 0.36242 | 895.3415 | 9667.6937 | 0.26084 | 12490.5603 | 0.0042 | 0.24247 | 0.00057666 | 0.24305 | 599.9999 | 9667.6937 | 0.26084 | 11550.4106 | 0.0042 | 0.37006 | 0.00057666 | 0.37064 | 915.2062 | 9667.6937 | 0.26084 | 12175.9366 | 0.0042 | 0.028172 | 0.34286 | 0.0044447 | 0.34731 | 857.5664
03/12 19:00:00 | 48.92 | 9.4 | 29.61% | 1.0513 | 38964.1908 | 1.0894 | 3.9218 | 3.9165 | 3.5248 | 0.2817 | 0.91266 | 0.12531 | 305.711 | 1.0513 | 38964.1908 | 1.0894 | 4.2486 | 4.2428 | 3.6064 | 0.2817 | 0.89201 | 0.12247 | 298.6571 | 10976.1984 | 0.29615 | 13550.8623 | 0.067687 | 0.26305 | 0.0092934 | 0.27235 | 592.892 | 10976.1984 | 0.29615 | 13550.8623 | 0.067687 | 0.43415 | 0.0092934 | 0.44344 | 965.3668 | 10976.1984 | 0.29615 | 14126.3815 | 0.067687 | 0.031985 | 0.39778 | 0.013685 | 0.41147 | 895.753 | 10976.1984 | 0.29615 | 14181.1349 | 0.0042 | 0.27529 | 0.00057666 | 0.27587 | 600.2758 | 10976.1984 | 0.29615 | 13113.7377 | 0.0042 | 0.42015 | 0.00057666 | 0.42072 | 915.6269 | 10976.1984 | 0.29615 | 13823.9275 | 0.0042 | 0.031985 | 0.38927 | 0.0049682 | 0.39423 | 857.9606
03/12 20:00:00 | 42.08 | 5.6 | 34.2% | 0.94415 | 34993.3717 | 1.0365 | 3.7313 | 3.6866 | 3.318 | 0.36227 | 1.1198 | 0.15375 | 305.8647 | 0.94415 | 34993.3717 | 1.0365 | 4.0422 | 3.9938 | 3.3948 | 0.31367 | 0.94762 | 0.13011 | 298.7873 | 12677.065 | 0.34204 | 15650.6976 | 0.078175 | 0.30382 | 0.010733 | 0.31455 | 593.2066 | 12677.065 | 0.34204 | 15650.6976 | 0.078175 | 0.50143 | 0.010733 | 0.51216 | 965.879 | 12677.065 | 0.34204 | 16315.399 | 0.078175 | 0.036942 | 0.45942 | 0.015806 | 0.47523 | 896.2282 | 12677.065 | 0.34204 | 16378.637 | 0.0042 | 0.31795 | 0.00057666 | 0.31852 | 600.5943 | 12677.065 | 0.34204 | 15145.8364 | 0.0042 | 0.48525 | 0.00057666 | 0.48583 | 916.1128 | 12677.065 | 0.34204 | 15966.0769 | 0.0042 | 0.036942 | 0.44959 | 0.0056488 | 0.45524 | 858.4159
03/12 21:00:00 | 43.52 | 6.4 | 38.94% | 0.96624 | 35812.3006 | 1.0491 | 3.7769 | 3.7368 | 3.3631 | 0.40305 | 1.2579 | 0.1727 | 306.0374 | 0.96624 | 35812.3006 | 1.0491 | 4.0917 | 4.0482 | 3.441 | 0.40305 | 1.2294 | 0.1688 | 298.9561 | 14434.0267 | 0.38944 | 17819.7861 | 0.08901 | 0.34592 | 0.012221 | 0.35814 | 593.5647 | 14434.0267 | 0.38944 | 17819.7861 | 0.08901 | 0.57092 | 0.012221 | 0.58314 | 966.4621 | 14434.0267 | 0.38944 | 18576.6109 | 0.08901 | 0.042062 | 0.5231 | 0.017996 | 0.54109 | 896.7693 | 14434.0267 | 0.38944 | 18648.6133 | 0.0042 | 0.36201 | 0.00057666 | 0.36259 | 600.9569 | 14434.0267 | 0.38944 | 17244.9542 | 0.0042 | 0.55251 | 0.00057666 | 0.55308 | 916.6659 | 14434.0267 | 0.38944 | 18178.8749 | 0.0042 | 0.042062 | 0.5119 | 0.0063517 | 0.51825 | 858.9341
03/12 22:00:00 | 39.2 | 4 | 44.57% | 0.90069 | 33382.7665 | 1.0091 | 3.6326 | 3.5833 | 3.225 | 0.4948 | 1.5011 | 0.2061 | 306.2435 | 0.90069 | 33382.7665 | 1.0091 | 3.9354 | 3.8819 | 3.2996 | 0.43238 | 1.2821 | 0.17603 | 299.1321 | 16517.6561 | 0.44566 | 20392.168 | 0.10186 | 0.39586 | 0.013985 | 0.40984 | 593.9746 | 16517.6561 | 0.44566 | 20392.168 | 0.10186 | 0.65334 | 0.013985 | 0.66732 | 967.1295 | 16517.6561 | 0.44566 | 21258.2446 | 0.10186 | 0.048133 | 0.59861 | 0.020594 | 0.6192 | 897.3885 | 16517.6561 | 0.44566 | 21340.6409 | 0.0042 | 0.41427 | 0.00057666 | 0.41485 | 601.3717 | 16517.6561 | 0.44566 | 19734.3561 | 0.0042 | 0.63226 | 0.00057666 | 0.63284 | 917.2987 | 16517.6561 | 0.44566 | 20803.0933 | 0.0042 | 0.048133 | 0.58579 | 0.0071854 | 0.59298 | 859.5271
03/12 23:00:00 | 39.02 | 3.9 | 53.91% | 0.89801 | 33283.3101 | 1.0073 | 3.6262 | 3.5767 | 3.219 | 0.6003 | 1.8191 | 0.24976 | 306.4933 | 0.89801 | 33283.3101 | 1.0073 | 3.9284 | 3.8748 | 3.2936 | 0.6003 | 1.778 | 0.24411 | 299.3762 | 19979.9533 | 0.53907 | 24666.609 | 0.12321 | 0.47884 | 0.016917 | 0.49575 | 594.4703 | 19979.9533 | 0.53907 | 24666.609 | 0.12321 | 0.79029 | 0.016917 | 0.8072 | 967.9367 | 19979.9533 | 0.53907 | 25714.2256 | 0.12321 | 0.058223 | 0.72408 | 0.024911 | 0.74899 | 898.1375 | 19979.9533 | 0.53907 | 25813.8931 | 0.0042 | 0.50111 | 0.00057666 | 0.50168 | 601.8734 | 19979.9533 | 0.53907 | 23870.9119 | 0.0042 | 0.76479 | 0.00057666 | 0.76537 | 918.0641 | 19979.9533 | 0.53907 | 25163.6691 | 0.0042 | 0.058223 | 0.70858 | 0.0085707 | 0.71715 | 860.2442
03/12 24:00:00 | 39.2 | 4 | 61.27% | 0.90069 | 33382.7665 | 1.0091 | 3.6326 | 3.5833 | 3.225 | 0.68027 | 2.0638 | 0.28336 | 306.7767 | 0.90069 | 33382.7665 | 1.0091 | 3.9354 | 3.8819 | 3.2996 | 0.59851 | 1.7747 | 0.24366 | 299.6199 | 22709.2855 | 0.61271 | 28036.1549 | 0.14004 | 0.54425 | 0.019228 | 0.56347 | 595.0338 | 22709.2855 | 0.61271 | 28036.1549 | 0.14004 | 0.89824 | 0.019228 | 0.91747 | 968.8541 | 22709.2855 | 0.61271 | 29226.8796 | 0.14004 | 0.066176 | 0.823 | 0.028314 | 0.85131 | 898.9888 | 22709.2855 | 0.61271 | 29340.1621 | 0.0042 | 0.56956 | 0.00057666 | 0.57014 | 602.4435 | 22709.2855 | 0.61271 | 27131.7628 | 0.0042 | 0.86927 | 0.00057666 | 0.86984 | 918.9339 | 22709.2855 | 0.61271 | 28601.1152 | 0.0042 | 0.066176 | 0.80537 | 0.0096627 | 0.81504 | 861.0593
03/13 01:00:00 | 39.92 | 4.4 | 65.6% | 0.91146 | 33782.0112 | 1.0162 | 3.6581 | 3.6095 | 3.2485 | 0.71972 | 2.1936 | 0.30118 | 307.0778 | 0.91146 | 33782.0112 | 1.0162 | 3.963 | 3.9103 | 3.3237 | 0.71972 | 2.1439 | 0.29436 | 299.9142 | 24313.6176 | 0.656 | 30016.8118 | 0.14993 | 0.5827 | 0.020586 | 0.60328 | 595.6371 | 24313.6176 | 0.656 | 30016.8118 | 0.14993 | 0.9617 | 0.020586 | 0.98228 | 969.8364 | 24313.6176 | 0.656 | 31291.6571 | 0.14993 | 0.070851 | 0.88114 | 0.030314 | 0.91145 | 899.9003 | 24313.6176 | 0.656 | 31412.9426 | 0.0042 | 0.6098 | 0.00057666 | 0.61038 | 603.0539 | 24313.6176 | 0.656 | 29048.5275 | 0.0042 | 0.93068 | 0.00057666 | 0.93125 | 919.8652 | 24313.6176 | 0.656 | 30621.6846 | 0.0042 | 0.070851 | 0.86227 | 0.010305 | 0.87258 | 861.9319
03/13 02:00:00 | 37.76 | 3.2 | 74.72% | 0.87933 | 32591.0902 | 0.99448 | 3.5801 | 3.5302 | 3.1772 | 0.84969 | 2.5545 | 0.35073 | 307.4286 | 0.87933 | 32591.0902 | 0.99448 | 3.8785 | 3.8244 | 3.2507 | 0.74602 | 2.1921 | 0.30098 | 300.2152 | 27692.2604 | 0.74716 | 34187.9758 | 0.17077 | 0.66367 | 0.023447 | 0.68711 | 596.3242 | 27692.2604 | 0.74716 | 34187.9758 | 0.17077 | 1.0953 | 0.023447 | 1.1188 | 970.9552 | 27692.2604 | 0.74716 | 35639.9748 | 0.17077 | 0.080697 | 1.0036 | 0.034526 | 1.0381 | 900.9384 | 27692.2604 | 0.74716 | 35778.1142 | 0.0042 | 0.69454 | 0.00057666 | 0.69511 | 603.749 | 27692.2604 | 0.74716 | 33085.1379 | 0.0042 | 1.06 | 0.00057666 | 1.0606 | 920.9257 | 27692.2604 | 0.74716 | 34876.9023 | 0.0042 | 0.080697 | 0.98209 | 0.011656 | 0.99375 | 862.9256
03/13 03:00:00 | 37.4 | 3 | 77.88% | 0.87403 | 32394.5906 | 0.99076 | 3.5667 | 3.5168 | 3.1651 | 0.89103 | 2.6728 | 0.36698 | 307.7956 | 0.87403 | 32394.5906 | 0.99076 | 3.864 | 3.8098 | 3.2384 | 0.89103 | 2.6123 | 0.35867 | 300.5739 | 28864.4214 | 0.77878 | 35635.0882 | 0.178 | 0.69176 | 0.024439 | 0.7162 | 597.0404 | 28864.4214 | 0.77878 | 35635.0882 | 0.178 | 1.1417 | 0.024439 | 1.1661 | 972.1213 | 28864.4214 | 0.77878 | 37148.5475 | 0.178 | 0.084113 | 1.0461 | 0.035988 | 1.082 | 902.0204 | 28864.4214 | 0.77878 | 37292.5342 | 0.0042 | 0.72394 | 0.00057666 | 0.72451 | 604.4735 | 28864.4214 | 0.77878 | 34485.5692 | 0.0042 | 1.1049 | 0.00057666 | 1.1054 | 922.0312 | 28864.4214 | 0.77878 | 36353.1756 | 0.0042 | 0.084113 | 1.0237 | 0.012125 | 1.0358 | 863.9614
03/13 04:00:00 | 37.4 | 3 | 72.94% | 0.87403 | 32394.5906 | 0.99076 | 3.5667 | 3.5168 | 3.1651 | 0.83458 | 2.5035 | 0.34373 | 308.1393 | 0.87403 | 32394.5906 | 0.99076 | 3.864 | 3.8098 | 3.2384 | 0.89103 | 2.6123 | 0.35867 | 300.9325 | 27035.7346 | 0.72944 | 33377.4502 | 0.16672 | 0.64793 | 0.022891 | 0.67082 | 597.7112 | 27035.7346 | 0.72944 | 33377.4502 | 0.16672 | 1.0694 | 0.022891 | 1.0923 | 973.2136 | 27035.7346 | 0.72944 | 34795.0253 | 0.16672 | 0.078784 | 0.97979 | 0.033708 | 1.0135 | 903.0339 | 27035.7346 | 0.72944 | 34929.8897 | 0.0042 | 0.67807 | 0.00057666 | 0.67865 | 605.1522 | 27035.7346 | 0.72944 | 32300.7582 | 0.0042 | 1.0349 | 0.00057666 | 1.0354 | 923.0666 | 27035.7346 | 0.72944 | 34050.0436 | 0.0042 | 0.078784 | 0.95881 | 0.011394 | 0.9702 | 864.9316
03/13 05:00:00 | 37.04 | 2.8 | 70.2% | 0.86874 | 32198.6587 | 0.987 | 3.5532 | 3.5033 | 3.153 | 0.80811 | 2.4187 | 0.33209 | 308.4714 | 0.86874 | 32198.6587 | 0.987 | 3.8493 | 3.7952 | 3.2259 | 0.80811 | 2.364 | 0.32457 | 301.2571 | 26020.1223 | 0.70204 | 32123.6078 | 0.16046 | 0.62359 | 0.022031 | 0.64562 | 598.3568 | 26020.1223 | 0.70204 | 32123.6078 | 0.16046 | 1.0292 | 0.022031 | 1.0512 | 974.2648 | 26020.1223 | 0.70204 | 33487.9309 | 0.16046 | 0.075824 | 0.94298 | 0.032441 | 0.97542 | 904.0094 | 26020.1223 | 0.70204 | 33617.7291 | 0.0042 | 0.6526 | 0.00057666 | 0.65318 | 605.8054 | 26020.1223 | 0.70204 | 31087.3624 | 0.0042 | 0.996 | 0.00057666 | 0.99657 | 924.0632 | 26020.1223 | 0.70204 | 32770.9349 | 0.0042 | 0.075824 | 0.92279 | 0.010987 | 0.93378 | 865.8654
03/13 06:00:00 | 35.96 | 2.2 | 73.09% | 0.85298 | 31614.2697 | 0.97555 | 3.512 | 3.4625 | 3.1162 | 0.85693 | 2.5479 | 0.34983 | 308.8212 | 0.85298 | 31614.2697 | 0.97555 | 3.8047 | 3.751 | 3.1884 | 0.82305 | 2.3918 | 0.3284 | 301.5855 | 27091.0793 | 0.73094 | 33445.777 | 0.16706 | 0.64926 | 0.022938 | 0.6722 | 599.029 | 27091.0793 | 0.73094 | 33445.777 | 0.16706 | 1.0716 | 0.022938 | 1.0945 | 975.3593 | 27091.0793 | 0.73094 | 34866.254 | 0.16706 | 0.078945 | 0.98179 | 0.033777 | 1.0156 | 905.0249 | 27091.0793 | 0.73094 | 35001.3945 | 0.0042 | 0.67946 | 0.00057666 | 0.68004 | 606.4854 | 27091.0793 | 0.73094 | 32366.8809 | 0.0042 | 1.037 | 0.00057666 | 1.0376 | 925.1008 | 27091.0793 | 0.73094 | 34119.7473 | 0.0042 | 0.078945 | 0.96077 | 0.011416 | 0.97219 | 866.8376
03/13 07:00:00 | 36.68 | 2.6 | 73.98% | 0.86347 | 32003.2946 | 0.98321 | 3.5396 | 3.4897 | 3.1408 | 0.85673 | 2.5586 | 0.35129 | 309.1725 | 0.86347 | 32003.2946 | 0.98321 | 3.8345 | 3.7806 | 3.2135 | 0.85673 | 2.5007 | 0.34334 | 301.9289 | 27418.3334 | 0.73977 | 33849.7943 | 0.16908 | 0.6571 | 0.023215 | 0.68032 | 599.7094 | 27418.3334 | 0.73977 | 33849.7943 | 0.16908 | 1.0845 | 0.023215 | 1.1077 | 976.467 | 27418.3334 | 0.73977 | 35287.4304 | 0.16908 | 0.079899 | 0.99365 | 0.034185 | 1.0278 | 906.0528 | 27418.3334 | 0.73977 | 35424.2034 | 0.0042 | 0.68767 | 0.00057666 | 0.68824 | 607.1736 | 27418.3334 | 0.73977 | 32757.8655 | 0.0042 | 1.0495 | 0.00057666 | 1.0501 | 926.1509 | 27418.3334 | 0.73977 | 34531.9061 | 0.0042 | 0.079899 | 0.97238 | 0.011547 | 0.98393 | 867.8215
03/13 08:00:00 | 37.22 | 2.9 | 64.13% | 0.87138 | 32296.5537 | 0.98888 | 3.56 | 3.51 | 3.159 | 0.73598 | 2.2053 | 0.30278 | 309.4753 | 0.87138 | 32296.5537 | 0.98888 | 3.8566 | 3.8025 | 3.2322 | 0.84896 | 2.4862 | 0.34136 | 302.2702 | 23769.6494 | 0.64132 | 29345.2461 | 0.14658 | 0.56966 | 0.020125 | 0.58979 | 600.2991 | 23769.6494 | 0.64132 | 29345.2461 | 0.14658 | 0.94018 | 0.020125 | 0.96031 | 977.4273 | 23769.6494 | 0.64132 | 30591.5693 | 0.14658 | 0.069266 | 0.86142 | 0.029636 | 0.89106 | 906.9438 | 23769.6494 | 0.64132 | 30710.1413 | 0.0042 | 0.59616 | 0.00057666 | 0.59673 | 607.7704 | 23769.6494 | 0.64132 | 28398.6253 | 0.0042 | 0.90985 | 0.00057666 | 0.91043 | 927.0613 | 23769.6494 | 0.64132 | 29936.5861 | 0.0042 | 0.069266 | 0.84298 | 0.010087 | 0.85307 | 868.6746
03/13 09:00:00 | 39.02 | 3.9 | 60.54% | 0.89801 | 33283.3101 | 1.0073 | 3.6262 | 3.5767 | 3.219 | 0.67421 | 2.0431 | 0.28052 | 309.7558 | 0.89801 | 33283.3101 | 1.0073 | 3.9284 | 3.8748 | 3.2936 | 0.67421 | 1.9969 | 0.27417 | 302.5444 | 22440.0163 | 0.60545 | 27703.7239 | 0.13838 | 0.53779 | 0.019 | 0.55679 | 600.8559 | 22440.0163 | 0.60545 | 27703.7239 | 0.13838 | 0.88759 | 0.019 | 0.90659 | 978.3339 | 22440.0163 | 0.60545 | 28880.3299 | 0.13838 | 0.065392 | 0.81324 | 0.027978 | 0.84121 | 907.785 | 22440.0163 | 0.60545 | 28992.2691 | 0.0042 | 0.56281 | 0.00057666 | 0.56338 | 608.3338 | 22440.0163 | 0.60545 | 26810.0553 | 0.0042 | 0.85896 | 0.00057666 | 0.85954 | 927.9208 | 22440.0163 | 0.60545 | 28261.9853 | 0.0042 | 0.065392 | 0.79582 | 0.0095549 | 0.80538 | 869.4799
03/13 10:00:00 | 42.08 | 5.6 | 53.6% | 0.94415 | 34993.3717 | 1.0365 | 3.7313 | 3.6866 | 3.318 | 0.56771 | 1.7548 | 0.24094 | 309.9967 | 0.94415 | 34993.3717 | 1.0365 | 4.0422 | 3.9938 | 3.3948 | 0.64126 | 1.9373 | 0.266 | 302.8104 | 19866.2244 | 0.536 | 24526.2029 | 0.12251 | 0.47611 | 0.01682 | 0.49293 | 601.3489 | 19866.2244 | 0.536 | 24526.2029 | 0.12251 | 0.78579 | 0.01682 | 0.80261 | 979.1365 | 19866.2244 | 0.536 | 25567.8563 | 0.12251 | 0.057891 | 0.71996 | 0.024769 | 0.74473 | 908.5298 | 19866.2244 | 0.536 | 25666.9565 | 0.0042 | 0.49826 | 0.00057666 | 0.49883 | 608.8326 | 19866.2244 | 0.536 | 23735.0351 | 0.0042 | 0.76044 | 0.00057666 | 0.76102 | 928.6819 | 19866.2244 | 0.536 | 25020.4337 | 0.0042 | 0.057891 | 0.70455 | 0.0085252 | 0.71307 | 870.193
03/13 11:00:00 | 41.54 | 5.3 | 50.39% | 0.93592 | 34688.6153 | 1.0315 | 3.7135 | 3.6675 | 3.3008 | 0.53836 | 1.6582 | 0.22767 | 310.2244 | 0.93592 | 34688.6153 | 1.0315 | 4.0229 | 3.9732 | 3.3772 | 0.53836 | 1.6207 | 0.22252 | 303.0329 | 18674.9872 | 0.50386 | 23055.5398 | 0.11516 | 0.44756 | 0.015812 | 0.46337 | 601.8122 | 18674.9872 | 0.50386 | 23055.5398 | 0.11516 | 0.73867 | 0.015812 | 0.75448 | 979.891 | 18674.9872 | 0.50386 | 24034.7326 | 0.11516 | 0.05442 | 0.67679 | 0.023284 | 0.70007 | 909.2298 | 18674.9872 | 0.50386 | 24127.8904 | 0.0042 | 0.46838 | 0.00057666 | 0.46896 | 609.3015 | 18674.9872 | 0.50386 | 22311.8127 | 0.0042 | 0.71484 | 0.00057666 | 0.71542 | 929.3973 | 18674.9872 | 0.50386 | 23520.135 | 0.0042 | 0.05442 | 0.6623 | 0.0080485 | 0.67035 | 870.8634
03/13 12:00:00 | 42.08 | 5.6 | 51.78% | 0.94415 | 34993.3717 | 1.0365 | 3.7313 | 3.6866 | 3.318 | 0.54848 | 1.6954 | 0.23277 | 310.4572 | 0.94415 | 34993.3717 | 1.0365 | 4.0422 | 3.9938 | 3.3948 | 0.53367 | 1.6123 | 0.22137 | 303.2543 | 19193.097 | 0.51784 | 23695.1815 | 0.11836 | 0.45998 | 0.01625 | 0.47623 | 602.2885 | 19193.097 | 0.51784 | 23695.1815 | 0.11836 | 0.75916 | 0.01625 | 0.77541 | 980.6664 | 19193.097 | 0.51784 | 24701.5406 | 0.11836 | 0.05593 | 0.69557 | 0.02393 | 0.7195 | 909.9493 | 19193.097 | 0.51784 | 24797.283 | 0.0042 | 0.48137 | 0.00057666 | 0.48195 | 609.7835 | 19193.097 | 0.51784 | 22930.8208 | 0.0042 | 0.73467 | 0.00057666 | 0.73525 | 930.1325 | 19193.097 | 0.51784 | 24172.6663 | 0.0042 | 0.05593 | 0.68067 | 0.0082558 | 0.68893 | 871.5523
03/13 13:00:00 | 44.96 | 7.2 | 48.01% | 0.98858 | 36640.3138 | 1.0611 | 3.8198 | 3.7861 | 3.4075 | 0.48565 | 1.5306 | 0.21014 | 310.6673 | 0.98858 | 36640.3138 | 1.0611 | 4.1381 | 4.1016 | 3.4863 | 0.48565 | 1.4959 | 0.20539 | 303.4597 | 17794.5173 | 0.48011 | 21968.5399 | 0.10973 | 0.42646 | 0.015066 | 0.44153 | 602.73 | 17794.5173 | 0.48011 | 21968.5399 | 0.10973 | 0.70384 | 0.015066 | 0.71891 | 981.3853 | 17794.5173 | 0.48011 | 22901.5666 | 0.10973 | 0.051854 | 0.64488 | 0.022186 | 0.66707 | 910.6164 | 17794.5173 | 0.48011 | 22990.3324 | 0.0042 | 0.4463 | 0.00057666 | 0.44687 | 610.2304 | 17794.5173 | 0.48011 | 21259.8773 | 0.0042 | 0.68114 | 0.00057666 | 0.68171 | 930.8142 | 17794.5173 | 0.48011 | 22411.2308 | 0.0042 | 0.051854 | 0.63107 | 0.0076963 | 0.63877 | 872.1911
03/13 14:00:00 | 42.08 | 5.6 | 49.7% | 0.94415 | 34993.3717 | 1.0365 | 3.7313 | 3.6866 | 3.318 | 0.52639 | 1.6271 | 0.2234 | 310.8907 | 0.94415 | 34993.3717 | 1.0365 | 4.0422 | 3.9938 | 3.3948 | 0.50851 | 1.5363 | 0.21093 | 303.6706 | 18420.3246 | 0.49699 | 22741.1414 | 0.11359 | 0.44146 | 0.015596 | 0.45705 | 603.187 | 18420.3246 | 0.49699 | 22741.1414 | 0.11359 | 0.7286 | 0.015596 | 0.74419 | 982.1295 | 18420.3246 | 0.49699 | 23706.9814 | 0.11359 | 0.053678 | 0.66756 | 0.022966 | 0.69053 | 911.3069 | 18420.3246 | 0.49699 | 23798.8689 | 0.0042 | 0.46199 | 0.00057666 | 0.46257 | 610.6929 | 18420.3246 | 0.49699 | 22007.5562 | 0.0042 | 0.70509 | 0.00057666 | 0.70567 | 931.5199 | 18420.3246 | 0.49699 | 23199.4012 | 0.0042 | 0.053678 | 0.65327 | 0.0079466 | 0.66121 | 872.8523
03/13 15:00:00 | 42.08 | 5.6 | 50.24% | 0.94415 | 34993.3717 | 1.0365 | 3.7313 | 3.6866 | 3.318 | 0.5321 | 1.6447 | 0.22582 | 311.1165 | 0.94415 | 34993.3717 | 1.0365 | 4.0422 | 3.9938 | 3.3948 | 0.5321 | 1.6075 | 0.22071 | 303.8913 | 18619.8095 | 0.50238 | 22987.4191 | 0.11482 | 0.44624 | 0.015765 | 0.462 | 603.6491 | 18619.8095 | 0.50238 | 22987.4191 | 0.11482 | 0.73649 | 0.015765 | 0.75225 | 982.8818 | 18619.8095 | 0.50238 | 23963.7188 | 0.11482 | 0.054259 | 0.67479 | 0.023215 | 0.69801 | 912.0049 | 18619.8095 | 0.50238 | 24056.6014 | 0.0042 | 0.46699 | 0.00057666 | 0.46757 | 611.1605 | 18619.8095 | 0.50238 | 22245.8895 | 0.0042 | 0.71273 | 0.00057666 | 0.71331 | 932.2332 | 18619.8095 | 0.50238 | 23450.6417 | 0.0042 | 0.054259 | 0.66034 | 0.0080265 | 0.66837 | 873.5206
03/13 16:00:00 | 42.08 | 5.6 | 50.32% | 0.94415 | 34993.3717 | 1.0365 | 3.7313 | 3.6866 | 3.318 | 0.53292 | 1.6473 | 0.22617 | 311.3427 | 0.94415 | 34993.3717 | 1.0365 | 4.0422 | 3.9938 | 3.3948 | 0.5321 | 1.6075 | 0.22071 | 304.112 | 18648.6891 | 0.50316 | 23023.0729 | 0.115 | 0.44693 | 0.01579 | 0.46272 | 604.1118 | 18648.6891 | 0.50316 | 23023.0729 | 0.115 | 0.73763 | 0.01579 | 0.75342 | 983.6352 | 18648.6891 | 0.50316 | 24000.8868 | 0.115 | 0.054343 | 0.67584 | 0.023251 | 0.69909 | 912.704 | 18648.6891 | 0.50316 | 24093.9135 | 0.0042 | 0.46772 | 0.00057666 | 0.4683 | 611.6288 | 18648.6891 | 0.50316 | 22280.3931 | 0.0042 | 0.71383 | 0.00057666 | 0.71441 | 932.9476 | 18648.6891 | 0.50316 | 23487.0139 | 0.0042 | 0.054343 | 0.66137 | 0.008038 | 0.66941 | 874.1901
03/13 17:00:00 | 42.08 | 5.6 | 48.79% | 0.94415 | 34993.3717 | 1.0365 | 3.7313 | 3.6866 | 3.318 | 0.51678 | 1.5974 | 0.21932 | 311.562 | 0.94415 | 34993.3717 | 1.0365 | 4.0422 | 3.9938 | 3.3948 | 0.51678 | 1.5612 | 0.21436 | 304.3264 | 18083.8679 | 0.48792 | 22325.7628 | 0.11152 | 0.4334 | 0.015311 | 0.44871 | 604.5605 | 18083.8679 | 0.48792 | 22325.7628 | 0.11152 | 0.71529 | 0.015311 | 0.7306 | 984.3658 | 18083.8679 | 0.48792 | 23273.9613 | 0.11152 | 0.052698 | 0.65537 | 0.022547 | 0.67791 | 913.3819 | 18083.8679 | 0.48792 | 23364.1704 | 0.0042 | 0.45355 | 0.00057666 | 0.45413 | 612.0829 | 18083.8679 | 0.48792 | 21605.5769 | 0.0042 | 0.69221 | 0.00057666 | 0.69279 | 933.6404 | 18083.8679 | 0.48792 | 22775.6523 | 0.0042 | 0.052698 | 0.64134 | 0.007812 | 0.64915 | 874.8392
03/13 18:00:00 | 42.08 | 5.6 | 43.49% | 0.94415 | 34993.3717 | 1.0365 | 3.7313 | 3.6866 | 3.318 | 0.46059 | 1.4237 | 0.19547 | 311.7575 | 0.94415 | 34993.3717 | 1.0365 | 4.0422 | 3.9938 | 3.3948 | 0.51678 | 1.5612 | 0.21436 | 304.5407 | 16117.5558 | 0.43486 | 19898.217 | 0.099392 | 0.38627 | 0.013646 | 0.39992 | 604.9604 | 16117.5558 | 0.43486 | 19898.217 | 0.099392 | 0.63751 | 0.013646 | 0.65116 | 985.017 | 16117.5558 | 0.43486 | 20743.315 | 0.099392 | 0.046968 | 0.58411 | 0.020095 | 0.6042 | 913.9861 | 16117.5558 | 0.43486 | 20823.7155 | 0.0042 | 0.40424 | 0.00057666 | 0.40481 | 612.4877 | 16117.5558 | 0.43486 | 19256.339 | 0.0042 | 0.61695 | 0.00057666 | 0.61752 | 934.2579 | 16117.5558 | 0.43486 | 20299.1886 | 0.0042 | 0.046968 | 0.5716 | 0.0070253 | 0.57863 | 875.4178
03/13 19:00:00 | 42.08 | 5.6 | 48.7% | 0.94415 | 34993.3717 | 1.0365 | 3.7313 | 3.6866 | 3.318 | 0.51576 | 1.5942 | 0.21889 | 311.9764 | 0.94415 | 34993.3717 | 1.0365 | 4.0422 | 3.9938 | 3.3948 | 0.51576 | 1.5582 | 0.21394 | 304.7547 | 18048.1394 | 0.48695 | 22281.6536 | 0.1113 | 0.43254 | 0.015281 | 0.44782 | 605.4082 | 18048.1394 | 0.48695 | 22281.6536 | 0.1113 | 0.71387 | 0.015281 | 0.72916 | 985.7461 | 18048.1394 | 0.48695 | 23227.9787 | 0.1113 | 0.052593 | 0.65407 | 0.022502 | 0.67658 | 914.6627 | 18048.1394 | 0.48695 | 23318.0096 | 0.0042 | 0.45266 | 0.00057666 | 0.45323 | 612.941 | 18048.1394 | 0.48695 | 21562.8906 | 0.0042 | 0.69085 | 0.00057666 | 0.69142 | 934.9494 | 18048.1394 | 0.48695 | 22730.6542 | 0.0042 | 0.052593 | 0.64007 | 0.0077977 | 0.64787 | 876.0657
03/13 20:00:00 | 41 | 5 | 50.32% | 0.92774 | 34385.1365 | 1.0265 | 3.6954 | 3.6483 | 3.2835 | 0.54238 | 1.6647 | 0.22856 | 312.205 | 0.92774 | 34385.1365 | 1.0265 | 4.0033 | 3.9524 | 3.3595 | 0.52488 | 1.5745 | 0.21618 | 304.9709 | 18649.8065 | 0.50319 | 23024.4525 | 0.11501 | 0.44696 | 0.01579 | 0.46275 | 605.871 | 18649.8065 | 0.50319 | 23024.4525 | 0.11501 | 0.73767 | 0.01579 | 0.75346 | 986.4996 | 18649.8065 | 0.50319 | 24002.325 | 0.11501 | 0.054347 | 0.67588 | 0.023252 | 0.69913 | 915.3619 | 18649.8065 | 0.50319 | 24095.3573 | 0.0042 | 0.46775 | 0.00057666 | 0.46832 | 613.4093 | 18649.8065 | 0.50319 | 22281.7282 | 0.0042 | 0.71388 | 0.00057666 | 0.71445 | 935.6638 | 18649.8065 | 0.50319 | 23488.4213 | 0.0042 | 0.054347 | 0.66141 | 0.0080385 | 0.66945 | 876.7351
03/13 21:00:00 | 42.08 | 5.6 | 52.33% | 0.94415 | 34993.3717 | 1.0365 | 3.7313 | 3.6866 | 3.318 | 0.55429 | 1.7133 | 0.23524 | 312.4402 | 0.94415 | 34993.3717 | 1.0365 | 4.0422 | 3.9938 | 3.3948 | 0.55429 | 1.6746 | 0.22992 | 305.2008 | 19396.6478 | 0.52334 | 23946.4788 | 0.11961 | 0.46486 | 0.016423 | 0.48128 | 606.3522 | 19396.6478 | 0.52334 | 23946.4788 | 0.11961 | 0.76721 | 0.016423 | 0.78364 | 987.2832 | 19396.6478 | 0.52334 | 24963.5107 | 0.11961 | 0.056523 | 0.70294 | 0.024183 | 0.72713 | 916.089 | 19396.6478 | 0.52334 | 25060.2685 | 0.0042 | 0.48648 | 0.00057666 | 0.48705 | 613.8964 | 19396.6478 | 0.52334 | 23174.0117 | 0.0042 | 0.74246 | 0.00057666 | 0.74304 | 936.4069 | 19396.6478 | 0.52334 | 24429.0275 | 0.0042 | 0.056523 | 0.68789 | 0.0083373 | 0.69623 | 877.4314
03/13 22:00:00 | 42.08 | 5.6 | 53.92% | 0.94415 | 34993.3717 | 1.0365 | 3.7313 | 3.6866 | 3.318 | 0.5711 | 1.7653 | 0.24237 | 312.6826 | 0.94415 | 34993.3717 | 1.0365 | 4.0422 | 3.9938 | 3.3948 | 0.55429 | 1.6746 | 0.22992 | 305.4307 | 19984.6393 | 0.5392 | 24672.3942 | 0.12324 | 0.47895 | 0.016921 | 0.49587 | 606.8481 | 19984.6393 | 0.5392 | 24672.3942 | 0.12324 | 0.79047 | 0.016921 | 0.80739 | 988.0906 | 19984.6393 | 0.5392 | 25720.2566 | 0.12324 | 0.058236 | 0.72425 | 0.024917 | 0.74917 | 916.8381 | 19984.6393 | 0.5392 | 25819.9475 | 0.0042 | 0.50123 | 0.00057666 | 0.5018 | 614.3982 | 19984.6393 | 0.5392 | 23876.5106 | 0.0042 | 0.76497 | 0.00057666 | 0.76555 | 937.1724 | 19984.6393 | 0.5392 | 25169.571 | 0.0042 | 0.058236 | 0.70875 | 0.0085725 | 0.71732 | 878.1487
03/13 23:00:00 | 39.92 | 4.4 | 60.76% | 0.91146 | 33782.0112 | 1.0162 | 3.6581 | 3.6095 | 3.2485 | 0.66657 | 2.0316 | 0.27894 | 312.9615 | 0.91146 | 33782.0112 | 1.0162 | 3.963 | 3.9103 | 3.3237 | 0.66657 | 1.9856 | 0.27263 | 305.7033 | 22518.1871 | 0.60756 | 27800.231 | 0.13886 | 0.53967 | 0.019066 | 0.55873 | 607.4068 | 22518.1871 | 0.60756 | 27800.231 | 0.13886 | 0.89068 | 0.019066 | 0.90975 | 989.0003 | 22518.1871 | 0.60756 | 28980.9357 | 0.13886 | 0.065619 | 0.81607 | 0.028075 | 0.84414 | 917.6823 | 22518.1871 | 0.60756 | 29093.265 | 0.0042 | 0.56477 | 0.00057666 | 0.56534 | 614.9635 | 22518.1871 | 0.60756 | 26903.4493 | 0.0042 | 0.86195 | 0.00057666 | 0.86253 | 938.0349 | 22518.1871 | 0.60756 | 28360.4371 | 0.0042 | 0.065619 | 0.7986 | 0.0095862 | 0.80818 | 878.9569
03/13 24:00:00 | 39.92 | 4.4 | 63.53% | 0.91146 | 33782.0112 | 1.0162 | 3.6581 | 3.6095 | 3.2485 | 0.69701 | 2.1243 | 0.29167 | 313.2532 | 0.91146 | 33782.0112 | 1.0162 | 3.963 | 3.9103 | 3.3237 | 0.66657 | 1.9856 | 0.27263 | 305.9759 | 23546.2669 | 0.6353 | 29069.4654 | 0.1452 | 0.56431 | 0.019936 | 0.58424 | 607.9911 | 23546.2669 | 0.6353 | 29069.4654 | 0.1452 | 0.93135 | 0.019936 | 0.95128 | 989.9516 | 23546.2669 | 0.6353 | 30304.0758 | 0.1452 | 0.068615 | 0.85333 | 0.029357 | 0.88268 | 918.565 | 23546.2669 | 0.6353 | 30421.5335 | 0.0042 | 0.59055 | 0.00057666 | 0.59113 | 615.5546 | 23546.2669 | 0.6353 | 28131.7407 | 0.0042 | 0.9013 | 0.00057666 | 0.90188 | 938.9368 | 23546.2669 | 0.6353 | 29655.248 | 0.0042 | 0.068615 | 0.83506 | 0.0099975 | 0.84506 | 879.8019
03/14 01:00:00 | 39.92 | 4.4 | 58.25% | 0.91146 | 33782.0112 | 1.0162 | 3.6581 | 3.6095 | 3.2485 | 0.63907 | 1.9478 | 0.26743 | 313.5206 | 0.91146 | 33782.0112 | 1.0162 | 3.963 | 3.9103 | 3.3237 | 0.63907 | 1.9037 | 0.26138 | 306.2373 | 21589.0153 | 0.58249 | 26653.1054 | 0.13313 | 0.5174 | 0.018279 | 0.53568 | 608.5268 | 21589.0153 | 0.58249 | 26653.1054 | 0.13313 | 0.85393 | 0.018279 | 0.87221 | 990.8238 | 21589.0153 | 0.58249 | 27785.0905 | 0.13313 | 0.062912 | 0.7824 | 0.026917 | 0.80931 | 919.3743 | 21589.0153 | 0.58249 | 27892.7847 | 0.0042 | 0.54146 | 0.00057666 | 0.54204 | 616.0967 | 21589.0153 | 0.58249 | 25793.3278 | 0.0042 | 0.82638 | 0.00057666 | 0.82696 | 939.7638 | 21589.0153 | 0.58249 | 27190.1956 | 0.0042 | 0.062912 | 0.76564 | 0.0092144 | 0.77486 | 880.5768
03/14 02:00:00 | 41 | 5 | 58.47% | 0.92774 | 34385.1365 | 1.0265 | 3.6954 | 3.6483 | 3.2835 | 0.63023 | 1.9343 | 0.26558 | 313.7862 | 0.92774 | 34385.1365 | 1.0265 | 4.0033 | 3.9524 | 3.3595 | 0.62786 | 1.8834 | 0.25859 | 306.4959 | 21670.395 | 0.58468 | 26753.5741 | 0.13363 | 0.51935 | 0.018348 | 0.5377 | 609.0645 | 21670.395 | 0.58468 | 26753.5741 | 0.13363 | 0.85715 | 0.018348 | 0.8755 | 991.6993 | 21670.395 | 0.58468 | 27889.8263 | 0.13363 | 0.063149 | 0.78535 | 0.027018 | 0.81236 | 920.1867 | 21670.395 | 0.58468 | 27997.9264 | 0.0042 | 0.54351 | 0.00057666 | 0.54408 | 616.6408 | 21670.395 | 0.58468 | 25890.5556 | 0.0042 | 0.8295 | 0.00057666 | 0.83008 | 940.5938 | 21670.395 | 0.58468 | 27292.689 | 0.0042 | 0.063149 | 0.76853 | 0.009247 | 0.77778 | 881.3546
03/14 03:00:00 | 42.08 | 5.6 | 61.92% | 0.94415 | 34993.3717 | 1.0365 | 3.7313 | 3.6866 | 3.318 | 0.65588 | 2.0274 | 0.27836 | 314.0645 | 0.94415 | 34993.3717 | 1.0365 | 4.0422 | 3.9938 | 3.3948 | 0.65588 | 1.9815 | 0.27206 | 306.768 | 22951.4557 | 0.61925 | 28335.1304 | 0.14153 | 0.55005 | 0.019433 | 0.56948 | 609.6339 | 22951.4557 | 0.61925 | 28335.1304 | 0.14153 | 0.90782 | 0.019433 | 0.92725 | 992.6266 | 22951.4557 | 0.61925 | 29538.553 | 0.14153 | 0.066882 | 0.83177 | 0.028616 | 0.86039 | 921.047 | 22951.4557 | 0.61925 | 29653.0435 | 0.0042 | 0.57563 | 0.00057666 | 0.57621 | 617.217 | 22951.4557 | 0.61925 | 27421.094 | 0.0042 | 0.87854 | 0.00057666 | 0.87911 | 941.473 | 22951.4557 | 0.61925 | 28906.1154 | 0.0042 | 0.066882 | 0.81396 | 0.0097596 | 0.82372 | 882.1783
03/14 04:00:00 | 42.98 | 6.1 | 62.09% | 0.95793 | 35504.1377 | 1.0445 | 3.7601 | 3.7181 | 3.3463 | 0.6482 | 2.0156 | 0.27675 | 314.3413 | 0.95793 | 35504.1377 | 1.0445 | 4.0735 | 4.028 | 3.4238 | 0.64644 | 1.9647 | 0.26975 | 307.0377 | 23013.7447 | 0.62093 | 28412.0304 | 0.14192 | 0.55154 | 0.019485 | 0.57103 | 610.205 | 23013.7447 | 0.62093 | 28412.0304 | 0.14192 | 0.91028 | 0.019485 | 0.92977 | 993.5564 | 23013.7447 | 0.62093 | 29618.719 | 0.14192 | 0.067063 | 0.83403 | 0.028693 | 0.86272 | 921.9098 | 23013.7447 | 0.62093 | 29733.5202 | 0.0042 | 0.5772 | 0.00057666 | 0.57777 | 617.7947 | 23013.7447 | 0.62093 | 27495.5133 | 0.0042 | 0.88092 | 0.00057666 | 0.8815 | 942.3545 | 23013.7447 | 0.62093 | 28984.5651 | 0.0042 | 0.067063 | 0.81617 | 0.0097845 | 0.82596 | 883.0042
03/14 05:00:00 | 42.98 | 6.1 | 63.58% | 0.95793 | 35504.1377 | 1.0445 | 3.7601 | 3.7181 | 3.3463 | 0.66368 | 2.0638 | 0.28335 | 314.6246 | 0.95793 | 35504.1377 | 1.0445 | 4.0735 | 4.028 | 3.4238 | 0.66368 | 2.0171 | 0.27694 | 307.3147 | 23563.2274 | 0.63575 | 29090.4042 | 0.14531 | 0.56471 | 0.019951 | 0.58466 | 610.7896 | 23563.2274 | 0.63575 | 29090.4042 | 0.14531 | 0.93202 | 0.019951 | 0.95197 | 994.5083 | 23563.2274 | 0.63575 | 30325.904 | 0.14531 | 0.068665 | 0.85394 | 0.029378 | 0.88332 | 922.7931 | 23563.2274 | 0.63575 | 30443.4462 | 0.0042 | 0.59098 | 0.00057666 | 0.59155 | 618.3863 | 23563.2274 | 0.63575 | 28152.004 | 0.0042 | 0.90195 | 0.00057666 | 0.90253 | 943.257 | 23563.2274 | 0.63575 | 29676.6088 | 0.0042 | 0.068665 | 0.83566 | 0.010004 | 0.84566 | 883.8499
03/14 06:00:00 | 42.98 | 6.1 | 64.4% | 0.95793 | 35504.1377 | 1.0445 | 3.7601 | 3.7181 | 3.3463 | 0.67227 | 2.0905 | 0.28702 | 314.9117 | 0.95793 | 35504.1377 | 1.0445 | 4.0735 | 4.028 | 3.4238 | 0.66368 | 2.0171 | 0.27694 | 307.5916 | 23868.4296 | 0.64399 | 29467.197 | 0.14719 | 0.57203 | 0.020209 | 0.59224 | 611.3819 | 23868.4296 | 0.64399 | 29467.197 | 0.14719 | 0.94409 | 0.020209 | 0.9643 | 995.4726 | 23868.4296 | 0.64399 | 30718.6996 | 0.14719 | 0.069554 | 0.865 | 0.029759 | 0.89476 | 923.6878 | 23868.4296 | 0.64399 | 30837.7644 | 0.0042 | 0.59863 | 0.00057666 | 0.59921 | 618.9855 | 23868.4296 | 0.64399 | 28516.6423 | 0.0042 | 0.91364 | 0.00057666 | 0.91421 | 944.1712 | 23868.4296 | 0.64399 | 30060.9945 | 0.0042 | 0.069554 | 0.84648 | 0.010126 | 0.85661 | 884.7065
03/14 07:00:00 | 42.08 | 5.6 | 60.06% | 0.94415 | 34993.3717 | 1.0365 | 3.7313 | 3.6866 | 3.318 | 0.63613 | 1.9663 | 0.26997 | 315.1816 | 0.94415 | 34993.3717 | 1.0365 | 4.0422 | 3.9938 | 3.3948 | 0.63613 | 1.9218 | 0.26386 | 307.8555 | 22260.1957 | 0.6006 | 27481.7231 | 0.13727 | 0.53348 | 0.018847 | 0.55233 | 611.9342 | 22260.1957 | 0.6006 | 27481.7231 | 0.13727 | 0.88048 | 0.018847 | 0.89933 | 996.372 | 22260.1957 | 0.6006 | 28648.9005 | 0.13727 | 0.064868 | 0.80672 | 0.027754 | 0.83447 | 924.5223 | 22260.1957 | 0.6006 | 28759.9427 | 0.0042 | 0.5583 | 0.00057666 | 0.55887 | 619.5444 | 22260.1957 | 0.6006 | 26595.2159 | 0.0042 | 0.85208 | 0.00057666 | 0.85265 | 945.0238 | 22260.1957 | 0.6006 | 28035.5109 | 0.0042 | 0.064868 | 0.78945 | 0.009483 | 0.79893 | 885.5054
03/14 08:00:00 | 42.08 | 5.6 | 58.42% | 0.94415 | 34993.3717 | 1.0365 | 3.7313 | 3.6866 | 3.318 | 0.6188 | 1.9127 | 0.26262 | 315.4443 | 0.94415 | 34993.3717 | 1.0365 | 4.0422 | 3.9938 | 3.3948 | 0.63613 | 1.9218 | 0.26386 | 308.1193 | 21653.7714 | 0.58423 | 26733.0512 | 0.13353 | 0.51895 | 0.018334 | 0.53728 | 612.4715 | 21653.7714 | 0.58423 | 26733.0512 | 0.13353 | 0.85649 | 0.018334 | 0.87483 | 997.2468 | 21653.7714 | 0.58423 | 27868.4317 | 0.13353 | 0.0631 | 0.78474 | 0.026998 | 0.81174 | 925.3341 | 21653.7714 | 0.58423 | 27976.4489 | 0.0042 | 0.54309 | 0.00057666 | 0.54366 | 620.088 | 21653.7714 | 0.58423 | 25870.6947 | 0.0042 | 0.82886 | 0.00057666 | 0.82944 | 945.8533 | 21653.7714 | 0.58423 | 27271.7524 | 0.0042 | 0.0631 | 0.76794 | 0.0092404 | 0.77718 | 886.2826
03/14 09:00:00 | 42.08 | 5.6 | 65.67% | 0.94415 | 34993.3717 | 1.0365 | 3.7313 | 3.6866 | 3.318 | 0.69555 | 2.15 | 0.29519 | 315.7395 | 0.94415 | 34993.3717 | 1.0365 | 4.0422 | 3.9938 | 3.3948 | 0.69555 | 2.1013 | 0.28851 | 308.4079 | 24339.53 | 0.6567 | 30048.8025 | 0.15009 | 0.58332 | 0.020608 | 0.60393 | 613.0754 | 24339.53 | 0.6567 | 30048.8025 | 0.15009 | 0.96272 | 0.020608 | 0.98333 | 998.2301 | 24339.53 | 0.6567 | 31325.0065 | 0.15009 | 0.070927 | 0.88208 | 0.030346 | 0.91242 | 926.2465 | 24339.53 | 0.6567 | 31446.4212 | 0.0042 | 0.61045 | 0.00057666 | 0.61103 | 620.6991 | 24339.53 | 0.6567 | 29079.4863 | 0.0042 | 0.93167 | 0.00057666 | 0.93224 | 946.7855 | 24339.53 | 0.6567 | 30654.3199 | 0.0042 | 0.070927 | 0.86319 | 0.010315 | 0.87351 | 887.1561
03/14 10:00:00 | 40.64 | 4.8 | 80.91% | 0.9223 | 34183.5269 | 1.0231 | 3.6831 | 3.6354 | 3.2719 | 0.87725 | 2.6861 | 0.36881 | 316.1083 | 0.9223 | 34183.5269 | 1.0231 | 3.99 | 3.9384 | 3.3476 | 0.71203 | 2.1309 | 0.29257 | 308.7004 | 29987.4179 | 0.80908 | 37021.5036 | 0.18492 | 0.71867 | 0.02539 | 0.74406 | 613.8195 | 29987.4179 | 0.80908 | 37021.5036 | 0.18492 | 1.1861 | 0.02539 | 1.2115 | 999.4416 | 29987.4179 | 0.80908 | 38593.8454 | 0.18492 | 0.087385 | 1.0868 | 0.037388 | 1.1241 | 927.3706 | 29987.4179 | 0.80908 | 38743.434 | 0.0042 | 0.7521 | 0.00057666 | 0.75268 | 621.4518 | 29987.4179 | 0.80908 | 35827.2615 | 0.0042 | 1.1479 | 0.00057666 | 1.1484 | 947.934 | 29987.4179 | 0.80908 | 37767.5288 | 0.0042 | 0.087385 | 1.0635 | 0.012575 | 1.0761 | 888.2322
03/14 11:00:00 | 40.64 | 4.8 | 88.19% | 0.9223 | 34183.5269 | 1.0231 | 3.6831 | 3.6354 | 3.2719 | 0.95616 | 2.9278 | 0.40198 | 316.5102 | 0.9223 | 34183.5269 | 1.0231 | 3.99 | 3.9384 | 3.3476 | 0.95616 | 2.8615 | 0.39289 | 309.0933 | 32684.9426 | 0.88186 | 40351.781 | 0.20156 | 0.78332 | 0.027674 | 0.811 | 614.6305 | 32684.9426 | 0.88186 | 40351.781 | 0.20156 | 1.2928 | 0.027674 | 1.3205 | 1000.7621 | 32684.9426 | 0.88186 | 42065.5632 | 0.20156 | 0.095246 | 1.1845 | 0.040751 | 1.2253 | 928.5959 | 32684.9426 | 0.88186 | 42228.608 | 0.0042 | 0.81976 | 0.00057666 | 0.82033 | 622.2721 | 32684.9426 | 0.88186 | 39050.1106 | 0.0042 | 1.2511 | 0.00057666 | 1.2517 | 949.1857 | 32684.9426 | 0.88186 | 41164.9151 | 0.0042 | 0.095246 | 1.1592 | 0.013654 | 1.1728 | 889.405
03/14 12:00:00 | 41.36 | 5.2 | 75.51% | 0.93319 | 34587.3138 | 1.0299 | 3.7075 | 3.6612 | 3.295 | 0.80919 | 2.4894 | 0.3418 | 316.852 | 0.93319 | 34587.3138 | 1.0299 | 4.0164 | 3.9663 | 3.3713 | 0.945 | 2.8414 | 0.39013 | 309.4834 | 27987.5748 | 0.75512 | 34552.5615 | 0.17259 | 0.67075 | 0.023697 | 0.69444 | 615.3249 | 27987.5748 | 0.75512 | 34552.5615 | 0.17259 | 1.107 | 0.023697 | 1.1307 | 1001.8928 | 27987.5748 | 0.75512 | 36020.0448 | 0.17259 | 0.081558 | 1.0143 | 0.034894 | 1.0492 | 929.6451 | 27987.5748 | 0.75512 | 36159.6574 | 0.0042 | 0.70194 | 0.00057666 | 0.70252 | 622.9746 | 27987.5748 | 0.75512 | 33437.9627 | 0.0042 | 1.0713 | 0.00057666 | 1.0719 | 950.2575 | 27987.5748 | 0.75512 | 35248.8348 | 0.0042 | 0.081558 | 0.99257 | 0.011775 | 1.0043 | 890.4093
03/14 13:00:00 | 41 | 5 | 68.58% | 0.92774 | 34385.1365 | 1.0265 | 3.6954 | 3.6483 | 3.2835 | 0.73918 | 2.2687 | 0.31149 | 317.1635 | 0.92774 | 34385.1365 | 1.0265 | 4.0033 | 3.9524 | 3.3595 | 0.73918 | 2.2174 | 0.30444 | 309.7879 | 25416.7372 | 0.68576 | 31378.6878 | 0.15674 | 0.60913 | 0.02152 | 0.63065 | 615.9556 | 25416.7372 | 0.68576 | 31378.6878 | 0.15674 | 1.0053 | 0.02152 | 1.0269 | 1002.9197 | 25416.7372 | 0.68576 | 32711.3734 | 0.15674 | 0.074066 | 0.92111 | 0.031689 | 0.9528 | 930.5979 | 25416.7372 | 0.68576 | 32838.1617 | 0.0042 | 0.63747 | 0.00057666 | 0.63804 | 623.6126 | 25416.7372 | 0.68576 | 30366.4721 | 0.0042 | 0.9729 | 0.00057666 | 0.97348 | 951.231 | 25416.7372 | 0.68576 | 32011.004 | 0.0042 | 0.074066 | 0.90139 | 0.010746 | 0.91214 | 891.3215
03/14 14:00:00 | 39.92 | 4.4 | 78.24% | 0.91146 | 33782.0112 | 1.0162 | 3.6581 | 3.6095 | 3.2485 | 0.8584 | 2.6162 | 0.35921 | 317.5227 | 0.91146 | 33782.0112 | 1.0162 | 3.963 | 3.9103 | 3.3237 | 0.75237 | 2.2412 | 0.30772 | 310.0956 | 28998.5315 | 0.7824 | 35800.6562 | 0.17882 | 0.69497 | 0.024553 | 0.71953 | 616.6751 | 28998.5315 | 0.7824 | 35800.6562 | 0.17882 | 1.147 | 0.024553 | 1.1716 | 1004.0912 | 28998.5315 | 0.7824 | 37321.1473 | 0.17882 | 0.084504 | 1.0509 | 0.036155 | 1.0871 | 931.685 | 28998.5315 | 0.7824 | 37465.8029 | 0.0042 | 0.7273 | 0.00057666 | 0.72788 | 624.3405 | 28998.5315 | 0.7824 | 34645.7963 | 0.0042 | 1.11 | 0.00057666 | 1.1106 | 952.3416 | 28998.5315 | 0.7824 | 36522.08 | 0.0042 | 0.084504 | 1.0284 | 0.012179 | 1.0406 | 892.3621
03/14 15:00:00 | 39.02 | 3.9 | 84.86% | 0.89801 | 33283.3101 | 1.0073 | 3.6262 | 3.5767 | 3.219 | 0.94502 | 2.8637 | 0.39319 | 317.9159 | 0.89801 | 33283.3101 | 1.0073 | 3.9284 | 3.8748 | 3.2936 | 0.94502 | 2.7989 | 0.38429 | 310.4799 | 31453.4009 | 0.84864 | 38831.3592 | 0.19396 | 0.75381 | 0.026631 | 0.78044 | 617.4555 | 31453.4009 | 0.84864 | 38831.3592 | 0.19396 | 1.2441 | 0.026631 | 1.2707 | 1005.362 | 31453.4009 | 0.84864 | 40480.5675 | 0.19396 | 0.091657 | 1.1399 | 0.039216 | 1.1791 | 932.8641 | 31453.4009 | 0.84864 | 40637.4689 | 0.0042 | 0.78887 | 0.00057666 | 0.78944 | 625.13 | 31453.4009 | 0.84864 | 37578.7347 | 0.0042 | 1.204 | 0.00057666 | 1.2045 | 953.5461 | 31453.4009 | 0.84864 | 39613.8551 | 0.0042 | 0.091657 | 1.1155 | 0.013161 | 1.1286 | 893.4907
03/14 16:00:00 | 37.94 | 3.3 | 91.93% | 0.88199 | 32689.553 | 0.99634 | 3.5868 | 3.5369 | 3.1832 | 1.0423 | 3.137 | 0.43071 | 318.3466 | 0.88199 | 32689.553 | 0.99634 | 3.8857 | 3.8316 | 3.2569 | 0.96219 | 2.8305 | 0.38862 | 310.8685 | 34071.2472 | 0.91927 | 42063.2682 | 0.21011 | 0.81655 | 0.028848 | 0.84539 | 618.3009 | 34071.2472 | 0.91927 | 42063.2682 | 0.21011 | 1.3477 | 0.028848 | 1.3765 | 1006.7385 | 34071.2472 | 0.91927 | 43849.739 | 0.21011 | 0.099286 | 1.2348 | 0.042479 | 1.2772 | 934.1413 | 34071.2472 | 0.91927 | 44019.6993 | 0.0042 | 0.85452 | 0.00057666 | 0.8551 | 625.9851 | 34071.2472 | 0.91927 | 40706.3886 | 0.0042 | 1.3042 | 0.00057666 | 1.3048 | 954.8509 | 34071.2472 | 0.91927 | 42910.8907 | 0.0042 | 0.099286 | 1.2083 | 0.014209 | 1.2225 | 894.7133
03/14 17:00:00 | 37.04 | 2.8 | 93.62% | 0.86874 | 32198.6587 | 0.987 | 3.5532 | 3.5033 | 3.153 | 1.0776 | 3.2254 | 0.44285 | 318.7895 | 0.86874 | 32198.6587 | 0.987 | 3.8493 | 3.7952 | 3.2259 | 1.0776 | 3.1524 | 0.43283 | 311.3014 | 34698.5309 | 0.93619 | 42837.6925 | 0.21397 | 0.83158 | 0.029379 | 0.86096 | 619.1619 | 34698.5309 | 0.93619 | 42837.6925 | 0.21397 | 1.3725 | 0.029379 | 1.4018 | 1008.1403 | 34698.5309 | 0.93619 | 44657.0539 | 0.21397 | 0.10111 | 1.2575 | 0.043262 | 1.3008 | 935.442 | 34698.5309 | 0.93619 | 44830.1433 | 0.0042 | 0.87026 | 0.00057666 | 0.87083 | 626.8559 | 34698.5309 | 0.93619 | 41455.8314 | 0.0042 | 1.3282 | 0.00057666 | 1.3288 | 956.1797 | 34698.5309 | 0.93619 | 43700.9206 | 0.0042 | 0.10111 | 1.2306 | 0.01446 | 1.245 | 895.9583
03/14 18:00:00 | 35.6 | 2 | 88.3% | 0.84775 | 31420.6089 | 0.97169 | 3.4981 | 3.4488 | 3.1039 | 1.0416 | 3.0902 | 0.42429 | 319.2138 | 0.84775 | 31420.6089 | 0.97169 | 3.7896 | 3.7362 | 3.1758 | 1.1043 | 3.2023 | 0.43967 | 311.741 | 32726.989 | 0.883 | 40403.6902 | 0.20182 | 0.78433 | 0.027709 | 0.81204 | 619.9739 | 32726.989 | 0.883 | 40403.6902 | 0.20182 | 1.2945 | 0.027709 | 1.3222 | 1009.4625 | 32726.989 | 0.883 | 42119.677 | 0.20182 | 0.095368 | 1.186 | 0.040803 | 1.2268 | 936.6689 | 32726.989 | 0.883 | 42282.9316 | 0.0042 | 0.82081 | 0.00057666 | 0.82139 | 627.6773 | 32726.989 | 0.883 | 39100.3453 | 0.0042 | 1.2527 | 0.00057666 | 1.2533 | 957.433 | 32726.989 | 0.883 | 41217.8703 | 0.0042 | 0.095368 | 1.1606 | 0.013671 | 1.1743 | 897.1326
03/14 19:00:00 | 34.7 | 1.5 | 88.89% | 0.83475 | 30938.9408 | 0.9619 | 3.4629 | 3.4143 | 3.0728 | 1.0649 | 3.1424 | 0.43145 | 319.6452 | 0.83475 | 30938.9408 | 0.9619 | 3.7514 | 3.6988 | 3.144 | 1.0649 | 3.0713 | 0.42168 | 312.1627 | 32945.9618 | 0.88891 | 40674.0269 | 0.20317 | 0.78958 | 0.027895 | 0.81747 | 620.7914 | 32945.9618 | 0.88891 | 40674.0269 | 0.20317 | 1.3031 | 0.027895 | 1.331 | 1010.7935 | 32945.9618 | 0.88891 | 42401.4952 | 0.20317 | 0.096007 | 1.194 | 0.041077 | 1.2351 | 937.9039 | 32945.9618 | 0.88891 | 42565.8421 | 0.0042 | 0.8263 | 0.00057666 | 0.82688 | 628.5042 | 32945.9618 | 0.88891 | 39361.9615 | 0.0042 | 1.2611 | 0.00057666 | 1.2617 | 958.6946 | 32945.9618 | 0.88891 | 41493.6546 | 0.0042 | 0.096007 | 1.1684 | 0.013758 | 1.1822 | 898.3148
03/14 20:00:00 | 33.98 | 1.1 | 85.51% | 0.82443 | 30556.1613 | 0.95397 | 3.4343 | 3.3864 | 3.0477 | 1.0372 | 3.0478 | 0.41846 | 320.0637 | 0.82443 | 30556.1613 | 0.95397 | 3.7205 | 3.6686 | 3.1183 | 1.0782 | 3.0965 | 0.42516 | 312.5879 | 31693.625 | 0.85512 | 39127.932 | 0.19544 | 0.75956 | 0.026834 | 0.7864 | 621.5778 | 31693.625 | 0.85512 | 39127.932 | 0.19544 | 1.2536 | 0.026834 | 1.2804 | 1012.074 | 31693.625 | 0.85512 | 40789.7361 | 0.19544 | 0.092357 | 1.1486 | 0.039515 | 1.1881 | 939.0921 | 31693.625 | 0.85512 | 40947.8359 | 0.0042 | 0.79489 | 0.00057666 | 0.79547 | 629.2996 | 31693.625 | 0.85512 | 37865.7407 | 0.0042 | 1.2132 | 0.00057666 | 1.2137 | 959.9084 | 31693.625 | 0.85512 | 39916.4042 | 0.0042 | 0.092357 | 1.124 | 0.013257 | 1.1373 | 899.452
03/14 21:00:00 | 33.8 | 1 | 82.01% | 0.82185 | 30460.8213 | 0.95198 | 3.4271 | 3.3794 | 3.0414 | 0.99785 | 2.929 | 0.40215 | 320.4658 | 0.82185 | 30460.8213 | 0.95198 | 3.7127 | 3.661 | 3.1118 | 0.99785 | 2.8627 | 0.39305 | 312.9809 | 30395.367 | 0.82009 | 37525.1444 | 0.18744 | 0.72845 | 0.025735 | 0.75419 | 622.332 | 30395.367 | 0.82009 | 37525.1444 | 0.18744 | 1.2023 | 0.025735 | 1.228 | 1013.302 | 30395.367 | 0.82009 | 39118.8764 | 0.18744 | 0.088574 | 1.1015 | 0.037896 | 1.1394 | 940.2315 | 30395.367 | 0.82009 | 39270.4999 | 0.0042 | 0.76233 | 0.00057666 | 0.76291 | 630.0625 | 30395.367 | 0.82009 | 36314.6559 | 0.0042 | 1.1635 | 0.00057666 | 1.164 | 961.0724 | 30395.367 | 0.82009 | 38281.3186 | 0.0042 | 0.088574 | 1.078 | 0.012738 | 1.0907 | 900.5427
03/14 22:00:00 | 32.18 | 0.1 | 77.15% | 0.79888 | 29609.1484 | 0.93379 | 3.3617 | 3.3157 | 2.9842 | 0.96569 | 2.8082 | 0.38557 | 320.8514 | 0.79888 | 29609.1484 | 0.93379 | 3.6418 | 3.5921 | 3.0532 | 1.0266 | 2.9177 | 0.4006 | 313.3815 | 28593.2622 | 0.77147 | 35300.3237 | 0.17633 | 0.68526 | 0.024209 | 0.70947 | 623.0415 | 28593.2622 | 0.77147 | 35300.3237 | 0.17633 | 1.131 | 0.024209 | 1.1552 | 1014.4572 | 28593.2622 | 0.77147 | 36799.5652 | 0.17633 | 0.083323 | 1.0362 | 0.03565 | 1.0719 | 941.3034 | 28593.2622 | 0.77147 | 36942.1992 | 0.0042 | 0.71713 | 0.00057666 | 0.71771 | 630.7803 | 28593.2622 | 0.77147 | 34161.6035 | 0.0042 | 1.0945 | 0.00057666 | 1.0951 | 962.1675 | 28593.2622 | 0.77147 | 36011.6652 | 0.0042 | 0.083323 | 1.014 | 0.012017 | 1.0261 | 901.5688
03/14 23:00:00 | 32 | 0 | 79.89% | 0.79634 | 29515.2278 | 0.93175 | 3.3543 | 3.3086 | 2.9777 | 1.0032 | 2.9142 | 0.40012 | 321.2515 | 0.79634 | 29515.2278 | 0.93175 | 3.6338 | 3.5843 | 3.0467 | 1.0032 | 2.8483 | 0.39107 | 313.7726 | 29608.3012 | 0.79885 | 36553.4583 | 0.18258 | 0.70959 | 0.025069 | 0.73466 | 623.7761 | 29608.3012 | 0.79885 | 36553.4583 | 0.18258 | 1.1711 | 0.025069 | 1.1962 | 1015.6533 | 29608.3012 | 0.79885 | 38105.9217 | 0.18258 | 0.08628 | 1.073 | 0.036915 | 1.1099 | 942.4133 | 29608.3012 | 0.79885 | 38253.6191 | 0.0042 | 0.74259 | 0.00057666 | 0.74317 | 631.5234 | 29608.3012 | 0.79885 | 35374.3144 | 0.0042 | 1.1333 | 0.00057666 | 1.1339 | 963.3014 | 29608.3012 | 0.79885 | 37290.0519 | 0.0042 | 0.08628 | 1.05 | 0.012423 | 1.0625 | 902.6313
03/14 24:00:00 | 30.92 | -0.6 | 86.87% | 0.78122 | 28954.6849 | 0.91942 | 3.3099 | 3.2655 | 2.939 | 1.112 | 3.2109 | 0.44086 | 321.6924 | 0.78122 | 28954.6849 | 0.91942 | 3.5857 | 3.5376 | 3.007 | 1.0226 | 2.8858 | 0.39623 | 314.1688 | 32197.9302 | 0.86872 | 39750.5312 | 0.19855 | 0.77165 | 0.027261 | 0.79891 | 624.575 | 32197.9302 | 0.86872 | 39750.5312 | 0.19855 | 1.2736 | 0.027261 | 1.3008 | 1016.9542 | 32197.9302 | 0.86872 | 41438.7776 | 0.19855 | 0.093827 | 1.1669 | 0.040144 | 1.207 | 943.6203 | 32197.9302 | 0.86872 | 41599.3931 | 0.0042 | 0.80754 | 0.00057666 | 0.80812 | 632.3315 | 32197.9302 | 0.86872 | 38468.256 | 0.0042 | 1.2325 | 0.00057666 | 1.233 | 964.5345 | 32197.9302 | 0.86872 | 40551.5494 | 0.0042 | 0.093827 | 1.1419 | 0.013459 | 1.1553 | 903.7866
03/15 01:00:00 | 30.92 | -0.6 | 90.66% | 0.78122 | 28954.6849 | 0.91942 | 3.3099 | 3.2655 | 2.939 | 1.1605 | 3.3509 | 0.46008 | 322.1525 | 0.78122 | 28954.6849 | 0.91942 | 3.5857 | 3.5376 | 3.007 | 1.1605 | 3.2751 | 0.44967 | 314.6185 | 33602.0395 | 0.90661 | 41483.9994 | 0.20721 | 0.8053 | 0.02845 | 0.83375 | 625.4088 | 33602.0395 | 0.90661 | 41483.9994 | 0.20721 | 1.3291 | 0.02845 | 1.3575 | 1018.3117 | 33602.0395 | 0.90661 | 43245.8681 | 0.20721 | 0.097918 | 1.2178 | 0.041894 | 1.2596 | 944.88 | 33602.0395 | 0.90661 | 43413.4877 | 0.0042 | 0.84276 | 0.00057666 | 0.84333 | 633.1749 | 33602.0395 | 0.90661 | 40145.8058 | 0.0042 | 1.2862 | 0.00057666 | 1.2868 | 965.8213 | 33602.0395 | 0.90661 | 42319.949 | 0.0042 | 0.097918 | 1.1917 | 0.014021 | 1.2057 | 904.9923
03/15 02:00:00 | 30.92 | -0.6 | 95.58% | 0.78122 | 28954.6849 | 0.91942 | 3.3099 | 3.2655 | 2.939 | 1.2235 | 3.5327 | 0.48504 | 322.6375 | 0.78122 | 28954.6849 | 0.91942 | 3.5857 | 3.5376 | 3.007 | 1.1605 | 3.2751 | 0.44967 | 315.0681 | 35425.0373 | 0.95579 | 43734.6139 | 0.21845 | 0.84899 | 0.029994 | 0.87898 | 626.2878 | 35425.0373 | 0.95579 | 43734.6139 | 0.21845 | 1.4012 | 0.029994 | 1.4312 | 1019.7429 | 35425.0373 | 0.95579 | 45592.0685 | 0.21845 | 0.10323 | 1.2838 | 0.044167 | 1.328 | 946.208 | 35425.0373 | 0.95579 | 45768.782 | 0.0042 | 0.88848 | 0.00057666 | 0.88906 | 634.0639 | 35425.0373 | 0.95579 | 42323.8199 | 0.0042 | 1.356 | 0.00057666 | 1.3566 | 967.1779 | 35425.0373 | 0.95579 | 44615.9159 | 0.0042 | 0.10323 | 1.2563 | 0.01475 | 1.2711 | 906.2634
03/15 03:00:00 | 30.02 | -1.1 | 100% | 0.76872 | 28491.4693 | 0.90904 | 3.2726 | 3.2292 | 2.9063 | 1.3009 | 3.7376 | 0.51317 | 323.1507 | 0.76872 | 28491.4693 | 0.90904 | 3.5453 | 3.4984 | 2.9736 | 1.3009 | 3.653 | 0.50156 | 315.5697 | 37063.5069 | 1 | 45757.416 | 0.22856 | 0.88826 | 0.031381 | 0.91964 | 627.2074 | 37063.5069 | 1 | 45757.416 | 0.22856 | 1.466 | 0.031381 | 1.4974 | 1021.2403 | 37063.5069 | 1 | 47700.7811 | 0.22856 | 0.10801 | 1.3432 | 0.04621 | 1.3894 | 947.5974 | 37063.5069 | 1 | 47885.6679 | 0.0042 | 0.92957 | 0.00057666 | 0.93015 | 634.9941 | 37063.5069 | 1 | 44281.3703 | 0.0042 | 1.4187 | 0.00057666 | 1.4193 | 968.5971 | 37063.5069 | 1 | 46679.4798 | 0.0042 | 0.10801 | 1.3144 | 0.015406 | 1.3298 | 907.5932
03/15 04:00:00 | 28.94 | -1.7 | 100% | 0.75385 | 27940.2945 | 0.89651 | 3.2274 | 3.1853 | 2.8668 | 1.3265 | 3.7891 | 0.52025 | 323.6709 | 0.75385 | 27940.2945 | 0.89651 | 3.4964 | 3.4508 | 2.9332 | 1.3265 | 3.7034 | 0.50848 | 316.0782 | 37063.5069 | 1 | 45757.416 | 0.22856 | 0.88826 | 0.031381 | 0.91964 | 628.127 | 37063.5069 | 1 | 45757.416 | 0.22856 | 1.466 | 0.031381 | 1.4974 | 1022.7377 | 37063.5069 | 1 | 47700.7811 | 0.22856 | 0.10801 | 1.3432 | 0.04621 | 1.3894 | 948.9868 | 37063.5069 | 1 | 47885.6679 | 0.0042 | 0.92957 | 0.00057666 | 0.93015 | 635.9242 | 37063.5069 | 1 | 44281.3703 | 0.0042 | 1.4187 | 0.00057666 | 1.4193 | 970.0164 | 37063.5069 | 1 | 46679.4798 | 0.0042 | 0.10801 | 1.3144 | 0.015406 | 1.3298 | 908.9231
03/15 05:00:00 | 28.04 | -2.2 | 100% | 0.74156 | 27484.8856 | 0.886 | 3.1896 | 3.1484 | 2.8336 | 1.3485 | 3.8336 | 0.52635 | 324.1973 | 0.74156 | 27484.8856 | 0.886 | 3.4554 | 3.4108 | 2.8992 | 1.3485 | 3.7468 | 0.51444 | 316.5926 | 37063.5069 | 1 | 45757.416 | 0.22856 | 0.88826 | 0.031381 | 0.91964 | 629.0467 | 37063.5069 | 1 | 45757.416 | 0.22856 | 1.466 | 0.031381 | 1.4974 | 1024.2351 | 37063.5069 | 1 | 47700.7811 | 0.22856 | 0.10801 | 1.3432 | 0.04621 | 1.3894 | 950.3762 | 37063.5069 | 1 | 47885.6679 | 0.0042 | 0.92957 | 0.00057666 | 0.93015 | 636.8544 | 37063.5069 | 1 | 44281.3703 | 0.0042 | 1.4187 | 0.00057666 | 1.4193 | 971.4357 | 37063.5069 | 1 | 46679.4798 | 0.0042 | 0.10801 | 1.3144 | 0.015406 | 1.3298 | 910.2529
03/15 06:00:00 | 28.04 | -2.2 | 100% | 0.74156 | 27484.8856 | 0.886 | 3.1896 | 3.1484 | 2.8336 | 1.3485 | 3.8336 | 0.52635 | 324.7236 | 0.74156 | 27484.8856 | 0.886 | 3.4554 | 3.4108 | 2.8992 | 1.3485 | 3.7468 | 0.51444 | 317.1071 | 37063.5069 | 1 | 45757.416 | 0.22856 | 0.88826 | 0.031381 | 0.91964 | 629.9663 | 37063.5069 | 1 | 45757.416 | 0.22856 | 1.466 | 0.031381 | 1.4974 | 1025.7324 | 37063.5069 | 1 | 47700.7811 | 0.22856 | 0.10801 | 1.3432 | 0.04621 | 1.3894 | 951.7656 | 37063.5069 | 1 | 47885.6679 | 0.0042 | 0.92957 | 0.00057666 | 0.93015 | 637.7845 | 37063.5069 | 1 | 44281.3703 | 0.0042 | 1.4187 | 0.00057666 | 1.4193 | 972.855 | 37063.5069 | 1 | 46679.4798 | 0.0042 | 0.10801 | 1.3144 | 0.015406 | 1.3298 | 911.5828
03/15 07:00:00 | 28.04 | -2.2 | 100% | 0.74156 | 27484.8856 | 0.886 | 3.1896 | 3.1484 | 2.8336 | 1.3485 | 3.8336 | 0.52635 | 325.25 | 0.74156 | 27484.8856 | 0.886 | 3.4554 | 3.4108 | 2.8992 | 1.3485 | 3.7468 | 0.51444 | 317.6215 | 37063.5069 | 1 | 45757.416 | 0.22856 | 0.88826 | 0.031381 | 0.91964 | 630.886 | 37063.5069 | 1 | 45757.416 | 0.22856 | 1.466 | 0.031381 | 1.4974 | 1027.2298 | 37063.5069 | 1 | 47700.7811 | 0.22856 | 0.10801 | 1.3432 | 0.04621 | 1.3894 | 953.155 | 37063.5069 | 1 | 47885.6679 | 0.0042 | 0.92957 | 0.00057666 | 0.93015 | 638.7147 | 37063.5069 | 1 | 44281.3703 | 0.0042 | 1.4187 | 0.00057666 | 1.4193 | 974.2743 | 37063.5069 | 1 | 46679.4798 | 0.0042 | 0.10801 | 1.3144 | 0.015406 | 1.3298 | 912.9126
03/15 08:00:00 | 30.02 | -1.1 | 100% | 0.76872 | 28491.4693 | 0.90904 | 3.2726 | 3.2292 | 2.9063 | 1.3009 | 3.7376 | 0.51317 | 325.7631 | 0.76872 | 28491.4693 | 0.90904 | 3.5453 | 3.4984 | 2.9736 | 1.3009 | 3.653 | 0.50156 | 318.1231 | 37063.5069 | 1 | 45757.416 | 0.22856 | 0.88826 | 0.031381 | 0.91964 | 631.8056 | 37063.5069 | 1 | 45757.416 | 0.22856 | 1.466 | 0.031381 | 1.4974 | 1028.7272 | 37063.5069 | 1 | 47700.7811 | 0.22856 | 0.10801 | 1.3432 | 0.04621 | 1.3894 | 954.5444 | 37063.5069 | 1 | 47885.6679 | 0.0042 | 0.92957 | 0.00057666 | 0.93015 | 639.6448 | 37063.5069 | 1 | 44281.3703 | 0.0042 | 1.4187 | 0.00057666 | 1.4193 | 975.6936 | 37063.5069 | 1 | 46679.4798 | 0.0042 | 0.10801 | 1.3144 | 0.015406 | 1.3298 | 914.2425
03/15 09:00:00 | 32 | 0 | 96.23% | 0.79634 | 29515.2278 | 0.93175 | 3.3543 | 3.3086 | 2.9777 | 1.2084 | 3.5105 | 0.482 | 326.2451 | 0.79634 | 29515.2278 | 0.93175 | 3.6338 | 3.5843 | 3.0467 | 1.2084 | 3.4311 | 0.47109 | 318.5942 | 35667.3326 | 0.96233 | 44033.7439 | 0.21995 | 0.8548 | 0.030199 | 0.885 | 632.6906 | 35667.3326 | 0.96233 | 44033.7439 | 0.21995 | 1.4108 | 0.030199 | 1.441 | 1030.1682 | 35667.3326 | 0.96233 | 45903.9029 | 0.21995 | 0.10394 | 1.2926 | 0.044469 | 1.3371 | 955.8815 | 35667.3326 | 0.96233 | 46081.8251 | 0.0042 | 0.89456 | 0.00057666 | 0.89513 | 640.54 | 35667.3326 | 0.96233 | 42613.3006 | 0.0042 | 1.3653 | 0.00057666 | 1.3658 | 977.0595 | 35667.3326 | 0.96233 | 44921.0738 | 0.0042 | 0.10394 | 1.2649 | 0.014847 | 1.2798 | 915.5222
03/15 10:00:00 | 33.62 | 0.9 | 80.25% | 0.81929 | 30365.6232 | 0.94998 | 3.4199 | 3.3724 | 3.0351 | 0.97954 | 2.8722 | 0.39436 | 326.6395 | 0.81929 | 30365.6232 | 0.94998 | 3.7049 | 3.6534 | 3.1054 | 1.1746 | 3.3663 | 0.46219 | 319.0564 | 29744.1958 | 0.80252 | 36721.2294 | 0.18342 | 0.71284 | 0.025184 | 0.73803 | 633.4286 | 29744.1958 | 0.80252 | 36721.2294 | 0.18342 | 1.1765 | 0.025184 | 1.2017 | 1031.3699 | 29744.1958 | 0.80252 | 38280.8183 | 0.18342 | 0.086676 | 1.0779 | 0.037085 | 1.115 | 956.9965 | 29744.1958 | 0.80252 | 38429.1936 | 0.0042 | 0.746 | 0.00057666 | 0.74658 | 641.2865 | 29744.1958 | 0.80252 | 35536.6736 | 0.0042 | 1.1385 | 0.00057666 | 1.1391 | 978.1986 | 29744.1958 | 0.80252 | 37461.2038 | 0.0042 | 0.086676 | 1.0549 | 0.012477 | 1.0673 | 916.5896
03/15 11:00:00 | 35.06 | 1.7 | 55.51% | 0.83994 | 31131.1822 | 0.96583 | 3.477 | 3.4281 | 3.0853 | 0.6609 | 1.9544 | 0.26835 | 326.9078 | 0.83994 | 31131.1822 | 0.96583 | 3.7668 | 3.7138 | 3.1567 | 0.6609 | 1.9102 | 0.26227 | 319.3186 | 20574.4761 | 0.55511 | 25400.5878 | 0.12688 | 0.49308 | 0.01742 | 0.5105 | 633.9391 | 20574.4761 | 0.55511 | 25400.5878 | 0.12688 | 0.8138 | 0.01742 | 0.83122 | 1032.2011 | 20574.4761 | 0.55511 | 26479.3772 | 0.12688 | 0.059955 | 0.74563 | 0.025652 | 0.77128 | 957.7678 | 20574.4761 | 0.55511 | 26582.0105 | 0.0042 | 0.51602 | 0.00057666 | 0.5166 | 641.8031 | 20574.4761 | 0.55511 | 24581.214 | 0.0042 | 0.78755 | 0.00057666 | 0.78813 | 978.9867 | 20574.4761 | 0.55511 | 25912.4384 | 0.0042 | 0.059955 | 0.72966 | 0.0088085 | 0.73847 | 917.328
03/15 12:00:00 | 37.94 | 3.3 | 49.3% | 0.88199 | 32689.553 | 0.99634 | 3.5868 | 3.5369 | 3.1832 | 0.55892 | 1.6822 | 0.23097 | 327.1388 | 0.88199 | 32689.553 | 0.99634 | 3.8857 | 3.8316 | 3.2569 | 0.62939 | 1.8515 | 0.25421 | 319.5728 | 18270.7262 | 0.49296 | 22556.4521 | 0.11267 | 0.43787 | 0.01547 | 0.45334 | 634.3925 | 18270.7262 | 0.49296 | 22556.4521 | 0.11267 | 0.72268 | 0.01547 | 0.73815 | 1032.9393 | 18270.7262 | 0.49296 | 23514.4481 | 0.11267 | 0.053242 | 0.66214 | 0.02278 | 0.68492 | 958.4527 | 18270.7262 | 0.49296 | 23605.5894 | 0.0042 | 0.45824 | 0.00057666 | 0.45882 | 642.2619 | 18270.7262 | 0.49296 | 21828.8246 | 0.0042 | 0.69937 | 0.00057666 | 0.69994 | 979.6867 | 18270.7262 | 0.49296 | 23010.9902 | 0.0042 | 0.053242 | 0.64796 | 0.0078868 | 0.65585 | 917.9839
03/15 13:00:00 | 37.94 | 3.3 | 56.29% | 0.88199 | 32689.553 | 0.99634 | 3.5868 | 3.5369 | 3.1832 | 0.63823 | 1.9209 | 0.26375 | 327.4026 | 0.88199 | 32689.553 | 0.99634 | 3.8857 | 3.8316 | 3.2569 | 0.63823 | 1.8775 | 0.25778 | 319.8306 | 20863.5181 | 0.56291 | 25757.4297 | 0.12866 | 0.50001 | 0.017665 | 0.51768 | 634.9101 | 20863.5181 | 0.56291 | 25757.4297 | 0.12866 | 0.82523 | 0.017665 | 0.8429 | 1033.7822 | 20863.5181 | 0.56291 | 26851.3746 | 0.12866 | 0.060798 | 0.7561 | 0.026012 | 0.78212 | 959.2348 | 20863.5181 | 0.56291 | 26955.4497 | 0.0042 | 0.52327 | 0.00057666 | 0.52384 | 642.7858 | 20863.5181 | 0.56291 | 24926.5449 | 0.0042 | 0.79861 | 0.00057666 | 0.79919 | 980.4858 | 20863.5181 | 0.56291 | 26276.4711 | 0.0042 | 0.060798 | 0.73992 | 0.0089242 | 0.74884 | 918.7327
03/15 14:00:00 | 39.38 | 4.1 | 40.36% | 0.90338 | 33482.3647 | 1.0109 | 3.6391 | 3.5899 | 3.2309 | 0.44678 | 1.357 | 0.18632 | 327.5889 | 0.90338 | 33482.3647 | 1.0109 | 3.9423 | 3.889 | 3.3057 | 0.62312 | 1.8498 | 0.25397 | 320.0846 | 14959.3124 | 0.40361 | 18468.2869 | 0.092249 | 0.35851 | 0.012666 | 0.37118 | 635.2813 | 14959.3124 | 0.40361 | 18468.2869 | 0.092249 | 0.5917 | 0.012666 | 0.60437 | 1034.3865 | 14959.3124 | 0.40361 | 19252.6543 | 0.092249 | 0.043592 | 0.54213 | 0.018651 | 0.56078 | 959.7956 | 14959.3124 | 0.40361 | 19327.277 | 0.0042 | 0.37519 | 0.00057666 | 0.37576 | 643.1616 | 14959.3124 | 0.40361 | 17872.5357 | 0.0042 | 0.57261 | 0.00057666 | 0.57319 | 981.059 | 14959.3124 | 0.40361 | 18840.4438 | 0.0042 | 0.043592 | 0.53053 | 0.0065619 | 0.53709 | 919.2698
03/15 15:00:00 | 42.08 | 5.6 | 22.55% | 0.94415 | 34993.3717 | 1.0365 | 3.7313 | 3.6866 | 3.318 | 0.23884 | 0.73826 | 0.10136 | 327.6902 | 0.94415 | 34993.3717 | 1.0365 | 4.0422 | 3.9938 | 3.3948 | 0.23884 | 0.72156 | 0.09907 | 320.1837 | 8357.7925 | 0.2255 | 10318.2624 | 0.05154 | 0.2003 | 0.0070764 | 0.20738 | 635.4887 | 8357.7925 | 0.2255 | 10318.2624 | 0.05154 | 0.33058 | 0.0070764 | 0.33766 | 1034.7242 | 8357.7925 | 0.2255 | 10756.4897 | 0.05154 | 0.024355 | 0.30289 | 0.01042 | 0.31331 | 960.1089 | 8357.7925 | 0.2255 | 10798.1816 | 0.0042 | 0.20962 | 0.00057666 | 0.21019 | 643.3717 | 8357.7925 | 0.2255 | 9985.4152 | 0.0042 | 0.31992 | 0.00057666 | 0.3205 | 981.3795 | 8357.7925 | 0.2255 | 10526.1871 | 0.0042 | 0.024355 | 0.29641 | 0.0039206 | 0.30033 | 919.5702
03/15 16:00:00 | 42.98 | 6.1 | 13.24% | 0.95793 | 35504.1377 | 1.0445 | 3.7601 | 3.7181 | 3.3463 | 0.13821 | 0.42979 | 0.05901 | 327.7492 | 0.95793 | 35504.1377 | 1.0445 | 4.0735 | 4.028 | 3.4238 | 0.2354 | 0.71545 | 0.098231 | 320.2819 | 4907.1295 | 0.1324 | 6058.1845 | 0.030261 | 0.1176 | 0.0041548 | 0.12176 | 635.6105 | 4907.1295 | 0.1324 | 6058.1845 | 0.030261 | 0.1941 | 0.0041548 | 0.19825 | 1034.9224 | 4907.1295 | 0.1324 | 6315.482 | 0.030261 | 0.0143 | 0.17784 | 0.0061181 | 0.18395 | 960.2929 | 4907.1295 | 0.1324 | 6339.9606 | 0.0042 | 0.12307 | 0.00057666 | 0.12365 | 643.4954 | 4907.1295 | 0.1324 | 5862.7592 | 0.0042 | 0.18783 | 0.00057666 | 0.18841 | 981.5679 | 4907.1295 | 0.1324 | 6180.2638 | 0.0042 | 0.0143 | 0.17403 | 0.00254 | 0.17657 | 919.7467
03/15 17:00:00 | 42.08 | 5.6 | 15.1% | 0.94415 | 34993.3717 | 1.0365 | 3.7313 | 3.6866 | 3.318 | 0.15995 | 0.4944 | 0.067882 | 327.8171 | 0.94415 | 34993.3717 | 1.0365 | 4.0422 | 3.9938 | 3.3948 | 0.15995 | 0.48322 | 0.066346 | 320.3482 | 5597.0947 | 0.15101 | 6909.9935 | 0.034515 | 0.13414 | 0.004739 | 0.13888 | 635.7493 | 5597.0947 | 0.15101 | 6909.9935 | 0.034515 | 0.22139 | 0.004739 | 0.22613 | 1035.1486 | 5597.0947 | 0.15101 | 7203.4681 | 0.034515 | 0.01631 | 0.20284 | 0.0069784 | 0.20982 | 960.5027 | 5597.0947 | 0.15101 | 7231.3885 | 0.0042 | 0.14038 | 0.00057666 | 0.14095 | 643.6364 | 5597.0947 | 0.15101 | 6687.0905 | 0.0042 | 0.21425 | 0.00057666 | 0.21482 | 981.7828 | 5597.0947 | 0.15101 | 7049.2377 | 0.0042 | 0.01631 | 0.1985 | 0.0028161 | 0.20131 | 919.948
03/15 18:00:00 | 39.02 | 3.9 | 22.05% | 0.89801 | 33283.3101 | 1.0073 | 3.6262 | 3.5767 | 3.219 | 0.24557 | 0.74417 | 0.10217 | 327.9193 | 0.89801 | 33283.3101 | 1.0073 | 3.9284 | 3.8748 | 3.2936 | 0.16817 | 0.49807 | 0.068385 | 320.4166 | 8173.4944 | 0.22053 | 10090.7339 | 0.050403 | 0.19588 | 0.0069204 | 0.20281 | 635.9521 | 8173.4944 | 0.22053 | 10090.7339 | 0.050403 | 0.32329 | 0.0069204 | 0.33021 | 1035.4788 | 8173.4944 | 0.22053 | 10519.2979 | 0.050403 | 0.023818 | 0.29621 | 0.010191 | 0.3064 | 960.8091 | 8173.4944 | 0.22053 | 10560.0703 | 0.0042 | 0.205 | 0.00057666 | 0.20557 | 643.8419 | 8173.4944 | 0.22053 | 9765.2263 | 0.0042 | 0.31286 | 0.00057666 | 0.31344 | 982.0962 | 8173.4944 | 0.22053 | 10294.0736 | 0.0042 | 0.023818 | 0.28987 | 0.0038469 | 0.29372 | 920.2417
03/15 19:00:00 | 39.02 | 3.9 | 33.97% | 0.89801 | 33283.3101 | 1.0073 | 3.6262 | 3.5767 | 3.219 | 0.37831 | 1.1464 | 0.1574 | 328.0767 | 0.89801 | 33283.3101 | 1.0073 | 3.9284 | 3.8748 | 3.2936 | 0.37831 | 1.1205 | 0.15384 | 320.5705 | 12591.5679 | 0.33973 | 15545.1456 | 0.077648 | 0.30177 | 0.010661 | 0.31243 | 636.2646 | 12591.5679 | 0.33973 | 15545.1456 | 0.077648 | 0.49805 | 0.010661 | 0.50871 | 1035.9875 | 12591.5679 | 0.33973 | 16205.3641 | 0.077648 | 0.036693 | 0.45632 | 0.015699 | 0.47202 | 961.2811 | 12591.5679 | 0.33973 | 16268.1756 | 0.0042 | 0.3158 | 0.00057666 | 0.31638 | 644.1583 | 12591.5679 | 0.33973 | 15043.6893 | 0.0042 | 0.48198 | 0.00057666 | 0.48256 | 982.5788 | 12591.5679 | 0.33973 | 15858.3979 | 0.0042 | 0.036693 | 0.44655 | 0.0056146 | 0.45217 | 920.6939
03/15 20:00:00 | 38.12 | 3.4 | 40.47% | 0.88465 | 32788.1577 | 0.99818 | 3.5934 | 3.5436 | 3.1892 | 0.45747 | 1.3785 | 0.18926 | 328.266 | 0.88465 | 32788.1577 | 0.99818 | 3.8929 | 3.8389 | 3.263 | 0.38403 | 1.131 | 0.15528 | 320.7258 | 14999.7501 | 0.4047 | 18518.21 | 0.092498 | 0.35948 | 0.0127 | 0.37218 | 636.6368 | 14999.7501 | 0.4047 | 18518.21 | 0.092498 | 0.5933 | 0.0127 | 0.606 | 1036.5935 | 14999.7501 | 0.4047 | 19304.6977 | 0.092498 | 0.04371 | 0.5436 | 0.018701 | 0.5623 | 961.8434 | 14999.7501 | 0.4047 | 19379.5221 | 0.0042 | 0.3762 | 0.00057666 | 0.37678 | 644.5351 | 14999.7501 | 0.4047 | 17920.8484 | 0.0042 | 0.57416 | 0.00057666 | 0.57474 | 983.1535 | 14999.7501 | 0.4047 | 18891.373 | 0.0042 | 0.04371 | 0.53196 | 0.0065781 | 0.53854 | 921.2325
03/15 21:00:00 | 36.32 | 2.4 | 48% | 0.85822 | 31808.4983 | 0.9794 | 3.5258 | 3.4761 | 3.1285 | 0.55935 | 1.6668 | 0.22885 | 328.4948 | 0.85822 | 31808.4983 | 0.9794 | 3.8196 | 3.7658 | 3.201 | 0.55935 | 1.6291 | 0.22367 | 320.9494 | 17792.0762 | 0.48004 | 21965.5261 | 0.10972 | 0.4264 | 0.015064 | 0.44147 | 637.0782 | 17792.0762 | 0.48004 | 21965.5261 | 0.10972 | 0.70375 | 0.015064 | 0.71881 | 1037.3123 | 17792.0762 | 0.48004 | 22898.4249 | 0.10972 | 0.051847 | 0.64479 | 0.022183 | 0.66698 | 962.5104 | 17792.0762 | 0.48004 | 22987.1785 | 0.0042 | 0.44623 | 0.00057666 | 0.44681 | 644.9819 | 17792.0762 | 0.48004 | 21256.9608 | 0.0042 | 0.68104 | 0.00057666 | 0.68162 | 983.8351 | 17792.0762 | 0.48004 | 22408.1564 | 0.0042 | 0.051847 | 0.63099 | 0.0076953 | 0.63868 | 921.8711
03/15 22:00:00 | 28.94 | -1.7 | 60.82% | 0.75385 | 27940.2945 | 0.89651 | 3.2274 | 3.1853 | 2.8668 | 0.80685 | 2.3047 | 0.31644 | 328.8113 | 0.75385 | 27940.2945 | 0.89651 | 3.4964 | 3.4508 | 2.9332 | 0.63679 | 1.7778 | 0.24409 | 321.1935 | 22543.6652 | 0.60824 | 27831.6854 | 0.13902 | 0.54028 | 0.019087 | 0.55937 | 637.6376 | 22543.6652 | 0.60824 | 27831.6854 | 0.13902 | 0.89169 | 0.019087 | 0.91078 | 1038.2231 | 22543.6652 | 0.60824 | 29013.7261 | 0.13902 | 0.065694 | 0.81699 | 0.028107 | 0.8451 | 963.3555 | 22543.6652 | 0.60824 | 29126.1824 | 0.0042 | 0.56541 | 0.00057666 | 0.56598 | 645.5479 | 22543.6652 | 0.60824 | 26933.8891 | 0.0042 | 0.86293 | 0.00057666 | 0.8635 | 984.6986 | 22543.6652 | 0.60824 | 28392.5254 | 0.0042 | 0.065694 | 0.7995 | 0.0095964 | 0.8091 | 922.6802
03/15 23:00:00 | 28.04 | -2.2 | 75.64% | 0.74156 | 27484.8856 | 0.886 | 3.1896 | 3.1484 | 2.8336 | 1.02 | 2.8997 | 0.39813 | 329.2094 | 0.74156 | 27484.8856 | 0.886 | 3.4554 | 3.4108 | 2.8992 | 1.02 | 2.8341 | 0.38913 | 321.5826 | 28034.994 | 0.7564 | 34611.1038 | 0.17288 | 0.67188 | 0.023737 | 0.69562 | 638.3332 | 28034.994 | 0.7564 | 34611.1038 | 0.17288 | 1.1089 | 0.023737 | 1.1326 | 1039.3557 | 28034.994 | 0.7564 | 36081.0734 | 0.17288 | 0.081696 | 1.016 | 0.034954 | 1.051 | 964.4064 | 28034.994 | 0.7564 | 36220.9225 | 0.0042 | 0.70313 | 0.00057666 | 0.70371 | 646.2516 | 28034.994 | 0.7564 | 33494.6165 | 0.0042 | 1.0731 | 0.00057666 | 1.0737 | 985.7723 | 28034.994 | 0.7564 | 35308.5567 | 0.0042 | 0.081696 | 0.99425 | 0.011793 | 1.006 | 923.6863
03/15 24:00:00 | 26.06 | -3.3 | 87.04% | 0.71487 | 26495.4768 | 0.86274 | 3.1059 | 3.0662 | 2.7595 | 1.2176 | 3.4262 | 0.47042 | 329.6798 | 0.71487 | 26495.4768 | 0.86274 | 3.3647 | 3.3217 | 2.8234 | 1.0581 | 2.9102 | 0.39956 | 321.9822 | 32259.724 | 0.87039 | 39826.8197 | 0.19893 | 0.77313 | 0.027314 | 0.80045 | 639.1336 | 32259.724 | 0.87039 | 39826.8197 | 0.19893 | 1.276 | 0.027314 | 1.3033 | 1040.659 | 32259.724 | 0.87039 | 41518.3063 | 0.19893 | 0.094007 | 1.1691 | 0.040221 | 1.2093 | 965.6158 | 32259.724 | 0.87039 | 41679.2299 | 0.0042 | 0.80909 | 0.00057666 | 0.80967 | 647.0613 | 32259.724 | 0.87039 | 38542.0836 | 0.0042 | 1.2348 | 0.00057666 | 1.2354 | 987.0077 | 32259.724 | 0.87039 | 40629.3753 | 0.0042 | 0.094007 | 1.1441 | 0.013484 | 1.1576 | 924.8438
03/16 01:00:00 | 26.06 | -3.3 | 95.4% | 0.71487 | 26495.4768 | 0.86274 | 3.1059 | 3.0662 | 2.7595 | 1.3345 | 3.7554 | 0.51562 | 330.1954 | 0.71487 | 26495.4768 | 0.86274 | 3.3647 | 3.3217 | 2.8234 | 1.3345 | 3.6705 | 0.50396 | 322.4862 | 35359.5384 | 0.95403 | 43653.7511 | 0.21805 | 0.84742 | 0.029938 | 0.87736 | 640.011 | 35359.5384 | 0.95403 | 43653.7511 | 0.21805 | 1.3986 | 0.029938 | 1.4285 | 1042.0875 | 35359.5384 | 0.95403 | 45507.7714 | 0.21805 | 0.10304 | 1.2814 | 0.044086 | 1.3255 | 966.9413 | 35359.5384 | 0.95403 | 45684.1581 | 0.0042 | 0.88684 | 0.00057666 | 0.88741 | 647.9487 | 35359.5384 | 0.95403 | 42245.5655 | 0.0042 | 1.3535 | 0.00057666 | 1.3541 | 988.3618 | 35359.5384 | 0.95403 | 44533.4236 | 0.0042 | 0.10304 | 1.254 | 0.014724 | 1.2687 | 926.1126
03/16 02:00:00 | 24.98 | -3.9 | 99.74% | 0.7005 | 25963.0383 | 0.85001 | 3.06 | 3.0207 | 2.7187 | 1.4238 | 3.9851 | 0.54716 | 330.7426 | 0.7005 | 25963.0383 | 0.85001 | 3.315 | 3.2725 | 2.7816 | 1.3619 | 3.7257 | 0.51153 | 322.9977 | 36966.4927 | 0.99738 | 45637.6453 | 0.22796 | 0.88593 | 0.031299 | 0.91723 | 640.9282 | 36966.4927 | 0.99738 | 45637.6453 | 0.22796 | 1.4622 | 0.031299 | 1.4935 | 1043.581 | 36966.4927 | 0.99738 | 47575.9237 | 0.22796 | 0.10772 | 1.3397 | 0.046089 | 1.3858 | 968.3271 | 36966.4927 | 0.99738 | 47760.3265 | 0.0042 | 0.92714 | 0.00057666 | 0.92772 | 648.8764 | 36966.4927 | 0.99738 | 44165.4632 | 0.0042 | 1.415 | 0.00057666 | 1.4156 | 989.7774 | 36966.4927 | 0.99738 | 46557.2956 | 0.0042 | 0.10772 | 1.311 | 0.015367 | 1.3264 | 927.4389
03/16 03:00:00 | 23 | -5 | 100% | 0.67452 | 25000.1726 | 0.82666 | 2.976 | 2.9365 | 2.6429 | 1.4825 | 4.1102 | 0.56433 | 331.3069 | 0.67452 | 25000.1726 | 0.82666 | 3.224 | 3.1812 | 2.704 | 1.4825 | 4.0172 | 0.55156 | 323.5493 | 37063.5069 | 1 | 45757.416 | 0.22856 | 0.88826 | 0.031381 | 0.91964 | 641.8479 | 37063.5069 | 1 | 45757.416 | 0.22856 | 1.466 | 0.031381 | 1.4974 | 1045.0784 | 37063.5069 | 1 | 47700.7811 | 0.22856 | 0.10801 | 1.3432 | 0.04621 | 1.3894 | 969.7165 | 37063.5069 | 1 | 47885.6679 | 0.0042 | 0.92957 | 0.00057666 | 0.93015 | 649.8065 | 37063.5069 | 1 | 44281.3703 | 0.0042 | 1.4187 | 0.00057666 | 1.4193 | 991.1967 | 37063.5069 | 1 | 46679.4798 | 0.0042 | 0.10801 | 1.3144 | 0.015406 | 1.3298 | 928.7688
03/16 04:00:00 | 23 | -5 | 100% | 0.67452 | 25000.1726 | 0.82666 | 2.976 | 2.9365 | 2.6429 | 1.4825 | 4.1102 | 0.56433 | 331.8713 | 0.67452 | 25000.1726 | 0.82666 | 3.224 | 3.1812 | 2.704 | 1.4825 | 4.0172 | 0.55156 | 324.1008 | 37063.5069 | 1 | 45757.416 | 0.22856 | 0.88826 | 0.031381 | 0.91964 | 642.7675 | 37063.5069 | 1 | 45757.416 | 0.22856 | 1.466 | 0.031381 | 1.4974 | 1046.5758 | 37063.5069 | 1 | 47700.7811 | 0.22856 | 0.10801 | 1.3432 | 0.04621 | 1.3894 | 971.1059 | 37063.5069 | 1 | 47885.6679 | 0.0042 | 0.92957 | 0.00057666 | 0.93015 | 650.7367 | 37063.5069 | 1 | 44281.3703 | 0.0042 | 1.4187 | 0.00057666 | 1.4193 | 992.616 | 37063.5069 | 1 | 46679.4798 | 0.0042 | 0.10801 | 1.3144 | 0.015406 | 1.3298 | 930.0986
03/16 05:00:00 | 24.98 | -3.9 | 100% | 0.7005 | 25963.0383 | 0.85001 | 3.06 | 3.0207 | 2.7187 | 1.4275 | 3.9956 | 0.5486 | 332.4199 | 0.7005 | 25963.0383 | 0.85001 | 3.315 | 3.2725 | 2.7816 | 1.4275 | 3.9052 | 0.53618 | 324.637 | 37063.5069 | 1 | 45757.416 | 0.22856 | 0.88826 | 0.031381 | 0.91964 | 643.6872 | 37063.5069 | 1 | 45757.416 | 0.22856 | 1.466 | 0.031381 | 1.4974 | 1048.0732 | 37063.5069 | 1 | 47700.7811 | 0.22856 | 0.10801 | 1.3432 | 0.04621 | 1.3894 | 972.4953 | 37063.5069 | 1 | 47885.6679 | 0.0042 | 0.92957 | 0.00057666 | 0.93015 | 651.6668 | 37063.5069 | 1 | 44281.3703 | 0.0042 | 1.4187 | 0.00057666 | 1.4193 | 994.0353 | 37063.5069 | 1 | 46679.4798 | 0.0042 | 0.10801 | 1.3144 | 0.015406 | 1.3298 | 931.4285
03/16 06:00:00 | 24.98 | -3.9 | 100% | 0.7005 | 25963.0383 | 0.85001 | 3.06 | 3.0207 | 2.7187 | 1.4275 | 3.9956 | 0.5486 | 332.9684 | 0.7005 | 25963.0383 | 0.85001 | 3.315 | 3.2725 | 2.7816 | 1.4275 | 3.9052 | 0.53618 | 325.1732 | 37063.5069 | 1 | 45757.416 | 0.22856 | 0.88826 | 0.031381 | 0.91964 | 644.6068 | 37063.5069 | 1 | 45757.416 | 0.22856 | 1.466 | 0.031381 | 1.4974 | 1049.5706 | 37063.5069 | 1 | 47700.7811 | 0.22856 | 0.10801 | 1.3432 | 0.04621 | 1.3894 | 973.8847 | 37063.5069 | 1 | 47885.6679 | 0.0042 | 0.92957 | 0.00057666 | 0.93015 | 652.597 | 37063.5069 | 1 | 44281.3703 | 0.0042 | 1.4187 | 0.00057666 | 1.4193 | 995.4545 | 37063.5069 | 1 | 46679.4798 | 0.0042 | 0.10801 | 1.3144 | 0.015406 | 1.3298 | 932.7583
03/16 07:00:00 | 24.98 | -3.9 | 100% | 0.7005 | 25963.0383 | 0.85001 | 3.06 | 3.0207 | 2.7187 | 1.4275 | 3.9956 | 0.5486 | 333.517 | 0.7005 | 25963.0383 | 0.85001 | 3.315 | 3.2725 | 2.7816 | 1.4275 | 3.9052 | 0.53618 | 325.7094 | 37063.5069 | 1 | 45757.416 | 0.22856 | 0.88826 | 0.031381 | 0.91964 | 645.5264 | 37063.5069 | 1 | 45757.416 | 0.22856 | 1.466 | 0.031381 | 1.4974 | 1051.068 | 37063.5069 | 1 | 47700.7811 | 0.22856 | 0.10801 | 1.3432 | 0.04621 | 1.3894 | 975.2741 | 37063.5069 | 1 | 47885.6679 | 0.0042 | 0.92957 | 0.00057666 | 0.93015 | 653.5271 | 37063.5069 | 1 | 44281.3703 | 0.0042 | 1.4187 | 0.00057666 | 1.4193 | 996.8738 | 37063.5069 | 1 | 46679.4798 | 0.0042 | 0.10801 | 1.3144 | 0.015406 | 1.3298 | 934.0882
03/16 08:00:00 | 33.98 | 1.1 | 86.73% | 0.82443 | 30556.1613 | 0.95397 | 3.4343 | 3.3864 | 3.0477 | 1.052 | 3.0913 | 0.42444 | 333.9415 | 0.82443 | 30556.1613 | 0.95397 | 3.7205 | 3.6686 | 3.1183 | 1.213 | 3.4835 | 0.47829 | 326.1877 | 32146.2501 | 0.86733 | 39686.7285 | 0.19824 | 0.77041 | 0.027218 | 0.79763 | 646.3241 | 32146.2501 | 0.86733 | 39686.7285 | 0.19824 | 1.2715 | 0.027218 | 1.2987 | 1052.3667 | 32146.2501 | 0.86733 | 41372.2652 | 0.19824 | 0.093676 | 1.165 | 0.040079 | 1.2051 | 976.4792 | 32146.2501 | 0.86733 | 41532.6228 | 0.0042 | 0.80625 | 0.00057666 | 0.80682 | 654.334 | 32146.2501 | 0.86733 | 38406.5114 | 0.0042 | 1.2305 | 0.00057666 | 1.2311 | 998.1049 | 32146.2501 | 0.86733 | 40486.461 | 0.0042 | 0.093676 | 1.1401 | 0.013438 | 1.1535 | 935.2417
03/16 09:00:00 | 37.94 | 3.3 | 59.34% | 0.88199 | 32689.553 | 0.99634 | 3.5868 | 3.5369 | 3.1832 | 0.67285 | 2.0251 | 0.27805 | 334.2195 | 0.88199 | 32689.553 | 0.99634 | 3.8857 | 3.8316 | 3.2569 | 0.67285 | 1.9793 | 0.27176 | 326.4594 | 21995.1895 | 0.59345 | 27154.5549 | 0.13564 | 0.52713 | 0.018623 | 0.54576 | 646.8698 | 21995.1895 | 0.59345 | 27154.5549 | 0.13564 | 0.87 | 0.018623 | 0.88862 | 1053.2553 | 21995.1895 | 0.59345 | 28307.8372 | 0.13564 | 0.064095 | 0.79712 | 0.027423 | 0.82454 | 977.3037 | 21995.1895 | 0.59345 | 28417.5575 | 0.0042 | 0.55165 | 0.00057666 | 0.55223 | 654.8862 | 21995.1895 | 0.59345 | 26278.6015 | 0.0042 | 0.84193 | 0.00057666 | 0.84251 | 998.9474 | 21995.1895 | 0.59345 | 27701.75 | 0.0042 | 0.064095 | 0.78005 | 0.009377 | 0.78943 | 936.0311
03/16 10:00:00 | 39.92 | 4.4 | 36.12% | 0.91146 | 33782.0112 | 1.0162 | 3.6581 | 3.6095 | 3.2485 | 0.39632 | 1.2079 | 0.16584 | 334.3854 | 0.91146 | 33782.0112 | 1.0162 | 3.963 | 3.9103 | 3.3237 | 0.65109 | 1.9395 | 0.26629 | 326.7257 | 13388.3226 | 0.36123 | 16528.7934 | 0.082561 | 0.32086 | 0.011336 | 0.3322 | 647.202 | 13388.3226 | 0.36123 | 16528.7934 | 0.082561 | 0.52956 | 0.011336 | 0.5409 | 1053.7962 | 13388.3226 | 0.36123 | 17230.7885 | 0.082561 | 0.039014 | 0.4852 | 0.016692 | 0.50189 | 977.8056 | 13388.3226 | 0.36123 | 17297.5745 | 0.0042 | 0.33579 | 0.00057666 | 0.33636 | 655.2225 | 13388.3226 | 0.36123 | 15995.6065 | 0.0042 | 0.51248 | 0.00057666 | 0.51305 | 999.4605 | 13388.3226 | 0.36123 | 16861.8673 | 0.0042 | 0.039014 | 0.47481 | 0.0059333 | 0.48074 | 936.5118
03/16 11:00:00 | 42.98 | 6.1 | 16.77% | 0.95793 | 35504.1377 | 1.0445 | 3.7601 | 3.7181 | 3.3463 | 0.17505 | 0.54433 | 0.074736 | 334.4601 | 0.95793 | 35504.1377 | 1.0445 | 4.0735 | 4.028 | 3.4238 | 0.17505 | 0.53201 | 0.073045 | 326.7988 | 6214.8918 | 0.16768 | 7672.706 | 0.038325 | 0.14895 | 0.005262 | 0.15421 | 647.3562 | 6214.8918 | 0.16768 | 7672.706 | 0.038325 | 0.24582 | 0.005262 | 0.25109 | 1054.0473 | 6214.8918 | 0.16768 | 7998.5738 | 0.038325 | 0.018111 | 0.22523 | 0.0077486 | 0.23298 | 978.0386 | 6214.8918 | 0.16768 | 8029.576 | 0.0042 | 0.15587 | 0.00057666 | 0.15645 | 655.379 | 6214.8918 | 0.16768 | 7425.1993 | 0.0042 | 0.23789 | 0.00057666 | 0.23847 | 999.6989 | 6214.8918 | 0.16768 | 7827.3197 | 0.0042 | 0.018111 | 0.22041 | 0.0030632 | 0.22347 | 936.7353
03/16 12:00:00 | 43.88 | 6.6 | 11.78% | 0.9718 | 36018.4523 | 1.0522 | 3.7879 | 3.7492 | 3.3743 | 0.12121 | 0.37921 | 0.052066 | 334.5122 | 0.9718 | 36018.4523 | 1.0522 | 4.1036 | 4.0617 | 3.4524 | 0.17255 | 0.5276 | 0.072439 | 326.8712 | 4365.9413 | 0.1178 | 5390.051 | 0.026923 | 0.10463 | 0.0036966 | 0.10833 | 647.4646 | 4365.9413 | 0.1178 | 5390.051 | 0.026923 | 0.17269 | 0.0036966 | 0.17639 | 1054.2237 | 4365.9413 | 0.1178 | 5618.972 | 0.026923 | 0.012723 | 0.15822 | 0.0054434 | 0.16367 | 978.2023 | 4365.9413 | 0.1178 | 5640.751 | 0.0042 | 0.1095 | 0.00057666 | 0.11008 | 655.4891 | 4365.9413 | 0.1178 | 5216.1783 | 0.0042 | 0.16712 | 0.00057666 | 0.1677 | 999.8666 | 4365.9413 | 0.1178 | 5498.6666 | 0.0042 | 0.012723 | 0.15484 | 0.0023235 | 0.15716 | 936.8925
03/16 13:00:00 | 48.02 | 8.9 | 5.406% | 1.0369 | 38430.0045 | 1.0836 | 3.9008 | 3.8874 | 3.4987 | 0.052135 | 0.16784 | 0.023044 | 334.5352 | 1.0369 | 38430.0045 | 1.0836 | 4.2259 | 4.2114 | 3.5797 | 0.052135 | 0.16404 | 0.022523 | 326.8937 | 2003.5674 | 0.054058 | 2473.54 | 0.012355 | 0.048017 | 0.0016964 | 0.049714 | 647.5143 | 2003.5674 | 0.054058 | 2473.54 | 0.012355 | 0.079249 | 0.0016964 | 0.080945 | 1054.3046 | 2003.5674 | 0.054058 | 2578.5938 | 0.012355 | 0.0058385 | 0.07261 | 0.002498 | 0.075108 | 978.2774 | 2003.5674 | 0.054058 | 2588.5883 | 0.0042 | 0.050251 | 0.00057666 | 0.050827 | 655.5399 | 2003.5674 | 0.054058 | 2393.7484 | 0.0042 | 0.076693 | 0.00057666 | 0.077269 | 999.9439 | 2003.5674 | 0.054058 | 2523.3846 | 0.0042 | 0.0058385 | 0.071056 | 0.0013783 | 0.072434 | 936.9649
03/16 14:00:00 | 51.98 | 11.1 | 0% | 1.101 | 40806.9675 | 1.1062 | 3.9825 | 4.0124 | 3.6112 | 0 | 0 | 0 | 334.5352 | 1.101 | 40806.9675 | 1.1062 | 4.3143 | 4.3468 | 3.6948 | 0.049099 | 0.15893 | 0.021821 | 326.9155 | 0 | 0 | 0 | 0 | 0 | 0 | 0 | 647.5143 | 0 | 0 | 0 | 0 | 0 | 0 | 0 | 1054.3046 | 0 | 0 | 0 | 0 | 0 | 0 | 0 | 0 | 978.2774 | 0 | 0 | 0 | 0.0042 | 0 | 0.00057666 | 0.00057666 | 655.5405 | 0 | 0 | 0 | 0.0042 | 0 | 0.00057666 | 0.00057666 | 999.9445 | 0 | 0 | 0 | 0.0042 | 0 | 0 | 0.00057666 | 0.00057666 | 936.9655
03/16 15:00:00 | 51.98 | 11.1 | 0% | 1.101 | 40806.9675 | 1.1062 | 3.9825 | 4.0124 | 3.6112 | 0 | 0 | 0 | 334.5352 | 1.101 | 40806.9675 | 1.1062 | 4.3143 | 4.3468 | 3.6948 | 0 | 0 | 0 | 326.9155 | 0 | 0 | 0 | 0 | 0 | 0 | 0 | 647.5143 | 0 | 0 | 0 | 0 | 0 | 0 | 0 | 1054.3046 | 0 | 0 | 0 | 0 | 0 | 0 | 0 | 0 | 978.2774 | 0 | 0 | 0 | 0.0042 | 0 | 0.00057666 | 0.00057666 | 655.5411 | 0 | 0 | 0 | 0.0042 | 0 | 0.00057666 | 0.00057666 | 999.9451 | 0 | 0 | 0 | 0.0042 | 0 | 0 | 0.00057666 | 0.00057666 | 936.966
03/16 16:00:00 | 53.06 | 11.7 | 0% | 1.1188 | 41467.1533 | 1.111 | 3.9997 | 4.0453 | 3.6408 | 0 | 0 | 0 | 334.5352 | 1.1188 | 41467.1533 | 1.111 | 4.333 | 4.3824 | 3.7251 | 0 | 0 | 0 | 326.9155 | 0 | 0 | 0 | 0 | 0 | 0 | 0 | 647.5143 | 0 | 0 | 0 | 0 | 0 | 0 | 0 | 1054.3046 | 0 | 0 | 0 | 0 | 0 | 0 | 0 | 0 | 978.2774 | 0 | 0 | 0 | 0.0042 | 0 | 0.00057666 | 0.00057666 | 655.5416 | 0 | 0 | 0 | 0.0042 | 0 | 0.00057666 | 0.00057666 | 999.9456 | 0 | 0 | 0 | 0.0042 | 0 | 0 | 0.00057666 | 0.00057666 | 936.9666
03/16 17:00:00 | 53.96 | 12.2 | 0% | 1.1338 | 42021.2114 | 1.1146 | 4.0124 | 4.0724 | 3.6652 | 0 | 0 | 0 | 334.5352 | 1.1338 | 42021.2114 | 1.1146 | 4.3467 | 4.4118 | 3.75 | 0 | 0 | 0 | 326.9155 | 0 | 0 | 0 | 0 | 0 | 0 | 0 | 647.5143 | 0 | 0 | 0 | 0 | 0 | 0 | 0 | 1054.3046 | 0 | 0 | 0 | 0 | 0 | 0 | 0 | 0 | 978.2774 | 0 | 0 | 0 | 0.0042 | 0 | 0.00057666 | 0.00057666 | 655.5422 | 0 | 0 | 0 | 0.0042 | 0 | 0.00057666 | 0.00057666 | 999.9462 | 0 | 0 | 0 | 0.0042 | 0 | 0 | 0.00057666 | 0.00057666 | 936.9672
03/16 18:00:00 | 50 | 10 | 0% | 1.0687 | 39609.8985 | 1.0959 | 3.9451 | 3.9508 | 3.5557 | 0 | 0 | 0 | 334.5352 | 1.0687 | 39609.8985 | 1.0959 | 4.2739 | 4.28 | 3.638 | 0 | 0 | 0 | 326.9155 | 0 | 0 | 0 | 0 | 0 | 0 | 0 | 647.5143 | 0 | 0 | 0 | 0 | 0 | 0 | 0 | 1054.3046 | 0 | 0 | 0 | 0 | 0 | 0 | 0 | 0 | 978.2774 | 0 | 0 | 0 | 0.0042 | 0 | 0.00057666 | 0.00057666 | 655.5428 | 0 | 0 | 0 | 0.0042 | 0 | 0.00057666 | 0.00057666 | 999.9468 | 0 | 0 | 0 | 0.0042 | 0 | 0 | 0.00057666 | 0.00057666 | 936.9678
03/16 19:00:00 | 50 | 10 | 0% | 1.0687 | 39609.8985 | 1.0959 | 3.9451 | 3.9508 | 3.5557 | 0 | 0 | 0 | 334.5352 | 1.0687 | 39609.8985 | 1.0959 | 4.2739 | 4.28 | 3.638 | 0 | 0 | 0 | 326.9155 | 0 | 0 | 0 | 0 | 0 | 0 | 0 | 647.5143 | 0 | 0 | 0 | 0 | 0 | 0 | 0 | 1054.3046 | 0 | 0 | 0 | 0 | 0 | 0 | 0 | 0 | 978.2774 | 0 | 0 | 0 | 0.0042 | 0 | 0.00057666 | 0.00057666 | 655.5434 | 0 | 0 | 0 | 0.0042 | 0 | 0.00057666 | 0.00057666 | 999.9474 | 0 | 0 | 0 | 0.0042 | 0 | 0 | 0.00057666 | 0.00057666 | 936.9684
03/16 20:00:00 | 48.2 | 9 | 3.109% | 1.0397 | 38536.5579 | 1.0848 | 3.9051 | 3.8933 | 3.504 | 0.029902 | 0.096384 | 0.013233 | 334.5485 | 1.0397 | 38536.5579 | 1.0848 | 4.2306 | 4.2177 | 3.5851 | 0 | 0 | 0 | 326.9155 | 1152.3137 | 0.03109 | 1422.6095 | 0.0071059 | 0.027616 | 0.00097564 | 0.028592 | 647.5429 | 1152.3137 | 0.03109 | 1422.6095 | 0.0071059 | 0.045579 | 0.00097564 | 0.046554 | 1054.3512 | 1152.3137 | 0.03109 | 1483.0292 | 0.0071059 | 0.0033579 | 0.04176 | 0.0014367 | 0.043197 | 978.3206 | 1152.3137 | 0.03109 | 1488.7773 | 0.0042 | 0.028901 | 0.00057666 | 0.029477 | 655.5728 | 1152.3137 | 0.03109 | 1376.7188 | 0.0042 | 0.044108 | 0.00057666 | 0.044685 | 999.9921 | 1152.3137 | 0.03109 | 1451.2766 | 0.0042 | 0.0033579 | 0.040866 | 0.0010377 | 0.041904 | 937.0103
03/16 21:00:00 | 46.04 | 7.8 | 13.95% | 1.0055 | 37267.2853 | 1.0695 | 3.8501 | 3.8223 | 3.4401 | 0.13878 | 0.44062 | 0.060498 | 334.609 | 1.0055 | 37267.2853 | 1.0695 | 4.1709 | 4.1409 | 3.5197 | 0.13878 | 0.43065 | 0.059129 | 326.9747 | 5171.8748 | 0.13954 | 6385.0306 | 0.031893 | 0.12395 | 0.0043789 | 0.12833 | 647.6712 | 5171.8748 | 0.13954 | 6385.0306 | 0.031893 | 0.20457 | 0.0043789 | 0.20895 | 1054.5601 | 5171.8748 | 0.13954 | 6656.2095 | 0.031893 | 0.015071 | 0.18743 | 0.0064482 | 0.19388 | 978.5145 | 5171.8748 | 0.13954 | 6682.0088 | 0.0042 | 0.12971 | 0.00057666 | 0.13029 | 655.7031 | 5171.8748 | 0.13954 | 6179.0619 | 0.0042 | 0.19797 | 0.00057666 | 0.19855 | 1000.1906 | 5171.8748 | 0.13954 | 6513.6962 | 0.0042 | 0.015071 | 0.18342 | 0.0026459 | 0.18606 | 937.1963
03/16 22:00:00 | 42.26 | 5.7 | 25.54% | 0.94689 | 35095.241 | 1.0381 | 3.7371 | 3.693 | 3.3237 | 0.26972 | 0.8347 | 0.1146 | 334.7236 | 0.94689 | 35095.241 | 1.0381 | 4.0486 | 4.0007 | 3.4006 | 0.14737 | 0.44574 | 0.0612 | 327.0359 | 9465.806 | 0.25539 | 11686.1802 | 0.058372 | 0.22686 | 0.0080145 | 0.23487 | 647.9061 | 9465.806 | 0.25539 | 11686.1802 | 0.058372 | 0.37441 | 0.0080145 | 0.38242 | 1054.9425 | 9465.806 | 0.25539 | 12182.5045 | 0.058372 | 0.027584 | 0.34305 | 0.011802 | 0.35485 | 978.8693 | 9465.806 | 0.25539 | 12229.7235 | 0.0042 | 0.23741 | 0.00057666 | 0.23798 | 655.9411 | 9465.806 | 0.25539 | 11309.2066 | 0.0042 | 0.36233 | 0.00057666 | 0.36291 | 1000.5535 | 9465.806 | 0.25539 | 11921.67 | 0.0042 | 0.027584 | 0.3357 | 0.0043639 | 0.34006 | 937.5364
03/16 23:00:00 | 39.92 | 4.4 | 38.35% | 0.91146 | 33782.0112 | 1.0162 | 3.6581 | 3.6095 | 3.2485 | 0.42075 | 1.2824 | 0.17607 | 334.8996 | 0.91146 | 33782.0112 | 1.0162 | 3.963 | 3.9103 | 3.3237 | 0.42075 | 1.2534 | 0.17209 | 327.208 | 14213.9124 | 0.3835 | 17548.0399 | 0.087652 | 0.34065 | 0.012035 | 0.35268 | 648.2587 | 14213.9124 | 0.3835 | 17548.0399 | 0.087652 | 0.56222 | 0.012035 | 0.57425 | 1055.5168 | 14213.9124 | 0.3835 | 18293.3235 | 0.087652 | 0.04142 | 0.51512 | 0.017722 | 0.53284 | 979.4021 | 14213.9124 | 0.3835 | 18364.2278 | 0.0042 | 0.35649 | 0.00057666 | 0.35707 | 656.2982 | 14213.9124 | 0.3835 | 16981.9741 | 0.0042 | 0.54408 | 0.00057666 | 0.54466 | 1001.0982 | 14213.9124 | 0.3835 | 17901.6528 | 0.0042 | 0.04142 | 0.50409 | 0.0062637 | 0.51035 | 938.0467
03/16 24:00:00 | 39.74 | 4.3 | 46.98% | 0.90876 | 33681.9871 | 1.0144 | 3.6518 | 3.603 | 3.2427 | 0.51694 | 1.5737 | 0.21607 | 335.1157 | 0.90876 | 33681.9871 | 1.0144 | 3.9561 | 3.9032 | 3.3177 | 0.422 | 1.2556 | 0.1724 | 327.3804 | 17411.6734 | 0.46978 | 21495.8931 | 0.10737 | 0.41729 | 0.014742 | 0.43203 | 648.6908 | 17411.6734 | 0.46978 | 21495.8931 | 0.10737 | 0.6887 | 0.014742 | 0.70344 | 1056.2202 | 17411.6734 | 0.46978 | 22408.8461 | 0.10737 | 0.050739 | 0.63101 | 0.021709 | 0.65272 | 980.0549 | 17411.6734 | 0.46978 | 22495.702 | 0.0042 | 0.43669 | 0.00057666 | 0.43727 | 656.7354 | 17411.6734 | 0.46978 | 20802.4772 | 0.0042 | 0.66648 | 0.00057666 | 0.66706 | 1001.7652 | 17411.6734 | 0.46978 | 21929.0597 | 0.0042 | 0.050739 | 0.6175 | 0.0075431 | 0.62504 | 938.6718
03/17 01:00:00 | 39.74 | 4.3 | 52.92% | 0.90876 | 33681.9871 | 1.0144 | 3.6518 | 3.603 | 3.2427 | 0.58234 | 1.7728 | 0.24341 | 335.3591 | 0.90876 | 33681.9871 | 1.0144 | 3.9561 | 3.9032 | 3.3177 | 0.58234 | 1.7327 | 0.2379 | 327.6183 | 19614.3556 | 0.52921 | 24215.2539 | 0.12096 | 0.47007 | 0.016607 | 0.48668 | 649.1775 | 19614.3556 | 0.52921 | 24215.2539 | 0.12096 | 0.77582 | 0.016607 | 0.79243 | 1057.0127 | 19614.3556 | 0.52921 | 25243.7009 | 0.12096 | 0.057157 | 0.71083 | 0.024455 | 0.73529 | 980.7902 | 19614.3556 | 0.52921 | 25341.5447 | 0.0042 | 0.49194 | 0.00057666 | 0.49252 | 657.228 | 19614.3556 | 0.52921 | 23434.1166 | 0.0042 | 0.7508 | 0.00057666 | 0.75137 | 1002.5166 | 19614.3556 | 0.52921 | 24703.2187 | 0.0042 | 0.057157 | 0.69561 | 0.0084244 | 0.70404 | 939.3758
03/17 02:00:00 | 38.84 | 3.8 | 57% | 0.89533 | 33183.9958 | 1.0055 | 3.6197 | 3.5701 | 3.2131 | 0.6366 | 1.9269 | 0.26456 | 335.6237 | 0.89533 | 33183.9958 | 1.0055 | 3.9213 | 3.8676 | 3.2875 | 0.59108 | 1.7486 | 0.24009 | 327.8584 | 21124.8483 | 0.56996 | 26080.0597 | 0.13027 | 0.50627 | 0.017886 | 0.52416 | 649.7016 | 21124.8483 | 0.56996 | 26080.0597 | 0.13027 | 0.83557 | 0.017886 | 0.85346 | 1057.8661 | 21124.8483 | 0.56996 | 27187.707 | 0.13027 | 0.061559 | 0.76557 | 0.026338 | 0.79191 | 981.5821 | 21124.8483 | 0.56996 | 27293.0857 | 0.0042 | 0.52982 | 0.00057666 | 0.5304 | 657.7584 | 21124.8483 | 0.56996 | 25238.7674 | 0.0042 | 0.80862 | 0.00057666 | 0.80919 | 1003.3258 | 21124.8483 | 0.56996 | 26605.6024 | 0.0042 | 0.061559 | 0.74918 | 0.0090287 | 0.75821 | 940.134
03/17 03:00:00 | 37.94 | 3.3 | 60.21% | 0.88199 | 32689.553 | 0.99634 | 3.5868 | 3.5369 | 3.1832 | 0.68261 | 2.0545 | 0.28208 | 335.9058 | 0.88199 | 32689.553 | 0.99634 | 3.8857 | 3.8316 | 3.2569 | 0.68261 | 2.008 | 0.2757 | 328.1341 | 22314.1252 | 0.60205 | 27548.3027 | 0.1376 | 0.53478 | 0.018893 | 0.55367 | 650.2553 | 22314.1252 | 0.60205 | 27548.3027 | 0.1376 | 0.88261 | 0.018893 | 0.9015 | 1058.7676 | 22314.1252 | 0.60205 | 28718.3078 | 0.1376 | 0.065025 | 0.80867 | 0.027821 | 0.8365 | 982.4186 | 22314.1252 | 0.60205 | 28829.6191 | 0.0042 | 0.55965 | 0.00057666 | 0.56023 | 658.3186 | 22314.1252 | 0.60205 | 26659.6478 | 0.0042 | 0.85414 | 0.00057666 | 0.85472 | 1004.1805 | 22314.1252 | 0.60205 | 28103.4322 | 0.0042 | 0.065025 | 0.79136 | 0.0095046 | 0.80086 | 940.9349
03/17 04:00:00 | 37.04 | 2.8 | 62.7% | 0.86874 | 32198.6587 | 0.987 | 3.5532 | 3.5033 | 3.153 | 0.72176 | 2.1603 | 0.2966 | 336.2024 | 0.86874 | 32198.6587 | 0.987 | 3.8493 | 3.7952 | 3.2259 | 0.69301 | 2.0273 | 0.27835 | 328.4124 | 23239.784 | 0.62703 | 28691.0913 | 0.14331 | 0.55696 | 0.019677 | 0.57664 | 650.8319 | 23239.784 | 0.62703 | 28691.0913 | 0.14331 | 0.91922 | 0.019677 | 0.9389 | 1059.7065 | 23239.784 | 0.62703 | 29909.6319 | 0.14331 | 0.067722 | 0.84222 | 0.028975 | 0.8712 | 983.2898 | 23239.784 | 0.62703 | 30025.5607 | 0.0042 | 0.58287 | 0.00057666 | 0.58344 | 658.902 | 23239.784 | 0.62703 | 27765.5723 | 0.0042 | 0.88957 | 0.00057666 | 0.89015 | 1005.0707 | 23239.784 | 0.62703 | 29269.2493 | 0.0042 | 0.067722 | 0.82419 | 0.0098749 | 0.83406 | 941.769
03/17 05:00:00 | 37.94 | 3.3 | 61.79% | 0.88199 | 32689.553 | 0.99634 | 3.5868 | 3.5369 | 3.1832 | 0.70053 | 2.1085 | 0.28949 | 336.4918 | 0.88199 | 32689.553 | 0.99634 | 3.8857 | 3.8316 | 3.2569 | 0.70053 | 2.0608 | 0.28294 | 328.6953 | 22900.0456 | 0.61786 | 28271.6613 | 0.14122 | 0.54882 | 0.019389 | 0.56821 | 651.4001 | 22900.0456 | 0.61786 | 28271.6613 | 0.14122 | 0.90579 | 0.019389 | 0.92518 | 1060.6317 | 22900.0456 | 0.61786 | 29472.3882 | 0.14122 | 0.066732 | 0.82991 | 0.028551 | 0.85846 | 984.1482 | 22900.0456 | 0.61786 | 29586.6223 | 0.0042 | 0.57435 | 0.00057666 | 0.57492 | 659.477 | 22900.0456 | 0.61786 | 27359.6722 | 0.0042 | 0.87657 | 0.00057666 | 0.87714 | 1005.9478 | 22900.0456 | 0.61786 | 28841.3673 | 0.0042 | 0.066732 | 0.81214 | 0.009739 | 0.82188 | 942.5908
03/17 06:00:00 | 39.02 | 3.9 | 57.73% | 0.89801 | 33283.3101 | 1.0073 | 3.6262 | 3.5767 | 3.219 | 0.64288 | 1.9481 | 0.26748 | 336.7593 | 0.89801 | 33283.3101 | 1.0073 | 3.9284 | 3.8748 | 3.2936 | 0.68803 | 2.0378 | 0.27979 | 328.9751 | 21397.2212 | 0.57731 | 26416.3224 | 0.13195 | 0.5128 | 0.018117 | 0.53092 | 651.931 | 21397.2212 | 0.57731 | 26416.3224 | 0.13195 | 0.84634 | 0.018117 | 0.86446 | 1061.4962 | 21397.2212 | 0.57731 | 27538.2512 | 0.13195 | 0.062353 | 0.77545 | 0.026678 | 0.80212 | 984.9503 | 21397.2212 | 0.57731 | 27644.9886 | 0.0042 | 0.53665 | 0.00057666 | 0.53723 | 660.0142 | 21397.2212 | 0.57731 | 25564.183 | 0.0042 | 0.81904 | 0.00057666 | 0.81962 | 1006.7674 | 21397.2212 | 0.57731 | 26948.6413 | 0.0042 | 0.062353 | 0.75884 | 0.0091377 | 0.76798 | 943.3588
03/17 07:00:00 | 39.02 | 3.9 | 53.8% | 0.89801 | 33283.3101 | 1.0073 | 3.6262 | 3.5767 | 3.219 | 0.59911 | 1.8155 | 0.24927 | 337.0086 | 0.89801 | 33283.3101 | 1.0073 | 3.9284 | 3.8748 | 3.2936 | 0.59911 | 1.7744 | 0.24363 | 329.2188 | 19940.492 | 0.53801 | 24617.8914 | 0.12297 | 0.47789 | 0.016883 | 0.49477 | 652.4258 | 19940.492 | 0.53801 | 24617.8914 | 0.12297 | 0.78872 | 0.016883 | 0.80561 | 1062.3018 | 19940.492 | 0.53801 | 25663.4389 | 0.12297 | 0.058108 | 0.72265 | 0.024861 | 0.74751 | 985.6979 | 19940.492 | 0.53801 | 25762.9096 | 0.0042 | 0.50012 | 0.00057666 | 0.50069 | 660.5149 | 19940.492 | 0.53801 | 23823.7659 | 0.0042 | 0.76328 | 0.00057666 | 0.76386 | 1007.5313 | 19940.492 | 0.53801 | 25113.9698 | 0.0042 | 0.058108 | 0.70718 | 0.0085549 | 0.71574 | 944.0746
03/17 08:00:00 | 39.92 | 4.4 | 47.68% | 0.91146 | 33782.0112 | 1.0162 | 3.6581 | 3.6095 | 3.2485 | 0.52309 | 1.5943 | 0.21889 | 337.2275 | 0.91146 | 33782.0112 | 1.0162 | 3.963 | 3.9103 | 3.3237 | 0.59027 | 1.7583 | 0.24142 | 329.4602 | 17671.0074 | 0.47678 | 21816.0585 | 0.10897 | 0.4235 | 0.014962 | 0.43846 | 652.8643 | 17671.0074 | 0.47678 | 21816.0585 | 0.10897 | 0.69896 | 0.014962 | 0.71392 | 1063.0157 | 17671.0074 | 0.47678 | 22742.6092 | 0.10897 | 0.051494 | 0.64041 | 0.022032 | 0.66244 | 986.3603 | 17671.0074 | 0.47678 | 22830.7589 | 0.0042 | 0.4432 | 0.00057666 | 0.44377 | 660.9587 | 17671.0074 | 0.47678 | 21112.3147 | 0.0042 | 0.67641 | 0.00057666 | 0.67699 | 1008.2083 | 17671.0074 | 0.47678 | 22255.6768 | 0.0042 | 0.051494 | 0.62669 | 0.0076468 | 0.63434 | 944.7089
03/17 09:00:00 | 44.06 | 6.7 | 37.29% | 0.97459 | 36121.741 | 1.0537 | 3.7934 | 3.7554 | 3.3799 | 0.38257 | 1.1983 | 0.16453 | 337.392 | 0.97459 | 36121.741 | 1.0537 | 4.1095 | 4.0684 | 3.4581 | 0.38257 | 1.1712 | 0.16081 | 329.621 | 13819.2678 | 0.37285 | 17060.8245 | 0.085219 | 0.33119 | 0.011701 | 0.34289 | 653.2072 | 13819.2678 | 0.37285 | 17060.8245 | 0.085219 | 0.54661 | 0.011701 | 0.55831 | 1063.574 | 13819.2678 | 0.37285 | 17785.4155 | 0.085219 | 0.04027 | 0.50082 | 0.01723 | 0.51805 | 986.8783 | 13819.2678 | 0.37285 | 17854.3512 | 0.0042 | 0.34659 | 0.00057666 | 0.34717 | 661.3058 | 13819.2678 | 0.37285 | 16510.4753 | 0.0042 | 0.52897 | 0.00057666 | 0.52955 | 1008.7378 | 13819.2678 | 0.37285 | 17404.6194 | 0.0042 | 0.04027 | 0.49009 | 0.0061058 | 0.4962 | 945.2051
03/17 10:00:00 | 48.92 | 9.4 | 21.1% | 1.0513 | 38964.1908 | 1.0894 | 3.9218 | 3.9165 | 3.5248 | 0.20074 | 0.65036 | 0.089294 | 337.4813 | 1.0513 | 38964.1908 | 1.0894 | 4.2486 | 4.2428 | 3.6064 | 0.35467 | 1.1231 | 0.1542 | 329.7752 | 7821.6006 | 0.21103 | 9656.297 | 0.048233 | 0.18745 | 0.0066224 | 0.19407 | 653.4012 | 7821.6006 | 0.21103 | 9656.297 | 0.048233 | 0.30937 | 0.0066224 | 0.316 | 1063.89 | 7821.6006 | 0.21103 | 10066.41 | 0.048233 | 0.022793 | 0.28346 | 0.0097518 | 0.29321 | 987.1715 | 7821.6006 | 0.21103 | 10105.4271 | 0.0042 | 0.19617 | 0.00057666 | 0.19675 | 661.5026 | 7821.6006 | 0.21103 | 9344.8036 | 0.0042 | 0.2994 | 0.00057666 | 0.29997 | 1009.0378 | 7821.6006 | 0.21103 | 9850.8824 | 0.0042 | 0.022793 | 0.27739 | 0.0037061 | 0.2811 | 945.4862
03/17 11:00:00 | 53.06 | 11.7 | 9.089% | 1.1188 | 41467.1533 | 1.111 | 3.9997 | 4.0453 | 3.6408 | 0.081238 | 0.27118 | 0.037233 | 337.5186 | 1.1188 | 41467.1533 | 1.111 | 4.333 | 4.3824 | 3.7251 | 0.081238 | 0.26504 | 0.036391 | 329.8116 | 3368.6925 | 0.09089 | 4158.8796 | 0.020774 | 0.080734 | 0.0028522 | 0.083586 | 653.4848 | 3368.6925 | 0.09089 | 4158.8796 | 0.020774 | 0.13324 | 0.0028522 | 0.1361 | 1064.0261 | 3368.6925 | 0.09089 | 4335.5116 | 0.020774 | 0.0098166 | 0.12208 | 0.0042 | 0.12628 | 987.2978 | 3368.6925 | 0.09089 | 4352.3159 | 0.0042 | 0.084489 | 0.00057666 | 0.085065 | 661.5876 | 3368.6925 | 0.09089 | 4024.7222 | 0.0042 | 0.12895 | 0.00057666 | 0.12952 | 1009.1673 | 3368.6925 | 0.09089 | 4242.6858 | 0.0042 | 0.0098166 | 0.11947 | 0.0019245 | 0.12139 | 945.6076
03/17 12:00:00 | 55.94 | 13.3 | 7.7% | 1.167 | 43252.6302 | 1.1207 | 4.0346 | 4.1309 | 3.7178 | 0.065978 | 0.22497 | 0.030888 | 337.5494 | 1.167 | 43252.6302 | 1.1207 | 4.3708 | 4.4751 | 3.8039 | 0.077884 | 0.25955 | 0.035637 | 329.8472 | 2853.729 | 0.076996 | 3523.1223 | 0.017598 | 0.068392 | 0.0024162 | 0.070808 | 653.5556 | 2853.729 | 0.076996 | 3523.1223 | 0.017598 | 0.11288 | 0.0024162 | 0.11529 | 1064.1414 | 2853.729 | 0.076996 | 3672.7529 | 0.017598 | 0.0083159 | 0.10342 | 0.003558 | 0.10698 | 987.4048 | 2853.729 | 0.076996 | 3686.9884 | 0.0042 | 0.071573 | 0.00057666 | 0.07215 | 661.6598 | 2853.729 | 0.076996 | 3409.4732 | 0.0042 | 0.10923 | 0.00057666 | 0.10981 | 1009.2771 | 2853.729 | 0.076996 | 3594.1172 | 0.0042 | 0.0083159 | 0.10121 | 0.0017184 | 0.10292 | 945.7105
03/17 13:00:00 | 55.94 | 13.3 | 5.622% | 1.167 | 43252.6302 | 1.1207 | 4.0346 | 4.1309 | 3.7178 | 0.048172 | 0.16425 | 0.022552 | 337.572 | 1.167 | 43252.6302 | 1.1207 | 4.3708 | 4.4751 | 3.8039 | 0.048172 | 0.16054 | 0.022042 | 329.8693 | 2083.5638 | 0.056216 | 2572.301 | 0.012849 | 0.049934 | 0.0017641 | 0.051698 | 653.6073 | 2083.5638 | 0.056216 | 2572.301 | 0.012849 | 0.082413 | 0.0017641 | 0.084177 | 1064.2256 | 2083.5638 | 0.056216 | 2681.5494 | 0.012849 | 0.0060716 | 0.075509 | 0.0025978 | 0.078107 | 987.4829 | 2083.5638 | 0.056216 | 2691.943 | 0.0042 | 0.052257 | 0.00057666 | 0.052834 | 661.7126 | 2083.5638 | 0.056216 | 2489.3236 | 0.0042 | 0.079755 | 0.00057666 | 0.080331 | 1009.3575 | 2083.5638 | 0.056216 | 2624.1358 | 0.0042 | 0.0060716 | 0.073893 | 0.0014103 | 0.075303 | 945.7858
03/17 14:00:00 | 66.02 | 18.9 | 0% | 1.3433 | 49787.9534 | 1.117 | 4.0213 | 4.4109 | 3.9698 | 0 | 0 | 0 | 337.572 | 1.3433 | 49787.9534 | 1.117 | 4.3565 | 4.7785 | 4.0617 | 0.041849 | 0.15034 | 0.020642 | 329.8899 | 0 | 0 | 0 | 0 | 0 | 0 | 0 | 653.6073 | 0 | 0 | 0 | 0 | 0 | 0 | 0 | 1064.2256 | 0 | 0 | 0 | 0 | 0 | 0 | 0 | 0 | 987.4829 | 0 | 0 | 0 | 0.0042 | 0 | 0.00057666 | 0.00057666 | 661.7132 | 0 | 0 | 0 | 0.0042 | 0 | 0.00057666 | 0.00057666 | 1009.358 | 0 | 0 | 0 | 0.0042 | 0 | 0 | 0.00057666 | 0.00057666 | 945.7864
03/17 15:00:00 | 66.92 | 19.4 | 0% | 1.3596 | 50393.1104 | 1.1139 | 4.01 | 4.435 | 3.9915 | 0 | 0 | 0 | 337.572 | 1.3596 | 50393.1104 | 1.1139 | 4.3441 | 4.8046 | 4.0839 | 0 | 0 | 0 | 329.8899 | 0 | 0 | 0 | 0 | 0 | 0 | 0 | 653.6073 | 0 | 0 | 0 | 0 | 0 | 0 | 0 | 1064.2256 | 0 | 0 | 0 | 0 | 0 | 0 | 0 | 0 | 987.4829 | 0 | 0 | 0 | 0.0042 | 0 | 0.00057666 | 0.00057666 | 661.7138 | 0 | 0 | 0 | 0.0042 | 0 | 0.00057666 | 0.00057666 | 1009.3586 | 0 | 0 | 0 | 0.0042 | 0 | 0 | 0.00057666 | 0.00057666 | 945.787
03/17 16:00:00 | 66.02 | 18.9 | 0% | 1.3433 | 49787.9534 | 1.117 | 4.0213 | 4.4109 | 3.9698 | 0 | 0 | 0 | 337.572 | 1.3433 | 49787.9534 | 1.117 | 4.3565 | 4.7785 | 4.0617 | 0 | 0 | 0 | 329.8899 | 0 | 0 | 0 | 0 | 0 | 0 | 0 | 653.6073 | 0 | 0 | 0 | 0 | 0 | 0 | 0 | 1064.2256 | 0 | 0 | 0 | 0 | 0 | 0 | 0 | 0 | 987.4829 | 0 | 0 | 0 | 0.0042 | 0 | 0.00057666 | 0.00057666 | 661.7144 | 0 | 0 | 0 | 0.0042 | 0 | 0.00057666 | 0.00057666 | 1009.3592 | 0 | 0 | 0 | 0.0042 | 0 | 0 | 0.00057666 | 0.00057666 | 945.7875
03/17 17:00:00 | 66.92 | 19.4 | 0% | 1.3596 | 50393.1104 | 1.1139 | 4.01 | 4.435 | 3.9915 | 0 | 0 | 0 | 337.572 | 1.3596 | 50393.1104 | 1.1139 | 4.3441 | 4.8046 | 4.0839 | 0 | 0 | 0 | 329.8899 | 0 | 0 | 0 | 0 | 0 | 0 | 0 | 653.6073 | 0 | 0 | 0 | 0 | 0 | 0 | 0 | 1064.2256 | 0 | 0 | 0 | 0 | 0 | 0 | 0 | 0 | 987.4829 | 0 | 0 | 0 | 0.0042 | 0 | 0.00057666 | 0.00057666 | 661.7149 | 0 | 0 | 0 | 0.0042 | 0 | 0.00057666 | 0.00057666 | 1009.3598 | 0 | 0 | 0 | 0.0042 | 0 | 0 | 0.00057666 | 0.00057666 | 945.7881
03/17 18:00:00 | 64.94 | 18.3 | 0% | 1.3238 | 49066.449 | 1.1202 | 4.0329 | 4.3819 | 3.9437 | 0 | 0 | 0 | 337.572 | 1.3238 | 49066.449 | 1.1202 | 4.3689 | 4.7471 | 4.035 | 0 | 0 | 0 | 329.8899 | 0 | 0 | 0 | 0 | 0 | 0 | 0 | 653.6073 | 0 | 0 | 0 | 0 | 0 | 0 | 0 | 1064.2256 | 0 | 0 | 0 | 0 | 0 | 0 | 0 | 0 | 987.4829 | 0 | 0 | 0 | 0.0042 | 0 | 0.00057666 | 0.00057666 | 661.7155 | 0 | 0 | 0 | 0.0042 | 0 | 0.00057666 | 0.00057666 | 1009.3603 | 0 | 0 | 0 | 0.0042 | 0 | 0 | 0.00057666 | 0.00057666 | 945.7887
03/17 19:00:00 | 64.94 | 18.3 | 0% | 1.3238 | 49066.449 | 1.1202 | 4.0329 | 4.3819 | 3.9437 | 0 | 0 | 0 | 337.572 | 1.3238 | 49066.449 | 1.1202 | 4.3689 | 4.7471 | 4.035 | 0 | 0 | 0 | 329.8899 | 0 | 0 | 0 | 0 | 0 | 0 | 0 | 653.6073 | 0 | 0 | 0 | 0 | 0 | 0 | 0 | 1064.2256 | 0 | 0 | 0 | 0 | 0 | 0 | 0 | 0 | 987.4829 | 0 | 0 | 0 | 0.0042 | 0 | 0.00057666 | 0.00057666 | 661.7161 | 0 | 0 | 0 | 0.0042 | 0 | 0.00057666 | 0.00057666 | 1009.3609 | 0 | 0 | 0 | 0.0042 | 0 | 0 | 0.00057666 | 0.00057666 | 945.7893
03/17 20:00:00 | 62.96 | 17.2 | 0% | 1.2885 | 47756.9624 | 1.1244 | 4.0478 | 4.3283 | 3.8955 | 0 | 0 | 0 | 337.572 | 1.2885 | 47756.9624 | 1.1244 | 4.3851 | 4.689 | 3.9857 | 0 | 0 | 0 | 329.8899 | 0 | 0 | 0 | 0 | 0 | 0 | 0 | 653.6073 | 0 | 0 | 0 | 0 | 0 | 0 | 0 | 1064.2256 | 0 | 0 | 0 | 0 | 0 | 0 | 0 | 0 | 987.4829 | 0 | 0 | 0 | 0.0042 | 0 | 0.00057666 | 0.00057666 | 661.7167 | 0 | 0 | 0 | 0.0042 | 0 | 0.00057666 | 0.00057666 | 1009.3615 | 0 | 0 | 0 | 0.0042 | 0 | 0 | 0.00057666 | 0.00057666 | 945.7898
03/17 21:00:00 | 60.08 | 15.6 | 0% | 1.238 | 45882.914 | 1.1264 | 4.0549 | 4.249 | 3.8241 | 0 | 0 | 0 | 337.572 | 1.238 | 45882.914 | 1.1264 | 4.3928 | 4.603 | 3.9126 | 0 | 0 | 0 | 329.8899 | 0 | 0 | 0 | 0 | 0 | 0 | 0 | 653.6073 | 0 | 0 | 0 | 0 | 0 | 0 | 0 | 1064.2256 | 0 | 0 | 0 | 0 | 0 | 0 | 0 | 0 | 987.4829 | 0 | 0 | 0 | 0.0042 | 0 | 0.00057666 | 0.00057666 | 661.7172 | 0 | 0 | 0 | 0.0042 | 0 | 0.00057666 | 0.00057666 | 1009.3621 | 0 | 0 | 0 | 0.0042 | 0 | 0 | 0.00057666 | 0.00057666 | 945.7904
03/17 22:00:00 | 59 | 15 | 0% | 1.2192 | 45189.514 | 1.1258 | 4.053 | 4.2187 | 3.7968 | 0 | 0 | 0 | 337.572 | 1.2192 | 45189.514 | 1.1258 | 4.3908 | 4.5702 | 3.8847 | 0 | 0 | 0 | 329.8899 | 0 | 0 | 0 | 0 | 0 | 0 | 0 | 653.6073 | 0 | 0 | 0 | 0 | 0 | 0 | 0 | 1064.2256 | 0 | 0 | 0 | 0 | 0 | 0 | 0 | 0 | 987.4829 | 0 | 0 | 0 | 0.0042 | 0 | 0.00057666 | 0.00057666 | 661.7178 | 0 | 0 | 0 | 0.0042 | 0 | 0.00057666 | 0.00057666 | 1009.3626 | 0 | 0 | 0 | 0.0042 | 0 | 0 | 0.00057666 | 0.00057666 | 945.791
03/17 23:00:00 | 57.02 | 13.9 | 1.392% | 1.1853 | 43931.5522 | 1.1231 | 4.0433 | 4.1622 | 3.746 | 0.011743 | 0.040362 | 0.0055417 | 337.5775 | 1.1853 | 43931.5522 | 1.1231 | 4.3802 | 4.5091 | 3.8327 | 0.011743 | 0.039449 | 0.0054163 | 329.8953 | 515.8814 | 0.013919 | 636.8907 | 0.0031813 | 0.012364 | 0.00043679 | 0.0128 | 653.6201 | 515.8814 | 0.013919 | 636.8907 | 0.0031813 | 0.020405 | 0.00043679 | 0.020842 | 1064.2464 | 515.8814 | 0.013919 | 663.9401 | 0.0031813 | 0.0015033 | 0.018696 | 0.00064319 | 0.019339 | 987.5023 | 515.8814 | 0.013919 | 666.5135 | 0.0042 | 0.012939 | 0.00057666 | 0.013515 | 661.7313 | 515.8814 | 0.013919 | 616.3458 | 0.0042 | 0.019747 | 0.00057666 | 0.020324 | 1009.383 | 515.8814 | 0.013919 | 649.7247 | 0.0042 | 0.0015033 | 0.018295 | 0.00078306 | 0.019079 | 945.8101
03/17 24:00:00 | 55.94 | 13.3 | 7.065% | 1.167 | 43252.6302 | 1.1207 | 4.0346 | 4.1309 | 3.7178 | 0.060536 | 0.20641 | 0.02834 | 337.6059 | 1.167 | 43252.6302 | 1.1207 | 4.3708 | 4.4751 | 3.8039 | 0.011927 | 0.039748 | 0.0054574 | 329.9008 | 2618.3585 | 0.070645 | 3232.5413 | 0.016147 | 0.062751 | 0.0022169 | 0.064968 | 653.6851 | 2618.3585 | 0.070645 | 3232.5413 | 0.016147 | 0.10357 | 0.0022169 | 0.10578 | 1064.3522 | 2618.3585 | 0.070645 | 3369.8307 | 0.016147 | 0.0076301 | 0.094891 | 0.0032645 | 0.098155 | 987.6004 | 2618.3585 | 0.070645 | 3382.8921 | 0.0042 | 0.06567 | 0.00057666 | 0.066246 | 661.7976 | 2618.3585 | 0.070645 | 3128.2658 | 0.0042 | 0.10023 | 0.00057666 | 0.1008 | 1009.4838 | 2618.3585 | 0.070645 | 3297.6807 | 0.0042 | 0.0076301 | 0.092859 | 0.0016243 | 0.094483 | 945.9046
03/18 01:00:00 | 55.94 | 13.3 | 12% | 1.167 | 43252.6302 | 1.1207 | 4.0346 | 4.1309 | 3.7178 | 0.10284 | 0.35064 | 0.048143 | 337.654 | 1.167 | 43252.6302 | 1.1207 | 4.3708 | 4.4751 | 3.8039 | 0.10284 | 0.34271 | 0.047054 | 329.9478 | 4447.973 | 0.12001 | 5491.3247 | 0.027429 | 0.1066 | 0.003766 | 0.11037 | 653.7955 | 4447.973 | 0.12001 | 5491.3247 | 0.027429 | 0.17593 | 0.003766 | 0.1797 | 1064.5319 | 4447.973 | 0.12001 | 5724.547 | 0.027429 | 0.012962 | 0.1612 | 0.0055457 | 0.16674 | 987.7672 | 4447.973 | 0.12001 | 5746.7352 | 0.0042 | 0.11156 | 0.00057666 | 0.11213 | 661.9097 | 4447.973 | 0.12001 | 5314.1852 | 0.0042 | 0.17026 | 0.00057666 | 0.17084 | 1009.6546 | 4447.973 | 0.12001 | 5601.9812 | 0.0042 | 0.012962 | 0.15775 | 0.0023563 | 0.1601 | 946.0647
03/18 02:00:00 | 59 | 15 | 12.38% | 1.2192 | 45189.514 | 1.1258 | 4.053 | 4.2187 | 3.7968 | 0.10151 | 0.35411 | 0.048619 | 337.7026 | 1.2192 | 45189.514 | 1.1258 | 4.3908 | 4.5702 | 3.8847 | 0.098429 | 0.33558 | 0.046075 | 329.9939 | 4587.3177 | 0.12377 | 5663.3552 | 0.028288 | 0.10994 | 0.003884 | 0.11382 | 653.9093 | 4587.3177 | 0.12377 | 5663.3552 | 0.028288 | 0.18145 | 0.003884 | 0.18533 | 1064.7172 | 4587.3177 | 0.12377 | 5903.8838 | 0.028288 | 0.013368 | 0.16625 | 0.0057194 | 0.17197 | 987.9391 | 4587.3177 | 0.12377 | 5926.767 | 0.0042 | 0.11505 | 0.00057666 | 0.11563 | 662.0253 | 4587.3177 | 0.12377 | 5480.6663 | 0.0042 | 0.17559 | 0.00057666 | 0.17617 | 1009.8308 | 4587.3177 | 0.12377 | 5777.4782 | 0.0042 | 0.013368 | 0.16269 | 0.002412 | 0.1651 | 946.2298
03/18 03:00:00 | 57.92 | 14.4 | 14.95% | 1.2007 | 44501.2239 | 1.1247 | 4.0487 | 4.188 | 3.7692 | 0.12451 | 0.43083 | 0.059153 | 337.7618 | 1.2007 | 44501.2239 | 1.1247 | 4.3861 | 4.537 | 3.8565 | 0.12451 | 0.42108 | 0.057814 | 330.0517 | 5540.6871 | 0.14949 | 6840.3544 | 0.034168 | 0.13279 | 0.0046912 | 0.13748 | 654.0468 | 5540.6871 | 0.14949 | 6840.3544 | 0.034168 | 0.21916 | 0.0046912 | 0.22385 | 1064.9411 | 5540.6871 | 0.14949 | 7130.8714 | 0.034168 | 0.016146 | 0.2008 | 0.006908 | 0.20771 | 988.1468 | 5540.6871 | 0.14949 | 7158.5105 | 0.0042 | 0.13896 | 0.00057666 | 0.13954 | 662.1649 | 5540.6871 | 0.14949 | 6619.6979 | 0.0042 | 0.21209 | 0.00057666 | 0.21266 | 1010.0434 | 5540.6871 | 0.14949 | 6978.1953 | 0.0042 | 0.016146 | 0.1965 | 0.0027935 | 0.19929 | 946.4291
03/18 04:00:00 | 55.94 | 13.3 | 16.32% | 1.167 | 43252.6302 | 1.1207 | 4.0346 | 4.1309 | 3.7178 | 0.13988 | 0.47696 | 0.065486 | 337.8273 | 1.167 | 43252.6302 | 1.1207 | 4.3708 | 4.4751 | 3.8039 | 0.1281 | 0.4269 | 0.058614 | 330.1103 | 6050.2872 | 0.16324 | 7469.4904 | 0.03731 | 0.145 | 0.0051227 | 0.15012 | 654.1969 | 6050.2872 | 0.16324 | 7469.4904 | 0.03731 | 0.23931 | 0.0051227 | 0.24444 | 1065.1855 | 6050.2872 | 0.16324 | 7786.7274 | 0.03731 | 0.017631 | 0.21927 | 0.0075434 | 0.22681 | 988.3736 | 6050.2872 | 0.16324 | 7816.9085 | 0.0042 | 0.15174 | 0.00057666 | 0.15232 | 662.3172 | 6050.2872 | 0.16324 | 7228.5391 | 0.0042 | 0.23159 | 0.00057666 | 0.23217 | 1010.2756 | 6050.2872 | 0.16324 | 7620.0091 | 0.0042 | 0.017631 | 0.21457 | 0.0029974 | 0.21757 | 946.6466
03/18 05:00:00 | 55.04 | 12.8 | 19.26% | 1.1518 | 42690.7653 | 1.1182 | 4.0255 | 4.1045 | 3.694 | 0.1672 | 0.56631 | 0.077754 | 337.905 | 1.1518 | 42690.7653 | 1.1182 | 4.3609 | 4.4465 | 3.7795 | 0.1672 | 0.55349 | 0.075995 | 330.1863 | 7137.7375 | 0.19258 | 8812.0216 | 0.044016 | 0.17106 | 0.0060434 | 0.17711 | 654.374 | 7137.7375 | 0.19258 | 8812.0216 | 0.044016 | 0.28233 | 0.0060434 | 0.28837 | 1065.4739 | 7137.7375 | 0.19258 | 9186.2773 | 0.044016 | 0.0208 | 0.25867 | 0.0088992 | 0.26757 | 988.6412 | 7137.7375 | 0.19258 | 9221.8831 | 0.0042 | 0.17902 | 0.00057666 | 0.17959 | 662.4968 | 7137.7375 | 0.19258 | 8527.7628 | 0.0042 | 0.27322 | 0.00057666 | 0.27379 | 1010.5494 | 7137.7375 | 0.19258 | 8989.5938 | 0.0042 | 0.0208 | 0.25314 | 0.0034325 | 0.25657 | 946.9032
03/18 06:00:00 | 55.04 | 12.8 | 21.73% | 1.1518 | 42690.7653 | 1.1182 | 4.0255 | 4.1045 | 3.694 | 0.18866 | 0.63901 | 0.087736 | 337.9928 | 1.1518 | 42690.7653 | 1.1182 | 4.3609 | 4.4465 | 3.7795 | 0.1672 | 0.55349 | 0.075995 | 330.2623 | 8054.1091 | 0.21731 | 9943.3445 | 0.049667 | 0.19302 | 0.0068193 | 0.19984 | 654.5738 | 8054.1091 | 0.21731 | 9943.3445 | 0.049667 | 0.31857 | 0.0068193 | 0.32539 | 1065.7993 | 8054.1091 | 0.21731 | 10365.6487 | 0.049667 | 0.02347 | 0.29188 | 0.010042 | 0.30193 | 988.9431 | 8054.1091 | 0.21731 | 10405.8257 | 0.0042 | 0.202 | 0.00057666 | 0.20258 | 662.6994 | 8054.1091 | 0.21731 | 9622.5915 | 0.0042 | 0.30829 | 0.00057666 | 0.30887 | 1010.8583 | 8054.1091 | 0.21731 | 10143.7142 | 0.0042 | 0.02347 | 0.28564 | 0.0037991 | 0.28943 | 947.1926
03/18 07:00:00 | 55.04 | 12.8 | 18.45% | 1.1518 | 42690.7653 | 1.1182 | 4.0255 | 4.1045 | 3.694 | 0.16014 | 0.5424 | 0.074471 | 338.0672 | 1.1518 | 42690.7653 | 1.1182 | 4.3609 | 4.4465 | 3.7795 | 0.16014 | 0.53013 | 0.072786 | 330.3351 | 6836.4102 | 0.18445 | 8440.0126 | 0.042158 | 0.16384 | 0.0057883 | 0.16963 | 654.7435 | 6836.4102 | 0.18445 | 8440.0126 | 0.042158 | 0.27041 | 0.0057883 | 0.2762 | 1066.0755 | 6836.4102 | 0.18445 | 8798.4688 | 0.042158 | 0.019922 | 0.24775 | 0.0085235 | 0.25628 | 989.1994 | 6836.4102 | 0.18445 | 8832.5713 | 0.0042 | 0.17146 | 0.00057666 | 0.17204 | 662.8714 | 6836.4102 | 0.18445 | 8167.7541 | 0.0042 | 0.26168 | 0.00057666 | 0.26226 | 1011.1205 | 6836.4102 | 0.18445 | 8610.0884 | 0.0042 | 0.019922 | 0.24245 | 0.0033119 | 0.24576 | 947.4384
03/18 08:00:00 | 57.02 | 13.9 | 17.18% | 1.1853 | 43931.5522 | 1.1231 | 4.0433 | 4.1622 | 3.746 | 0.14498 | 0.49833 | 0.06842 | 338.1357 | 1.1853 | 43931.5522 | 1.1231 | 4.3802 | 4.5091 | 3.8327 | 0.15562 | 0.52277 | 0.071777 | 330.4069 | 6369.2703 | 0.17185 | 7863.2967 | 0.039277 | 0.15264 | 0.0053928 | 0.15804 | 654.9015 | 6369.2703 | 0.17185 | 7863.2967 | 0.039277 | 0.25193 | 0.0053928 | 0.25732 | 1066.3328 | 6369.2703 | 0.17185 | 8197.2591 | 0.039277 | 0.01856 | 0.23083 | 0.0079411 | 0.23877 | 989.4382 | 6369.2703 | 0.17185 | 8229.0314 | 0.0042 | 0.15974 | 0.00057666 | 0.16032 | 663.0317 | 6369.2703 | 0.17185 | 7609.642 | 0.0042 | 0.2438 | 0.00057666 | 0.24438 | 1011.3649 | 6369.2703 | 0.17185 | 8021.7511 | 0.0042 | 0.01856 | 0.22588 | 0.003125 | 0.22901 | 947.6674
03/18 09:00:00 | 57.02 | 13.9 | 19.18% | 1.1853 | 43931.5522 | 1.1231 | 4.0433 | 4.1622 | 3.746 | 0.16178 | 0.55606 | 0.076347 | 338.212 | 1.1853 | 43931.5522 | 1.1231 | 4.3802 | 4.5091 | 3.8327 | 0.16178 | 0.54348 | 0.07462 | 330.4815 | 7107.1865 | 0.19176 | 8774.3043 | 0.043828 | 0.17033 | 0.0060175 | 0.17635 | 655.0779 | 7107.1865 | 0.19176 | 8774.3043 | 0.043828 | 0.28112 | 0.0060175 | 0.28713 | 1066.6199 | 7107.1865 | 0.19176 | 9146.9581 | 0.043828 | 0.020711 | 0.25757 | 0.0088611 | 0.26643 | 989.7046 | 7107.1865 | 0.19176 | 9182.4114 | 0.0042 | 0.17825 | 0.00057666 | 0.17883 | 663.2106 | 7107.1865 | 0.19176 | 8491.2622 | 0.0042 | 0.27205 | 0.00057666 | 0.27263 | 1011.6375 | 7107.1865 | 0.19176 | 8951.1164 | 0.0042 | 0.020711 | 0.25205 | 0.0034203 | 0.25547 | 947.9229
03/18 10:00:00 | 59 | 15 | 17.54% | 1.2192 | 45189.514 | 1.1258 | 4.053 | 4.2187 | 3.7968 | 0.14388 | 0.50191 | 0.068912 | 338.2809 | 1.2192 | 45189.514 | 1.1258 | 4.3908 | 4.5702 | 3.8847 | 0.15728 | 0.53621 | 0.073621 | 330.5551 | 6502.0271 | 0.17543 | 8027.194 | 0.040096 | 0.15583 | 0.0055052 | 0.16133 | 655.2392 | 6502.0271 | 0.17543 | 8027.194 | 0.040096 | 0.25718 | 0.0055052 | 0.26269 | 1066.8826 | 6502.0271 | 0.17543 | 8368.1173 | 0.040096 | 0.018947 | 0.23564 | 0.0081066 | 0.24374 | 989.9484 | 6502.0271 | 0.17543 | 8400.5518 | 0.0042 | 0.16307 | 0.00057666 | 0.16365 | 663.3742 | 6502.0271 | 0.17543 | 7768.2522 | 0.0042 | 0.24888 | 0.00057666 | 0.24946 | 1011.887 | 6502.0271 | 0.17543 | 8188.951 | 0.0042 | 0.018947 | 0.23059 | 0.0031781 | 0.23377 | 948.1566
03/18 11:00:00 | 64.94 | 18.3 | 9.931% | 1.3238 | 49066.449 | 1.1202 | 4.0329 | 4.3819 | 3.9437 | 0.075018 | 0.27355 | 0.037558 | 338.3185 | 1.3238 | 49066.449 | 1.1202 | 4.3689 | 4.7471 | 4.035 | 0.075018 | 0.26736 | 0.036708 | 330.5918 | 3680.8781 | 0.099313 | 4544.2939 | 0.022699 | 0.088215 | 0.0031165 | 0.091332 | 655.3305 | 3680.8781 | 0.099313 | 4544.2939 | 0.022699 | 0.14559 | 0.0031165 | 0.14871 | 1067.0313 | 3680.8781 | 0.099313 | 4737.2948 | 0.022699 | 0.010726 | 0.1334 | 0.0045893 | 0.13799 | 990.0863 | 3680.8781 | 0.099313 | 4755.6565 | 0.0042 | 0.092318 | 0.00057666 | 0.092895 | 663.4671 | 3680.8781 | 0.099313 | 4397.7038 | 0.0042 | 0.1409 | 0.00057666 | 0.14147 | 1012.0285 | 3680.8781 | 0.099313 | 4635.8666 | 0.0042 | 0.010726 | 0.13054 | 0.0020494 | 0.13259 | 948.2892
03/18 12:00:00 | 66.92 | 19.4 | 2.997% | 1.3596 | 50393.1104 | 1.1139 | 4.01 | 4.435 | 3.9915 | 0.022041 | 0.081556 | 0.011198 | 338.3297 | 1.3596 | 50393.1104 | 1.1139 | 4.3441 | 4.8046 | 4.0839 | 0.073043 | 0.26416 | 0.036269 | 330.6281 | 1110.7123 | 0.029968 | 1371.2497 | 0.0068494 | 0.026619 | 0.00094042 | 0.02756 | 655.3581 | 1110.7123 | 0.029968 | 1371.2497 | 0.0068494 | 0.043933 | 0.00094042 | 0.044873 | 1067.0762 | 1110.7123 | 0.029968 | 1429.4881 | 0.0068494 | 0.0032367 | 0.040253 | 0.0013848 | 0.041638 | 990.128 | 1110.7123 | 0.029968 | 1435.0288 | 0.0042 | 0.027857 | 0.00057666 | 0.028434 | 663.4955 | 1110.7123 | 0.029968 | 1327.0159 | 0.0042 | 0.042516 | 0.00057666 | 0.043092 | 1012.0716 | 1110.7123 | 0.029968 | 1398.882 | 0.0042 | 0.0032367 | 0.039391 | 0.0010211 | 0.040412 | 948.3296
03/18 13:00:00 | 69.08 | 20.6 | 0% | 1.3992 | 51859.9654 | 1.1045 | 3.9762 | 4.4925 | 4.0432 | 0 | 0 | 0 | 338.3297 | 1.3992 | 51859.9654 | 1.1045 | 4.3075 | 4.8668 | 4.1368 | 0 | 0 | 0 | 330.6281 | 0 | 0 | 0 | 0 | 0 | 0 | 0 | 655.3581 | 0 | 0 | 0 | 0 | 0 | 0 | 0 | 1067.0762 | 0 | 0 | 0 | 0 | 0 | 0 | 0 | 0 | 990.128 | 0 | 0 | 0 | 0.0042 | 0 | 0.00057666 | 0.00057666 | 663.4961 | 0 | 0 | 0 | 0.0042 | 0 | 0.00057666 | 0.00057666 | 1012.0721 | 0 | 0 | 0 | 0.0042 | 0 | 0 | 0.00057666 | 0.00057666 | 948.3302
03/18 14:00:00 | 73.04 | 22.8 | 0% | 1.4732 | 54602.2855 | 1.0811 | 3.892 | 4.5976 | 4.1378 | 0 | 0 | 0 | 338.3297 | 1.4732 | 54602.2855 | 1.0811 | 4.2164 | 4.9807 | 4.2336 | 0 | 0 | 0 | 330.6281 | 0 | 0 | 0 | 0 | 0 | 0 | 0 | 655.3581 | 0 | 0 | 0 | 0 | 0 | 0 | 0 | 1067.0762 | 0 | 0 | 0 | 0 | 0 | 0 | 0 | 0 | 990.128 | 0 | 0 | 0 | 0.0042 | 0 | 0.00057666 | 0.00057666 | 663.4967 | 0 | 0 | 0 | 0.0042 | 0 | 0.00057666 | 0.00057666 | 1012.0727 | 0 | 0 | 0 | 0.0042 | 0 | 0 | 0.00057666 | 0.00057666 | 948.3308
03/18 15:00:00 | 71.96 | 22.2 | 0% | 1.4528 | 53847.5669 | 1.0882 | 3.9177 | 4.5689 | 4.112 | 0 | 0 | 0 | 338.3297 | 1.4528 | 53847.5669 | 1.0882 | 4.2442 | 4.9496 | 4.2072 | 0 | 0 | 0 | 330.6281 | 0 | 0 | 0 | 0 | 0 | 0 | 0 | 655.3581 | 0 | 0 | 0 | 0 | 0 | 0 | 0 | 1067.0762 | 0 | 0 | 0 | 0 | 0 | 0 | 0 | 0 | 990.128 | 0 | 0 | 0 | 0.0042 | 0 | 0.00057666 | 0.00057666 | 663.4973 | 0 | 0 | 0 | 0.0042 | 0 | 0.00057666 | 0.00057666 | 1012.0733 | 0 | 0 | 0 | 0.0042 | 0 | 0 | 0.00057666 | 0.00057666 | 948.3314
03/18 16:00:00 | 71.06 | 21.7 | 0% | 1.436 | 53222.538 | 1.0938 | 3.9376 | 4.545 | 4.0905 | 0 | 0 | 0 | 338.3297 | 1.436 | 53222.538 | 1.0938 | 4.2657 | 4.9237 | 4.1852 | 0 | 0 | 0 | 330.6281 | 0 | 0 | 0 | 0 | 0 | 0 | 0 | 655.3581 | 0 | 0 | 0 | 0 | 0 | 0 | 0 | 1067.0762 | 0 | 0 | 0 | 0 | 0 | 0 | 0 | 0 | 990.128 | 0 | 0 | 0 | 0.0042 | 0 | 0.00057666 | 0.00057666 | 663.4978 | 0 | 0 | 0 | 0.0042 | 0 | 0.00057666 | 0.00057666 | 1012.0739 | 0 | 0 | 0 | 0.0042 | 0 | 0 | 0.00057666 | 0.00057666 | 948.3319
03/18 17:00:00 | 69.98 | 21.1 | 0% | 1.4159 | 52477.1875 | 1.0999 | 3.9595 | 4.5163 | 4.0647 | 0 | 0 | 0 | 338.3297 | 1.4159 | 52477.1875 | 1.0999 | 4.2895 | 4.8927 | 4.1588 | 0 | 0 | 0 | 330.6281 | 0 | 0 | 0 | 0 | 0 | 0 | 0 | 655.3581 | 0 | 0 | 0 | 0 | 0 | 0 | 0 | 1067.0762 | 0 | 0 | 0 | 0 | 0 | 0 | 0 | 0 | 990.128 | 0 | 0 | 0 | 0.0042 | 0 | 0.00057666 | 0.00057666 | 663.4984 | 0 | 0 | 0 | 0.0042 | 0 | 0.00057666 | 0.00057666 | 1012.0744 | 0 | 0 | 0 | 0.0042 | 0 | 0 | 0.00057666 | 0.00057666 | 948.3325
03/18 18:00:00 | 66.92 | 19.4 | 0% | 1.3596 | 50393.1104 | 1.1139 | 4.01 | 4.435 | 3.9915 | 0 | 0 | 0 | 338.3297 | 1.3596 | 50393.1104 | 1.1139 | 4.3441 | 4.8046 | 4.0839 | 0 | 0 | 0 | 330.6281 | 0 | 0 | 0 | 0 | 0 | 0 | 0 | 655.3581 | 0 | 0 | 0 | 0 | 0 | 0 | 0 | 1067.0762 | 0 | 0 | 0 | 0 | 0 | 0 | 0 | 0 | 990.128 | 0 | 0 | 0 | 0.0042 | 0 | 0.00057666 | 0.00057666 | 663.499 | 0 | 0 | 0 | 0.0042 | 0 | 0.00057666 | 0.00057666 | 1012.075 | 0 | 0 | 0 | 0.0042 | 0 | 0 | 0.00057666 | 0.00057666 | 948.3331
03/18 19:00:00 | 66.92 | 19.4 | 0% | 1.3596 | 50393.1104 | 1.1139 | 4.01 | 4.435 | 3.9915 | 0 | 0 | 0 | 338.3297 | 1.3596 | 50393.1104 | 1.1139 | 4.3441 | 4.8046 | 4.0839 | 0 | 0 | 0 | 330.6281 | 0 | 0 | 0 | 0 | 0 | 0 | 0 | 655.3581 | 0 | 0 | 0 | 0 | 0 | 0 | 0 | 1067.0762 | 0 | 0 | 0 | 0 | 0 | 0 | 0 | 0 | 990.128 | 0 | 0 | 0 | 0.0042 | 0 | 0.00057666 | 0.00057666 | 663.4996 | 0 | 0 | 0 | 0.0042 | 0 | 0.00057666 | 0.00057666 | 1012.0756 | 0 | 0 | 0 | 0.0042 | 0 | 0 | 0.00057666 | 0.00057666 | 948.3337
03/18 20:00:00 | 62.96 | 17.2 | 0% | 1.2885 | 47756.9624 | 1.1244 | 4.0478 | 4.3283 | 3.8955 | 0 | 0 | 0 | 338.3297 | 1.2885 | 47756.9624 | 1.1244 | 4.3851 | 4.689 | 3.9857 | 0 | 0 | 0 | 330.6281 | 0 | 0 | 0 | 0 | 0 | 0 | 0 | 655.3581 | 0 | 0 | 0 | 0 | 0 | 0 | 0 | 1067.0762 | 0 | 0 | 0 | 0 | 0 | 0 | 0 | 0 | 990.128 | 0 | 0 | 0 | 0.0042 | 0 | 0.00057666 | 0.00057666 | 663.5002 | 0 | 0 | 0 | 0.0042 | 0 | 0.00057666 | 0.00057666 | 1012.0762 | 0 | 0 | 0 | 0.0042 | 0 | 0 | 0.00057666 | 0.00057666 | 948.3343
03/18 21:00:00 | 59 | 15 | 4.175% | 1.2192 | 45189.514 | 1.1258 | 4.053 | 4.2187 | 3.7968 | 0.034246 | 0.11946 | 0.016402 | 338.3461 | 1.2192 | 45189.514 | 1.1258 | 4.3908 | 4.5702 | 3.8847 | 0.034246 | 0.11676 | 0.016031 | 330.6441 | 1547.58 | 0.041755 | 1910.5926 | 0.0095434 | 0.037089 | 0.0013103 | 0.038399 | 655.3965 | 1547.58 | 0.041755 | 1910.5926 | 0.0095434 | 0.061213 | 0.0013103 | 0.062523 | 1067.1387 | 1547.58 | 0.041755 | 1991.7374 | 0.0095434 | 0.0045097 | 0.056085 | 0.0019295 | 0.058015 | 990.186 | 1547.58 | 0.041755 | 1999.4573 | 0.0042 | 0.038814 | 0.00057666 | 0.039391 | 663.5395 | 1547.58 | 0.041755 | 1848.9606 | 0.0042 | 0.059238 | 0.00057666 | 0.059815 | 1012.136 | 1547.58 | 0.041755 | 1949.0932 | 0.0042 | 0.0045097 | 0.054884 | 0.0011958 | 0.05608 | 948.3903
03/18 22:00:00 | 55.94 | 13.3 | 13.85% | 1.167 | 43252.6302 | 1.1207 | 4.0346 | 4.1309 | 3.7178 | 0.11872 | 0.40479 | 0.055578 | 338.4017 | 1.167 | 43252.6302 | 1.1207 | 4.3708 | 4.4751 | 3.8039 | 0.03578 | 0.11924 | 0.016372 | 330.6605 | 5134.8215 | 0.13854 | 6339.2859 | 0.031665 | 0.12306 | 0.0043476 | 0.12741 | 655.5239 | 5134.8215 | 0.13854 | 6339.2859 | 0.031665 | 0.2031 | 0.0043476 | 0.20745 | 1067.3461 | 5134.8215 | 0.13854 | 6608.5219 | 0.031665 | 0.014963 | 0.18609 | 0.006402 | 0.19249 | 990.3785 | 5134.8215 | 0.13854 | 6634.1364 | 0.0042 | 0.12878 | 0.00057666 | 0.12936 | 663.6689 | 5134.8215 | 0.13854 | 6134.7928 | 0.0042 | 0.19655 | 0.00057666 | 0.19713 | 1012.3331 | 5134.8215 | 0.13854 | 6467.0296 | 0.0042 | 0.014963 | 0.1821 | 0.0026311 | 0.18474 | 948.5751
03/18 23:00:00 | 51.98 | 11.1 | 24.19% | 1.101 | 40806.9675 | 1.1062 | 3.9825 | 4.0124 | 3.6112 | 0.21969 | 0.7276 | 0.099899 | 338.5016 | 1.101 | 40806.9675 | 1.1062 | 4.3143 | 4.3468 | 3.6948 | 0.21969 | 0.71114 | 0.097639 | 330.7581 | 8964.962 | 0.24188 | 11067.8543 | 0.055284 | 0.21485 | 0.0075905 | 0.22244 | 655.7463 | 8964.962 | 0.24188 | 11067.8543 | 0.055284 | 0.3546 | 0.0075905 | 0.36219 | 1067.7083 | 8964.962 | 0.24188 | 11537.9176 | 0.055284 | 0.026124 | 0.32489 | 0.011177 | 0.33607 | 990.7146 | 8964.962 | 0.24188 | 11582.6382 | 0.0042 | 0.22485 | 0.00057666 | 0.22542 | 663.8943 | 8964.962 | 0.24188 | 10710.8267 | 0.0042 | 0.34316 | 0.00057666 | 0.34374 | 1012.6769 | 8964.962 | 0.24188 | 11290.8841 | 0.0042 | 0.026124 | 0.31794 | 0.0041635 | 0.3221 | 948.8972
03/18 24:00:00 | 51.08 | 10.6 | 32.58% | 1.0863 | 40260.7161 | 1.1018 | 3.9664 | 3.9846 | 3.5861 | 0.29996 | 0.98698 | 0.13551 | 338.6371 | 1.0863 | 40260.7161 | 1.1018 | 4.2969 | 4.3166 | 3.6692 | 0.22267 | 0.7161 | 0.098321 | 330.8565 | 12076.546 | 0.32583 | 14909.3161 | 0.074472 | 0.28942 | 0.010225 | 0.29965 | 656.046 | 12076.546 | 0.32583 | 14909.3161 | 0.074472 | 0.47767 | 0.010225 | 0.4879 | 1068.1962 | 12076.546 | 0.32583 | 15542.5303 | 0.074472 | 0.035192 | 0.43766 | 0.015057 | 0.45272 | 991.1673 | 12076.546 | 0.32583 | 15602.7727 | 0.0042 | 0.30289 | 0.00057666 | 0.30346 | 664.1978 | 12076.546 | 0.32583 | 14428.3704 | 0.0042 | 0.46227 | 0.00057666 | 0.46284 | 1013.1397 | 12076.546 | 0.32583 | 15209.7557 | 0.0042 | 0.035192 | 0.42829 | 0.0054085 | 0.4337 | 949.3309
03/19 01:00:00 | 51.08 | 10.6 | 38.59% | 1.0863 | 40260.7161 | 1.1018 | 3.9664 | 3.9846 | 3.5861 | 0.35529 | 1.169 | 0.16051 | 338.7976 | 1.0863 | 40260.7161 | 1.1018 | 4.2969 | 4.3166 | 3.6692 | 0.35529 | 1.1426 | 0.15688 | 331.0133 | 14304.3741 | 0.38594 | 17659.7212 | 0.08821 | 0.34282 | 0.012111 | 0.35493 | 656.4009 | 14304.3741 | 0.38594 | 17659.7212 | 0.08821 | 0.56579 | 0.012111 | 0.57791 | 1068.7741 | 14304.3741 | 0.38594 | 18409.7479 | 0.08821 | 0.041684 | 0.5184 | 0.017834 | 0.53623 | 991.7035 | 14304.3741 | 0.38594 | 18481.1035 | 0.0042 | 0.35876 | 0.00057666 | 0.35934 | 664.5571 | 14304.3741 | 0.38594 | 17090.0527 | 0.0042 | 0.54754 | 0.00057666 | 0.54812 | 1013.6878 | 14304.3741 | 0.38594 | 18015.5846 | 0.0042 | 0.041684 | 0.5073 | 0.0062999 | 0.5136 | 949.8445
03/19 02:00:00 | 48.02 | 8.9 | 46.64% | 1.0369 | 38430.0045 | 1.0836 | 3.9008 | 3.8874 | 3.4987 | 0.44981 | 1.4481 | 0.19882 | 338.9964 | 1.0369 | 38430.0045 | 1.0836 | 4.2259 | 4.2114 | 3.5797 | 0.37222 | 1.1712 | 0.1608 | 331.1741 | 17286.3143 | 0.4664 | 21341.1288 | 0.1066 | 0.41428 | 0.014636 | 0.42892 | 656.8298 | 17286.3143 | 0.4664 | 21341.1288 | 0.1066 | 0.68374 | 0.014636 | 0.69838 | 1069.4725 | 17286.3143 | 0.4664 | 22247.5088 | 0.1066 | 0.050373 | 0.62646 | 0.021552 | 0.64802 | 992.3515 | 17286.3143 | 0.4664 | 22333.7394 | 0.0042 | 0.43355 | 0.00057666 | 0.43413 | 664.9913 | 17286.3143 | 0.4664 | 20652.7053 | 0.0042 | 0.66169 | 0.00057666 | 0.66226 | 1014.3501 | 17286.3143 | 0.4664 | 21771.1767 | 0.0042 | 0.050373 | 0.61305 | 0.0074929 | 0.62054 | 950.465
03/19 03:00:00 | 46.04 | 7.8 | 54.14% | 1.0055 | 37267.2853 | 1.0695 | 3.8501 | 3.8223 | 3.4401 | 0.53844 | 1.7096 | 0.23472 | 339.2311 | 1.0055 | 37267.2853 | 1.0695 | 4.1709 | 4.1409 | 3.5197 | 0.53844 | 1.6709 | 0.22941 | 331.4036 | 20066.2213 | 0.5414 | 24773.1127 | 0.12374 | 0.4809 | 0.01699 | 0.49789 | 657.3277 | 20066.2213 | 0.5414 | 24773.1127 | 0.12374 | 0.7937 | 0.01699 | 0.81069 | 1070.2832 | 20066.2213 | 0.5414 | 25825.2526 | 0.12374 | 0.058474 | 0.72721 | 0.025018 | 0.75223 | 993.1037 | 20066.2213 | 0.5414 | 25925.3505 | 0.0042 | 0.50327 | 0.00057666 | 0.50385 | 665.4951 | 20066.2213 | 0.5414 | 23973.9801 | 0.0042 | 0.76809 | 0.00057666 | 0.76867 | 1015.1188 | 20066.2213 | 0.5414 | 25272.319 | 0.0042 | 0.058474 | 0.71164 | 0.0086052 | 0.72024 | 951.1853
03/19 04:00:00 | 44.06 | 6.7 | 59.61% | 0.97459 | 36121.741 | 1.0537 | 3.7934 | 3.7554 | 3.3799 | 0.61166 | 1.9159 | 0.26305 | 339.4942 | 0.97459 | 36121.741 | 1.0537 | 4.1095 | 4.0684 | 3.4581 | 0.55552 | 1.7007 | 0.2335 | 331.6371 | 22094.158 | 0.59612 | 27276.7383 | 0.13625 | 0.52951 | 0.018707 | 0.54821 | 657.8759 | 22094.158 | 0.59612 | 27276.7383 | 0.13625 | 0.87391 | 0.018707 | 0.89262 | 1071.1758 | 22094.158 | 0.59612 | 28435.2098 | 0.13625 | 0.064384 | 0.8007 | 0.027547 | 0.82825 | 993.932 | 22094.158 | 0.59612 | 28545.4238 | 0.0042 | 0.55413 | 0.00057666 | 0.55471 | 666.0498 | 22094.158 | 0.59612 | 26396.8435 | 0.0042 | 0.84572 | 0.00057666 | 0.8463 | 1015.965 | 22094.158 | 0.59612 | 27826.3955 | 0.0042 | 0.064384 | 0.78356 | 0.0094165 | 0.79298 | 951.9782
03/19 05:00:00 | 42.08 | 5.6 | 64.07% | 0.94415 | 34993.3717 | 1.0365 | 3.7313 | 3.6866 | 3.318 | 0.67857 | 2.0975 | 0.28799 | 339.7822 | 0.94415 | 34993.3717 | 1.0365 | 4.0422 | 3.9938 | 3.3948 | 0.67857 | 2.05 | 0.28147 | 331.9185 | 23745.5458 | 0.64067 | 29315.4887 | 0.14643 | 0.56908 | 0.020105 | 0.58919 | 658.4651 | 23745.5458 | 0.64067 | 29315.4887 | 0.14643 | 0.93923 | 0.020105 | 0.95933 | 1072.1352 | 23745.5458 | 0.64067 | 30560.5481 | 0.14643 | 0.069196 | 0.86055 | 0.029606 | 0.89016 | 994.8221 | 23745.5458 | 0.64067 | 30678.9998 | 0.0042 | 0.59555 | 0.00057666 | 0.59613 | 666.6459 | 23745.5458 | 0.64067 | 28369.8278 | 0.0042 | 0.90893 | 0.00057666 | 0.90951 | 1016.8746 | 23745.5458 | 0.64067 | 29906.229 | 0.0042 | 0.069196 | 0.84212 | 0.010077 | 0.8522 | 952.8304
03/19 06:00:00 | 41 | 5 | 64.24% | 0.92774 | 34385.1365 | 1.0265 | 3.6954 | 3.6483 | 3.2835 | 0.69245 | 2.1253 | 0.2918 | 340.0739 | 0.92774 | 34385.1365 | 1.0265 | 4.0033 | 3.9524 | 3.3595 | 0.69058 | 2.0716 | 0.28443 | 332.2029 | 23809.8947 | 0.64241 | 29394.9317 | 0.14683 | 0.57062 | 0.020159 | 0.59078 | 659.0559 | 23809.8947 | 0.64241 | 29394.9317 | 0.14683 | 0.94177 | 0.020159 | 0.96193 | 1073.0971 | 23809.8947 | 0.64241 | 30643.3651 | 0.14683 | 0.069384 | 0.86288 | 0.029686 | 0.89257 | 995.7147 | 23809.8947 | 0.64241 | 30762.1378 | 0.0042 | 0.59716 | 0.00057666 | 0.59774 | 667.2437 | 23809.8947 | 0.64241 | 28446.7081 | 0.0042 | 0.91139 | 0.00057666 | 0.91197 | 1017.7865 | 23809.8947 | 0.64241 | 29987.2729 | 0.0042 | 0.069384 | 0.84441 | 0.010103 | 0.85451 | 953.6849
03/19 07:00:00 | 41 | 5 | 63.41% | 0.92774 | 34385.1365 | 1.0265 | 3.6954 | 3.6483 | 3.2835 | 0.68346 | 2.0977 | 0.28801 | 340.362 | 0.92774 | 34385.1365 | 1.0265 | 4.0033 | 3.9524 | 3.3595 | 0.68346 | 2.0502 | 0.28149 | 332.4844 | 23500.9024 | 0.63407 | 29013.4597 | 0.14492 | 0.56322 | 0.019898 | 0.58312 | 659.639 | 23500.9024 | 0.63407 | 29013.4597 | 0.14492 | 0.92955 | 0.019898 | 0.94945 | 1074.0465 | 23500.9024 | 0.63407 | 30245.6916 | 0.14492 | 0.068483 | 0.85168 | 0.029301 | 0.88098 | 996.5957 | 23500.9024 | 0.63407 | 30362.923 | 0.0042 | 0.58942 | 0.00057666 | 0.58999 | 667.8337 | 23500.9024 | 0.63407 | 28077.5417 | 0.0042 | 0.89957 | 0.00057666 | 0.90014 | 1018.6867 | 23500.9024 | 0.63407 | 29598.1138 | 0.0042 | 0.068483 | 0.83345 | 0.0099794 | 0.84343 | 954.5284
03/19 08:00:00 | 41.18 | 5.1 | 64.53% | 0.93046 | 34486.1541 | 1.0282 | 3.7014 | 3.6548 | 3.2893 | 0.69352 | 2.131 | 0.29259 | 340.6546 | 0.93046 | 34486.1541 | 1.0282 | 4.0099 | 3.9593 | 3.3654 | 0.68146 | 2.0466 | 0.281 | 332.7654 | 23916.6825 | 0.64529 | 29526.7685 | 0.14749 | 0.57318 | 0.02025 | 0.59343 | 660.2325 | 23916.6825 | 0.64529 | 29526.7685 | 0.14749 | 0.946 | 0.02025 | 0.96625 | 1075.0128 | 23916.6825 | 0.64529 | 30780.8011 | 0.14749 | 0.069695 | 0.86675 | 0.029819 | 0.89657 | 997.4923 | 23916.6825 | 0.64529 | 30900.1066 | 0.0042 | 0.59984 | 0.00057666 | 0.60042 | 668.4341 | 23916.6825 | 0.64529 | 28574.2921 | 0.0042 | 0.91548 | 0.00057666 | 0.91606 | 1019.6027 | 23916.6825 | 0.64529 | 30121.7663 | 0.0042 | 0.069695 | 0.84819 | 0.010146 | 0.85834 | 955.3867
03/19 09:00:00 | 43.88 | 6.6 | 47.24% | 0.9718 | 36018.4523 | 1.0522 | 3.7879 | 3.7492 | 3.3743 | 0.4861 | 1.5208 | 0.2088 | 340.8634 | 0.9718 | 36018.4523 | 1.0522 | 4.1036 | 4.0617 | 3.4524 | 0.4861 | 1.4864 | 0.20408 | 332.9695 | 17508.6773 | 0.4724 | 21615.6509 | 0.10797 | 0.41961 | 0.014824 | 0.43443 | 660.6669 | 17508.6773 | 0.4724 | 21615.6509 | 0.10797 | 0.69254 | 0.014824 | 0.70736 | 1075.7202 | 17508.6773 | 0.4724 | 22533.6902 | 0.10797 | 0.051021 | 0.63452 | 0.02183 | 0.65635 | 998.1486 | 17508.6773 | 0.4724 | 22621.03 | 0.0042 | 0.43913 | 0.00057666 | 0.4397 | 668.8738 | 17508.6773 | 0.4724 | 20918.3719 | 0.0042 | 0.6702 | 0.00057666 | 0.67077 | 1020.2735 | 17508.6773 | 0.4724 | 22051.2308 | 0.0042 | 0.051021 | 0.62094 | 0.0075819 | 0.62852 | 956.0152
03/19 10:00:00 | 50 | 10 | 14.1% | 1.0687 | 39609.8985 | 1.0959 | 3.9451 | 3.9508 | 3.5557 | 0.13194 | 0.43078 | 0.059146 | 340.9225 | 1.0687 | 39609.8985 | 1.0959 | 4.2739 | 4.28 | 3.638 | 0.44203 | 1.4105 | 0.19366 | 333.1632 | 5226.2794 | 0.14101 | 6452.1968 | 0.032229 | 0.12525 | 0.004425 | 0.12968 | 660.7966 | 5226.2794 | 0.14101 | 6452.1968 | 0.032229 | 0.20672 | 0.004425 | 0.21114 | 1075.9313 | 5226.2794 | 0.14101 | 6726.2283 | 0.032229 | 0.01523 | 0.1894 | 0.006516 | 0.19592 | 998.3445 | 5226.2794 | 0.14101 | 6752.299 | 0.0042 | 0.13108 | 0.00057666 | 0.13165 | 669.0054 | 5226.2794 | 0.14101 | 6244.0614 | 0.0042 | 0.20005 | 0.00057666 | 0.20063 | 1020.4741 | 5226.2794 | 0.14101 | 6582.2159 | 0.0042 | 0.01523 | 0.18535 | 0.0026677 | 0.18802 | 956.2032
03/19 11:00:00 | 53.06 | 11.7 | 0% | 1.1188 | 41467.1533 | 1.111 | 3.9997 | 4.0453 | 3.6408 | 0 | 0 | 0 | 340.9225 | 1.1188 | 41467.1533 | 1.111 | 4.333 | 4.3824 | 3.7251 | 0 | 0 | 0 | 333.1632 | 0 | 0 | 0 | 0 | 0 | 0 | 0 | 660.7966 | 0 | 0 | 0 | 0 | 0 | 0 | 0 | 1075.9313 | 0 | 0 | 0 | 0 | 0 | 0 | 0 | 0 | 998.3445 | 0 | 0 | 0 | 0.0042 | 0 | 0.00057666 | 0.00057666 | 669.006 | 0 | 0 | 0 | 0.0042 | 0 | 0.00057666 | 0.00057666 | 1020.4747 | 0 | 0 | 0 | 0.0042 | 0 | 0 | 0.00057666 | 0.00057666 | 956.2038
03/19 12:00:00 | 55.94 | 13.3 | 0% | 1.167 | 43252.6302 | 1.1207 | 4.0346 | 4.1309 | 3.7178 | 0 | 0 | 0 | 340.9225 | 1.167 | 43252.6302 | 1.1207 | 4.3708 | 4.4751 | 3.8039 | 0 | 0 | 0 | 333.1632 | 0 | 0 | 0 | 0 | 0 | 0 | 0 | 660.7966 | 0 | 0 | 0 | 0 | 0 | 0 | 0 | 1075.9313 | 0 | 0 | 0 | 0 | 0 | 0 | 0 | 0 | 998.3445 | 0 | 0 | 0 | 0.0042 | 0 | 0.00057666 | 0.00057666 | 669.0066 | 0 | 0 | 0 | 0.0042 | 0 | 0.00057666 | 0.00057666 | 1020.4753 | 0 | 0 | 0 | 0.0042 | 0 | 0 | 0.00057666 | 0.00057666 | 956.2044
03/19 13:00:00 | 55.94 | 13.3 | 0% | 1.167 | 43252.6302 | 1.1207 | 4.0346 | 4.1309 | 3.7178 | 0 | 0 | 0 | 340.9225 | 1.167 | 43252.6302 | 1.1207 | 4.3708 | 4.4751 | 3.8039 | 0 | 0 | 0 | 333.1632 | 0 | 0 | 0 | 0 | 0 | 0 | 0 | 660.7966 | 0 | 0 | 0 | 0 | 0 | 0 | 0 | 1075.9313 | 0 | 0 | 0 | 0 | 0 | 0 | 0 | 0 | 998.3445 | 0 | 0 | 0 | 0.0042 | 0 | 0.00057666 | 0.00057666 | 669.0072 | 0 | 0 | 0 | 0.0042 | 0 | 0.00057666 | 0.00057666 | 1020.4759 | 0 | 0 | 0 | 0.0042 | 0 | 0 | 0.00057666 | 0.00057666 | 956.205
03/19 14:00:00 | 60.98 | 16.1 | 0% | 1.2536 | 46464.6508 | 1.1263 | 4.0545 | 4.274 | 3.8466 | 0 | 0 | 0 | 340.9225 | 1.2536 | 46464.6508 | 1.1263 | 4.3924 | 4.6301 | 3.9356 | 0 | 0 | 0 | 333.1632 | 0 | 0 | 0 | 0 | 0 | 0 | 0 | 660.7966 | 0 | 0 | 0 | 0 | 0 | 0 | 0 | 1075.9313 | 0 | 0 | 0 | 0 | 0 | 0 | 0 | 0 | 998.3445 | 0 | 0 | 0 | 0.0042 | 0 | 0.00057666 | 0.00057666 | 669.0078 | 0 | 0 | 0 | 0.0042 | 0 | 0.00057666 | 0.00057666 | 1020.4764 | 0 | 0 | 0 | 0.0042 | 0 | 0 | 0.00057666 | 0.00057666 | 956.2056
03/19 15:00:00 | 62.06 | 16.7 | 0% | 1.2726 | 47167.4189 | 1.1255 | 4.0519 | 4.3037 | 3.8734 | 0 | 0 | 0 | 340.9225 | 1.2726 | 47167.4189 | 1.1255 | 4.3895 | 4.6624 | 3.963 | 0 | 0 | 0 | 333.1632 | 0 | 0 | 0 | 0 | 0 | 0 | 0 | 660.7966 | 0 | 0 | 0 | 0 | 0 | 0 | 0 | 1075.9313 | 0 | 0 | 0 | 0 | 0 | 0 | 0 | 0 | 998.3445 | 0 | 0 | 0 | 0.0042 | 0 | 0.00057666 | 0.00057666 | 669.0083 | 0 | 0 | 0 | 0.0042 | 0 | 0.00057666 | 0.00057666 | 1020.477 | 0 | 0 | 0 | 0.0042 | 0 | 0 | 0.00057666 | 0.00057666 | 956.2061
03/19 16:00:00 | 62.96 | 17.2 | 0% | 1.2885 | 47756.9624 | 1.1244 | 4.0478 | 4.3283 | 3.8955 | 0 | 0 | 0 | 340.9225 | 1.2885 | 47756.9624 | 1.1244 | 4.3851 | 4.689 | 3.9857 | 0 | 0 | 0 | 333.1632 | 0 | 0 | 0 | 0 | 0 | 0 | 0 | 660.7966 | 0 | 0 | 0 | 0 | 0 | 0 | 0 | 1075.9313 | 0 | 0 | 0 | 0 | 0 | 0 | 0 | 0 | 998.3445 | 0 | 0 | 0 | 0.0042 | 0 | 0.00057666 | 0.00057666 | 669.0089 | 0 | 0 | 0 | 0.0042 | 0 | 0.00057666 | 0.00057666 | 1020.4776 | 0 | 0 | 0 | 0.0042 | 0 | 0 | 0.00057666 | 0.00057666 | 956.2067
03/19 17:00:00 | 62.06 | 16.7 | 0% | 1.2726 | 47167.4189 | 1.1255 | 4.0519 | 4.3037 | 3.8734 | 0 | 0 | 0 | 340.9225 | 1.2726 | 47167.4189 | 1.1255 | 4.3895 | 4.6624 | 3.963 | 0 | 0 | 0 | 333.1632 | 0 | 0 | 0 | 0 | 0 | 0 | 0 | 660.7966 | 0 | 0 | 0 | 0 | 0 | 0 | 0 | 1075.9313 | 0 | 0 | 0 | 0 | 0 | 0 | 0 | 0 | 998.3445 | 0 | 0 | 0 | 0.0042 | 0 | 0.00057666 | 0.00057666 | 669.0095 | 0 | 0 | 0 | 0.0042 | 0 | 0.00057666 | 0.00057666 | 1020.4782 | 0 | 0 | 0 | 0.0042 | 0 | 0 | 0.00057666 | 0.00057666 | 956.2073
03/19 18:00:00 | 59 | 15 | 0% | 1.2192 | 45189.514 | 1.1258 | 4.053 | 4.2187 | 3.7968 | 0 | 0 | 0 | 340.9225 | 1.2192 | 45189.514 | 1.1258 | 4.3908 | 4.5702 | 3.8847 | 0 | 0 | 0 | 333.1632 | 0 | 0 | 0 | 0 | 0 | 0 | 0 | 660.7966 | 0 | 0 | 0 | 0 | 0 | 0 | 0 | 1075.9313 | 0 | 0 | 0 | 0 | 0 | 0 | 0 | 0 | 998.3445 | 0 | 0 | 0 | 0.0042 | 0 | 0.00057666 | 0.00057666 | 669.0101 | 0 | 0 | 0 | 0.0042 | 0 | 0.00057666 | 0.00057666 | 1020.4787 | 0 | 0 | 0 | 0.0042 | 0 | 0 | 0.00057666 | 0.00057666 | 956.2079
03/19 19:00:00 | 59 | 15 | 0% | 1.2192 | 45189.514 | 1.1258 | 4.053 | 4.2187 | 3.7968 | 0 | 0 | 0 | 340.9225 | 1.2192 | 45189.514 | 1.1258 | 4.3908 | 4.5702 | 3.8847 | 0 | 0 | 0 | 333.1632 | 0 | 0 | 0 | 0 | 0 | 0 | 0 | 660.7966 | 0 | 0 | 0 | 0 | 0 | 0 | 0 | 1075.9313 | 0 | 0 | 0 | 0 | 0 | 0 | 0 | 0 | 998.3445 | 0 | 0 | 0 | 0.0042 | 0 | 0.00057666 | 0.00057666 | 669.0106 | 0 | 0 | 0 | 0.0042 | 0 | 0.00057666 | 0.00057666 | 1020.4793 | 0 | 0 | 0 | 0.0042 | 0 | 0 | 0.00057666 | 0.00057666 | 956.2084
03/19 20:00:00 | 55.58 | 13.1 | 0% | 1.1609 | 43027.4584 | 1.1198 | 4.0311 | 4.1204 | 3.7083 | 0 | 0 | 0 | 340.9225 | 1.1609 | 43027.4584 | 1.1198 | 4.367 | 4.4637 | 3.7942 | 0 | 0 | 0 | 333.1632 | 0 | 0 | 0 | 0 | 0 | 0 | 0 | 660.7966 | 0 | 0 | 0 | 0 | 0 | 0 | 0 | 1075.9313 | 0 | 0 | 0 | 0 | 0 | 0 | 0 | 0 | 998.3445 | 0 | 0 | 0 | 0.0042 | 0 | 0.00057666 | 0.00057666 | 669.0112 | 0 | 0 | 0 | 0.0042 | 0 | 0.00057666 | 0.00057666 | 1020.4799 | 0 | 0 | 0 | 0.0042 | 0 | 0 | 0.00057666 | 0.00057666 | 956.209
03/19 21:00:00 | 54.14 | 12.3 | 0% | 1.1368 | 42132.4489 | 1.1152 | 4.0147 | 4.0778 | 3.67 | 0 | 0 | 0 | 340.9225 | 1.1368 | 42132.4489 | 1.1152 | 4.3493 | 4.4176 | 3.755 | 0 | 0 | 0 | 333.1632 | 0 | 0 | 0 | 0 | 0 | 0 | 0 | 660.7966 | 0 | 0 | 0 | 0 | 0 | 0 | 0 | 1075.9313 | 0 | 0 | 0 | 0 | 0 | 0 | 0 | 0 | 998.3445 | 0 | 0 | 0 | 0.0042 | 0 | 0.00057666 | 0.00057666 | 669.0118 | 0 | 0 | 0 | 0.0042 | 0 | 0.00057666 | 0.00057666 | 1020.4805 | 0 | 0 | 0 | 0.0042 | 0 | 0 | 0.00057666 | 0.00057666 | 956.2096
03/19 22:00:00 | 49.1 | 9.5 | 7.314% | 1.0542 | 39071.4539 | 1.0905 | 3.9258 | 3.9222 | 3.53 | 0.069381 | 0.22507 | 0.030902 | 340.9534 | 1.0542 | 39071.4539 | 1.0905 | 4.253 | 4.2491 | 3.6117 | 0 | 0 | 0 | 333.1632 | 2710.8159 | 0.07314 | 3346.6862 | 0.016717 | 0.064967 | 0.0022952 | 0.067262 | 660.8638 | 2710.8159 | 0.07314 | 3346.6862 | 0.016717 | 0.10722 | 0.0022952 | 0.10952 | 1076.0408 | 2710.8159 | 0.07314 | 3488.8235 | 0.016717 | 0.0078995 | 0.098241 | 0.0033798 | 0.10162 | 998.4462 | 2710.8159 | 0.07314 | 3502.3461 | 0.0042 | 0.067989 | 0.00057666 | 0.068565 | 669.0804 | 2710.8159 | 0.07314 | 3238.7286 | 0.0042 | 0.10376 | 0.00057666 | 0.10434 | 1020.5848 | 2710.8159 | 0.07314 | 3414.1258 | 0.0042 | 0.0078995 | 0.096138 | 0.0016613 | 0.097799 | 956.3074
03/19 23:00:00 | 46.76 | 8.2 | 19.02% | 1.0169 | 37688.1051 | 1.0748 | 3.8692 | 3.8462 | 3.4616 | 0.18708 | 0.59696 | 0.081962 | 341.0354 | 1.0169 | 37688.1051 | 1.0748 | 4.1917 | 4.1667 | 3.5417 | 0.18708 | 0.58345 | 0.080108 | 333.2433 | 7050.6764 | 0.19023 | 8704.5388 | 0.043479 | 0.16898 | 0.0059697 | 0.17495 | 661.0388 | 7050.6764 | 0.19023 | 8704.5388 | 0.043479 | 0.27888 | 0.0059697 | 0.28485 | 1076.3257 | 7050.6764 | 0.19023 | 9074.2296 | 0.043479 | 0.020546 | 0.25552 | 0.0087907 | 0.26431 | 998.7105 | 7050.6764 | 0.19023 | 9109.401 | 0.0042 | 0.17683 | 0.00057666 | 0.17741 | 669.2578 | 7050.6764 | 0.19023 | 8423.7472 | 0.0042 | 0.26989 | 0.00057666 | 0.27046 | 1020.8553 | 7050.6764 | 0.19023 | 8879.9451 | 0.0042 | 0.020546 | 0.25005 | 0.0033976 | 0.25345 | 956.5608
03/19 24:00:00 | 46.22 | 7.9 | 28.86% | 1.0083 | 37372.2773 | 1.0708 | 3.8549 | 3.8283 | 3.4455 | 0.28626 | 0.91002 | 0.12495 | 341.1603 | 1.0083 | 37372.2773 | 1.0708 | 4.1762 | 4.1474 | 3.5253 | 0.18866 | 0.58618 | 0.080483 | 333.3238 | 10698.218 | 0.28865 | 13207.6766 | 0.065972 | 0.25639 | 0.009058 | 0.26545 | 661.3042 | 10698.218 | 0.28865 | 13207.6766 | 0.065972 | 0.42316 | 0.009058 | 0.43221 | 1076.7579 | 10698.218 | 0.28865 | 13768.6204 | 0.065972 | 0.031175 | 0.38771 | 0.013338 | 0.40105 | 999.1115 | 10698.218 | 0.28865 | 13821.9871 | 0.0042 | 0.26832 | 0.00057666 | 0.26889 | 669.5267 | 10698.218 | 0.28865 | 12781.6225 | 0.0042 | 0.40951 | 0.00057666 | 0.41008 | 1021.2654 | 10698.218 | 0.28865 | 13473.8263 | 0.0042 | 0.031175 | 0.37941 | 0.004857 | 0.38426 | 956.9451
03/20 01:00:00 | 45.86 | 7.7 | 36.15% | 1.0027 | 37162.4352 | 1.0681 | 3.8451 | 3.8163 | 3.4347 | 0.36057 | 1.1434 | 0.15699 | 341.3173 | 1.0027 | 37162.4352 | 1.0681 | 4.1656 | 4.1344 | 3.5142 | 0.36057 | 1.1175 | 0.15344 | 333.4772 | 13399.5991 | 0.36153 | 16542.715 | 0.082631 | 0.32113 | 0.011345 | 0.33248 | 661.6367 | 13399.5991 | 0.36153 | 16542.715 | 0.082631 | 0.53001 | 0.011345 | 0.54135 | 1077.2992 | 13399.5991 | 0.36153 | 17245.3013 | 0.082631 | 0.039047 | 0.48561 | 0.016706 | 0.50231 | 999.6138 | 13399.5991 | 0.36153 | 17312.1436 | 0.0042 | 0.33607 | 0.00057666 | 0.33665 | 669.8633 | 13399.5991 | 0.36153 | 16009.079 | 0.0042 | 0.51291 | 0.00057666 | 0.51349 | 1021.7788 | 13399.5991 | 0.36153 | 16876.0694 | 0.0042 | 0.039047 | 0.47521 | 0.0059379 | 0.48115 | 957.4262
03/20 02:00:00 | 45.14 | 7.3 | 40.9% | 0.99139 | 36744.4542 | 1.0625 | 3.825 | 3.7921 | 3.4129 | 0.41251 | 1.3016 | 0.17871 | 341.496 | 0.99139 | 36744.4542 | 1.0625 | 4.1437 | 4.1082 | 3.4919 | 0.36467 | 1.1246 | 0.15441 | 333.6316 | 15157.3449 | 0.40896 | 18712.7715 | 0.09347 | 0.36326 | 0.012833 | 0.37609 | 662.0128 | 15157.3449 | 0.40896 | 18712.7715 | 0.09347 | 0.59953 | 0.012833 | 0.61237 | 1077.9116 | 15157.3449 | 0.40896 | 19507.5224 | 0.09347 | 0.044169 | 0.54931 | 0.018898 | 0.56821 | 1000.182 | 15157.3449 | 0.40896 | 19583.133 | 0.0042 | 0.38015 | 0.00057666 | 0.38073 | 670.244 | 15157.3449 | 0.40896 | 18109.1337 | 0.0042 | 0.58019 | 0.00057666 | 0.58077 | 1022.3596 | 15157.3449 | 0.40896 | 19089.8551 | 0.0042 | 0.044169 | 0.53755 | 0.0066411 | 0.54419 | 957.9704
03/20 03:00:00 | 44.06 | 6.7 | 44.67% | 0.97459 | 36121.741 | 1.0537 | 3.7934 | 3.7554 | 3.3799 | 0.45834 | 1.4357 | 0.19712 | 341.6931 | 0.97459 | 36121.741 | 1.0537 | 4.1095 | 4.0684 | 3.4581 | 0.45834 | 1.4032 | 0.19266 | 333.8243 | 16556.1088 | 0.4467 | 20439.6405 | 0.1021 | 0.39678 | 0.014018 | 0.4108 | 662.4236 | 16556.1088 | 0.4467 | 20439.6405 | 0.1021 | 0.65486 | 0.014018 | 0.66888 | 1078.5805 | 16556.1088 | 0.4467 | 21307.7334 | 0.1021 | 0.048246 | 0.6 | 0.020642 | 0.62064 | 1000.8027 | 16556.1088 | 0.4467 | 21390.3215 | 0.0042 | 0.41524 | 0.00057666 | 0.41581 | 670.6599 | 16556.1088 | 0.4467 | 19780.2973 | 0.0042 | 0.63373 | 0.00057666 | 0.63431 | 1022.9939 | 16556.1088 | 0.4467 | 20851.5225 | 0.0042 | 0.048246 | 0.58715 | 0.0072008 | 0.59436 | 958.5648
03/20 04:00:00 | 43.34 | 6.3 | 48.37% | 0.96347 | 35709.4377 | 1.0476 | 3.7714 | 3.7306 | 3.3575 | 0.50203 | 1.5649 | 0.21486 | 341.908 | 0.96347 | 35709.4377 | 1.0476 | 4.0856 | 4.0415 | 3.4353 | 0.46363 | 1.4125 | 0.19394 | 334.0182 | 17927.2525 | 0.48369 | 22132.4105 | 0.11055 | 0.42964 | 0.015179 | 0.44482 | 662.8684 | 17927.2525 | 0.48369 | 22132.4105 | 0.11055 | 0.70909 | 0.015179 | 0.72427 | 1079.3047 | 17927.2525 | 0.48369 | 23072.397 | 0.11055 | 0.052241 | 0.64969 | 0.022351 | 0.67204 | 1001.4747 | 17927.2525 | 0.48369 | 23161.8249 | 0.0042 | 0.44963 | 0.00057666 | 0.4502 | 671.1101 | 17927.2525 | 0.48369 | 21418.4617 | 0.0042 | 0.68622 | 0.00057666 | 0.6868 | 1023.6807 | 17927.2525 | 0.48369 | 22578.4036 | 0.0042 | 0.052241 | 0.63578 | 0.0077494 | 0.64353 | 959.2083
03/20 05:00:00 | 41 | 5 | 51.45% | 0.92774 | 34385.1365 | 1.0265 | 3.6954 | 3.6483 | 3.2835 | 0.55459 | 1.7021 | 0.2337 | 342.1417 | 0.92774 | 34385.1365 | 1.0265 | 4.0033 | 3.9524 | 3.3595 | 0.55459 | 1.6636 | 0.22842 | 334.2466 | 19069.6603 | 0.51451 | 23542.7905 | 0.1176 | 0.45702 | 0.016146 | 0.47317 | 663.3416 | 19069.6603 | 0.51451 | 23542.7905 | 0.1176 | 0.75428 | 0.016146 | 0.77043 | 1080.0752 | 19069.6603 | 0.51451 | 24542.6774 | 0.1176 | 0.05557 | 0.69109 | 0.023776 | 0.71487 | 1002.1896 | 19069.6603 | 0.51451 | 24637.804 | 0.0042 | 0.47828 | 0.00057666 | 0.47885 | 671.5889 | 19069.6603 | 0.51451 | 22783.3457 | 0.0042 | 0.72995 | 0.00057666 | 0.73052 | 1024.4112 | 19069.6603 | 0.51451 | 24017.2044 | 0.0042 | 0.05557 | 0.6763 | 0.0082064 | 0.6845 | 959.8928
03/20 06:00:00 | 40.64 | 4.8 | 52.06% | 0.9223 | 34183.5269 | 1.0231 | 3.6831 | 3.6354 | 3.2719 | 0.56447 | 1.7284 | 0.23731 | 342.379 | 0.9223 | 34183.5269 | 1.0231 | 3.99 | 3.9384 | 3.3476 | 0.55786 | 1.6695 | 0.22923 | 334.4759 | 19295.4258 | 0.5206 | 23821.5134 | 0.11899 | 0.46243 | 0.016337 | 0.47877 | 663.8203 | 19295.4258 | 0.5206 | 23821.5134 | 0.11899 | 0.76321 | 0.016337 | 0.77955 | 1080.8547 | 19295.4258 | 0.5206 | 24833.2379 | 0.11899 | 0.056228 | 0.69928 | 0.024057 | 0.72333 | 1002.9129 | 19295.4258 | 0.5206 | 24929.4907 | 0.0042 | 0.48394 | 0.00057666 | 0.48452 | 672.0734 | 19295.4258 | 0.5206 | 23053.0774 | 0.0042 | 0.73859 | 0.00057666 | 0.73917 | 1025.1504 | 19295.4258 | 0.5206 | 24301.5439 | 0.0042 | 0.056228 | 0.6843 | 0.0082968 | 0.6926 | 960.5854
03/20 07:00:00 | 41.36 | 5.2 | 50.29% | 0.93319 | 34587.3138 | 1.0299 | 3.7075 | 3.6612 | 3.295 | 0.53894 | 1.658 | 0.22765 | 342.6066 | 0.93319 | 34587.3138 | 1.0299 | 4.0164 | 3.9663 | 3.3713 | 0.53894 | 1.6205 | 0.22249 | 334.6984 | 18640.5131 | 0.50293 | 23012.9792 | 0.11495 | 0.44674 | 0.015783 | 0.46252 | 664.2829 | 18640.5131 | 0.50293 | 23012.9792 | 0.11495 | 0.73731 | 0.015783 | 0.75309 | 1081.6078 | 18640.5131 | 0.50293 | 23990.3644 | 0.11495 | 0.05432 | 0.67554 | 0.023241 | 0.69878 | 1003.6117 | 18640.5131 | 0.50293 | 24083.3503 | 0.0042 | 0.46751 | 0.00057666 | 0.46809 | 672.5415 | 18640.5131 | 0.50293 | 22270.625 | 0.0042 | 0.71352 | 0.00057666 | 0.7141 | 1025.8645 | 18640.5131 | 0.50293 | 23476.7168 | 0.0042 | 0.05432 | 0.66108 | 0.0080347 | 0.66911 | 961.2545
03/20 08:00:00 | 46.94 | 8.3 | 31.81% | 1.0197 | 37793.6649 | 1.0761 | 3.8739 | 3.8522 | 3.4669 | 0.31197 | 0.99672 | 0.13685 | 342.7435 | 1.0197 | 37793.6649 | 1.0761 | 4.1967 | 4.1732 | 3.5472 | 0.49322 | 1.5402 | 0.21146 | 334.9098 | 11790.3873 | 0.31811 | 14556.0337 | 0.072707 | 0.28257 | 0.0099827 | 0.29255 | 664.5754 | 11790.3873 | 0.31811 | 14556.0337 | 0.072707 | 0.46636 | 0.0099827 | 0.47634 | 1082.0841 | 11790.3873 | 0.31811 | 15174.2436 | 0.072707 | 0.034358 | 0.42729 | 0.0147 | 0.44199 | 1004.0537 | 11790.3873 | 0.31811 | 15233.0585 | 0.0042 | 0.29571 | 0.00057666 | 0.29629 | 672.8378 | 11790.3873 | 0.31811 | 14086.4842 | 0.0042 | 0.45131 | 0.00057666 | 0.45189 | 1026.3164 | 11790.3873 | 0.31811 | 14849.3543 | 0.0042 | 0.034358 | 0.41814 | 0.005294 | 0.42343 | 961.678
03/20 09:00:00 | 50 | 10 | 18.09% | 1.0687 | 39609.8985 | 1.0959 | 3.9451 | 3.9508 | 3.5557 | 0.16926 | 0.55261 | 0.075873 | 342.8194 | 1.0687 | 39609.8985 | 1.0959 | 4.2739 | 4.28 | 3.638 | 0.16926 | 0.54011 | 0.074157 | 334.984 | 6704.2814 | 0.18089 | 8276.8906 | 0.041343 | 0.16067 | 0.0056764 | 0.16635 | 664.7418 | 6704.2814 | 0.18089 | 8276.8906 | 0.041343 | 0.26518 | 0.0056764 | 0.27086 | 1082.355 | 6704.2814 | 0.18089 | 8628.4188 | 0.041343 | 0.019537 | 0.24297 | 0.0083588 | 0.25133 | 1004.305 | 6704.2814 | 0.18089 | 8661.8622 | 0.0042 | 0.16815 | 0.00057666 | 0.16872 | 673.0065 | 6704.2814 | 0.18089 | 8009.8941 | 0.0042 | 0.25663 | 0.00057666 | 0.2572 | 1026.5736 | 6704.2814 | 0.18089 | 8443.6793 | 0.0042 | 0.019537 | 0.23776 | 0.003259 | 0.24102 | 961.919
03/20 10:00:00 | 55.94 | 13.3 | 6.712% | 1.167 | 43252.6302 | 1.1207 | 4.0346 | 4.1309 | 3.7178 | 0.057516 | 0.19611 | 0.026926 | 342.8463 | 1.167 | 43252.6302 | 1.1207 | 4.3708 | 4.4751 | 3.8039 | 0.155 | 0.51656 | 0.070923 | 335.0549 | 2487.7319 | 0.067121 | 3071.274 | 0.015341 | 0.059621 | 0.0021063 | 0.061727 | 664.8035 | 2487.7319 | 0.067121 | 3071.274 | 0.015341 | 0.0984 | 0.0021063 | 0.10051 | 1082.4555 | 2487.7319 | 0.067121 | 3201.7142 | 0.015341 | 0.0072494 | 0.090157 | 0.0031017 | 0.093258 | 1004.3983 | 2487.7319 | 0.067121 | 3214.1239 | 0.0042 | 0.062394 | 0.00057666 | 0.06297 | 673.0695 | 2487.7319 | 0.067121 | 2972.2006 | 0.0042 | 0.095225 | 0.00057666 | 0.095802 | 1026.6694 | 2487.7319 | 0.067121 | 3133.1636 | 0.0042 | 0.0072494 | 0.088226 | 0.001572 | 0.089798 | 962.0088
03/20 11:00:00 | 60.98 | 16.1 | 0% | 1.2536 | 46464.6508 | 1.1263 | 4.0545 | 4.274 | 3.8466 | 0 | 0 | 0 | 342.8463 | 1.2536 | 46464.6508 | 1.1263 | 4.3924 | 4.6301 | 3.9356 | 0 | 0 | 0 | 335.0549 | 0 | 0 | 0 | 0 | 0 | 0 | 0 | 664.8035 | 0 | 0 | 0 | 0 | 0 | 0 | 0 | 1082.4555 | 0 | 0 | 0 | 0 | 0 | 0 | 0 | 0 | 1004.3983 | 0 | 0 | 0 | 0.0042 | 0 | 0.00057666 | 0.00057666 | 673.0701 | 0 | 0 | 0 | 0.0042 | 0 | 0.00057666 | 0.00057666 | 1026.67 | 0 | 0 | 0 | 0.0042 | 0 | 0 | 0.00057666 | 0.00057666 | 962.0094
03/20 12:00:00 | 66.02 | 18.9 | 0% | 1.3433 | 49787.9534 | 1.117 | 4.0213 | 4.4109 | 3.9698 | 0 | 0 | 0 | 342.8463 | 1.3433 | 49787.9534 | 1.117 | 4.3565 | 4.7785 | 4.0617 | 0 | 0 | 0 | 335.0549 | 0 | 0 | 0 | 0 | 0 | 0 | 0 | 664.8035 | 0 | 0 | 0 | 0 | 0 | 0 | 0 | 1082.4555 | 0 | 0 | 0 | 0 | 0 | 0 | 0 | 0 | 1004.3983 | 0 | 0 | 0 | 0.0042 | 0 | 0.00057666 | 0.00057666 | 673.0706 | 0 | 0 | 0 | 0.0042 | 0 | 0.00057666 | 0.00057666 | 1026.6706 | 0 | 0 | 0 | 0.0042 | 0 | 0 | 0.00057666 | 0.00057666 | 962.0099
03/20 13:00:00 | 66.02 | 18.9 | 0% | 1.3433 | 49787.9534 | 1.117 | 4.0213 | 4.4109 | 3.9698 | 0 | 0 | 0 | 342.8463 | 1.3433 | 49787.9534 | 1.117 | 4.3565 | 4.7785 | 4.0617 | 0 | 0 | 0 | 335.0549 | 0 | 0 | 0 | 0 | 0 | 0 | 0 | 664.8035 | 0 | 0 | 0 | 0 | 0 | 0 | 0 | 1082.4555 | 0 | 0 | 0 | 0 | 0 | 0 | 0 | 0 | 1004.3983 | 0 | 0 | 0 | 0.0042 | 0 | 0.00057666 | 0.00057666 | 673.0712 | 0 | 0 | 0 | 0.0042 | 0 | 0.00057666 | 0.00057666 | 1026.6711 | 0 | 0 | 0 | 0.0042 | 0 | 0 | 0.00057666 | 0.00057666 | 962.0105
03/20 14:00:00 | 73.94 | 23.3 | 0% | 1.4903 | 55235.1212 | 1.0748 | 3.8692 | 4.6215 | 4.1594 | 0 | 0 | 0 | 342.8463 | 1.4903 | 55235.1212 | 1.0748 | 4.1916 | 5.0067 | 4.2557 | 0 | 0 | 0 | 335.0549 | 0 | 0 | 0 | 0 | 0 | 0 | 0 | 664.8035 | 0 | 0 | 0 | 0 | 0 | 0 | 0 | 1082.4555 | 0 | 0 | 0 | 0 | 0 | 0 | 0 | 0 | 1004.3983 | 0 | 0 | 0 | 0.0042 | 0 | 0.00057666 | 0.00057666 | 673.0718 | 0 | 0 | 0 | 0.0042 | 0 | 0.00057666 | 0.00057666 | 1026.6717 | 0 | 0 | 0 | 0.0042 | 0 | 0 | 0.00057666 | 0.00057666 | 962.0111
03/20 15:00:00 | 75.92 | 24.4 | 0% | 1.5282 | 56639.8504 | 1.0596 | 3.8146 | 4.6745 | 4.2071 | 0 | 0 | 0 | 342.8463 | 1.5282 | 56639.8504 | 1.0596 | 4.1325 | 5.0641 | 4.3044 | 0 | 0 | 0 | 335.0549 | 0 | 0 | 0 | 0 | 0 | 0 | 0 | 664.8035 | 0 | 0 | 0 | 0 | 0 | 0 | 0 | 1082.4555 | 0 | 0 | 0 | 0 | 0 | 0 | 0 | 0 | 1004.3983 | 0 | 0 | 0 | 0.0042 | 0 | 0.00057666 | 0.00057666 | 673.0724 | 0 | 0 | 0 | 0.0042 | 0 | 0.00057666 | 0.00057666 | 1026.6723 | 0 | 0 | 0 | 0.0042 | 0 | 0 | 0.00057666 | 0.00057666 | 962.0117
03/20 16:00:00 | 75.92 | 24.4 | 0% | 1.5282 | 56639.8504 | 1.0596 | 3.8146 | 4.6745 | 4.2071 | 0 | 0 | 0 | 342.8463 | 1.5282 | 56639.8504 | 1.0596 | 4.1325 | 5.0641 | 4.3044 | 0 | 0 | 0 | 335.0549 | 0 | 0 | 0 | 0 | 0 | 0 | 0 | 664.8035 | 0 | 0 | 0 | 0 | 0 | 0 | 0 | 1082.4555 | 0 | 0 | 0 | 0 | 0 | 0 | 0 | 0 | 1004.3983 | 0 | 0 | 0 | 0.0042 | 0 | 0.00057666 | 0.00057666 | 673.073 | 0 | 0 | 0 | 0.0042 | 0 | 0.00057666 | 0.00057666 | 1026.6729 | 0 | 0 | 0 | 0.0042 | 0 | 0 | 0.00057666 | 0.00057666 | 962.0123
03/20 17:00:00 | 75.92 | 24.4 | 0% | 1.5282 | 56639.8504 | 1.0596 | 3.8146 | 4.6745 | 4.2071 | 0 | 0 | 0 | 342.8463 | 1.5282 | 56639.8504 | 1.0596 | 4.1325 | 5.0641 | 4.3044 | 0 | 0 | 0 | 335.0549 | 0 | 0 | 0 | 0 | 0 | 0 | 0 | 664.8035 | 0 | 0 | 0 | 0 | 0 | 0 | 0 | 1082.4555 | 0 | 0 | 0 | 0 | 0 | 0 | 0 | 0 | 1004.3983 | 0 | 0 | 0 | 0.0042 | 0 | 0.00057666 | 0.00057666 | 673.0735 | 0 | 0 | 0 | 0.0042 | 0 | 0.00057666 | 0.00057666 | 1026.6734 | 0 | 0 | 0 | 0.0042 | 0 | 0 | 0.00057666 | 0.00057666 | 962.0128
03/20 18:00:00 | 71.96 | 22.2 | 0% | 1.4528 | 53847.5669 | 1.0882 | 3.9177 | 4.5689 | 4.112 | 0 | 0 | 0 | 342.8463 | 1.4528 | 53847.5669 | 1.0882 | 4.2442 | 4.9496 | 4.2072 | 0 | 0 | 0 | 335.0549 | 0 | 0 | 0 | 0 | 0 | 0 | 0 | 664.8035 | 0 | 0 | 0 | 0 | 0 | 0 | 0 | 1082.4555 | 0 | 0 | 0 | 0 | 0 | 0 | 0 | 0 | 1004.3983 | 0 | 0 | 0 | 0.0042 | 0 | 0.00057666 | 0.00057666 | 673.0741 | 0 | 0 | 0 | 0.0042 | 0 | 0.00057666 | 0.00057666 | 1026.674 | 0 | 0 | 0 | 0.0042 | 0 | 0 | 0.00057666 | 0.00057666 | 962.0134
03/20 19:00:00 | 71.96 | 22.2 | 0% | 1.4528 | 53847.5669 | 1.0882 | 3.9177 | 4.5689 | 4.112 | 0 | 0 | 0 | 342.8463 | 1.4528 | 53847.5669 | 1.0882 | 4.2442 | 4.9496 | 4.2072 | 0 | 0 | 0 | 335.0549 | 0 | 0 | 0 | 0 | 0 | 0 | 0 | 664.8035 | 0 | 0 | 0 | 0 | 0 | 0 | 0 | 1082.4555 | 0 | 0 | 0 | 0 | 0 | 0 | 0 | 0 | 1004.3983 | 0 | 0 | 0 | 0.0042 | 0 | 0.00057666 | 0.00057666 | 673.0747 | 0 | 0 | 0 | 0.0042 | 0 | 0.00057666 | 0.00057666 | 1026.6746 | 0 | 0 | 0 | 0.0042 | 0 | 0 | 0.00057666 | 0.00057666 | 962.014
03/20 20:00:00 | 60.98 | 16.1 | 0% | 1.2536 | 46464.6508 | 1.1263 | 4.0545 | 4.274 | 3.8466 | 0 | 0 | 0 | 342.8463 | 1.2536 | 46464.6508 | 1.1263 | 4.3924 | 4.6301 | 3.9356 | 0 | 0 | 0 | 335.0549 | 0 | 0 | 0 | 0 | 0 | 0 | 0 | 664.8035 | 0 | 0 | 0 | 0 | 0 | 0 | 0 | 1082.4555 | 0 | 0 | 0 | 0 | 0 | 0 | 0 | 0 | 1004.3983 | 0 | 0 | 0 | 0.0042 | 0 | 0.00057666 | 0.00057666 | 673.0753 | 0 | 0 | 0 | 0.0042 | 0 | 0.00057666 | 0.00057666 | 1026.6752 | 0 | 0 | 0 | 0.0042 | 0 | 0 | 0.00057666 | 0.00057666 | 962.0146
03/20 21:00:00 | 60.08 | 15.6 | 0% | 1.238 | 45882.914 | 1.1264 | 4.0549 | 4.249 | 3.8241 | 0 | 0 | 0 | 342.8463 | 1.238 | 45882.914 | 1.1264 | 4.3928 | 4.603 | 3.9126 | 0 | 0 | 0 | 335.0549 | 0 | 0 | 0 | 0 | 0 | 0 | 0 | 664.8035 | 0 | 0 | 0 | 0 | 0 | 0 | 0 | 1082.4555 | 0 | 0 | 0 | 0 | 0 | 0 | 0 | 0 | 1004.3983 | 0 | 0 | 0 | 0.0042 | 0 | 0.00057666 | 0.00057666 | 673.0758 | 0 | 0 | 0 | 0.0042 | 0 | 0.00057666 | 0.00057666 | 1026.6757 | 0 | 0 | 0 | 0.0042 | 0 | 0 | 0.00057666 | 0.00057666 | 962.0151
03/20 22:00:00 | 59 | 15 | 0% | 1.2192 | 45189.514 | 1.1258 | 4.053 | 4.2187 | 3.7968 | 0 | 0 | 0 | 342.8463 | 1.2192 | 45189.514 | 1.1258 | 4.3908 | 4.5702 | 3.8847 | 0 | 0 | 0 | 335.0549 | 0 | 0 | 0 | 0 | 0 | 0 | 0 | 664.8035 | 0 | 0 | 0 | 0 | 0 | 0 | 0 | 1082.4555 | 0 | 0 | 0 | 0 | 0 | 0 | 0 | 0 | 1004.3983 | 0 | 0 | 0 | 0.0042 | 0 | 0.00057666 | 0.00057666 | 673.0764 | 0 | 0 | 0 | 0.0042 | 0 | 0.00057666 | 0.00057666 | 1026.6763 | 0 | 0 | 0 | 0.0042 | 0 | 0 | 0.00057666 | 0.00057666 | 962.0157
03/20 23:00:00 | 62.06 | 16.7 | 0% | 1.2726 | 47167.4189 | 1.1255 | 4.0519 | 4.3037 | 3.8734 | 0 | 0 | 0 | 342.8463 | 1.2726 | 47167.4189 | 1.1255 | 4.3895 | 4.6624 | 3.963 | 0 | 0 | 0 | 335.0549 | 0 | 0 | 0 | 0 | 0 | 0 | 0 | 664.8035 | 0 | 0 | 0 | 0 | 0 | 0 | 0 | 1082.4555 | 0 | 0 | 0 | 0 | 0 | 0 | 0 | 0 | 1004.3983 | 0 | 0 | 0 | 0.0042 | 0 | 0.00057666 | 0.00057666 | 673.077 | 0 | 0 | 0 | 0.0042 | 0 | 0.00057666 | 0.00057666 | 1026.6769 | 0 | 0 | 0 | 0.0042 | 0 | 0 | 0.00057666 | 0.00057666 | 962.0163
03/20 24:00:00 | 60.98 | 16.1 | 0% | 1.2536 | 46464.6508 | 1.1263 | 4.0545 | 4.274 | 3.8466 | 0 | 0 | 0 | 342.8463 | 1.2536 | 46464.6508 | 1.1263 | 4.3924 | 4.6301 | 3.9356 | 0 | 0 | 0 | 335.0549 | 0 | 0 | 0 | 0 | 0 | 0 | 0 | 664.8035 | 0 | 0 | 0 | 0 | 0 | 0 | 0 | 1082.4555 | 0 | 0 | 0 | 0 | 0 | 0 | 0 | 0 | 1004.3983 | 0 | 0 | 0 | 0.0042 | 0 | 0.00057666 | 0.00057666 | 673.0776 | 0 | 0 | 0 | 0.0042 | 0 | 0.00057666 | 0.00057666 | 1026.6775 | 0 | 0 | 0 | 0.0042 | 0 | 0 | 0.00057666 | 0.00057666 | 962.0169
03/21 01:00:00 | 60.98 | 16.1 | 4.675% | 1.2536 | 46464.6508 | 1.1263 | 4.0545 | 4.274 | 3.8466 | 0.037287 | 0.13201 | 0.018125 | 342.8644 | 1.2536 | 46464.6508 | 1.1263 | 4.3924 | 4.6301 | 3.9356 | 0.037287 | 0.12902 | 0.017715 | 335.0726 | 1732.5455 | 0.046745 | 2138.9451 | 0.010684 | 0.041522 | 0.0014669 | 0.042989 | 664.8465 | 1732.5455 | 0.046745 | 2138.9451 | 0.010684 | 0.068529 | 0.0014669 | 0.069996 | 1082.5255 | 1732.5455 | 0.046745 | 2229.7883 | 0.010684 | 0.0050487 | 0.062788 | 0.0021601 | 0.064948 | 1004.4632 | 1732.5455 | 0.046745 | 2238.4309 | 0.0042 | 0.043453 | 0.00057666 | 0.04403 | 673.1216 | 1732.5455 | 0.046745 | 2069.9468 | 0.0042 | 0.066318 | 0.00057666 | 0.066895 | 1026.7444 | 1732.5455 | 0.046745 | 2182.0472 | 0.0042 | 0.0050487 | 0.061444 | 0.0012699 | 0.062714 | 962.0796
03/21 02:00:00 | 57.92 | 14.4 | 10.73% | 1.2007 | 44501.2239 | 1.1247 | 4.0487 | 4.188 | 3.7692 | 0.089355 | 0.30919 | 0.042452 | 342.9069 | 1.2007 | 44501.2239 | 1.1247 | 4.3861 | 4.537 | 3.8565 | 0.038933 | 0.13167 | 0.018078 | 335.0907 | 3976.4203 | 0.10729 | 4909.1609 | 0.024521 | 0.095298 | 0.0033668 | 0.098665 | 664.9451 | 3976.4203 | 0.10729 | 4909.1609 | 0.024521 | 0.15728 | 0.0033668 | 0.16065 | 1082.6862 | 3976.4203 | 0.10729 | 5117.6581 | 0.024521 | 0.011588 | 0.14411 | 0.0049577 | 0.14907 | 1004.6123 | 3976.4203 | 0.10729 | 5137.4939 | 0.0042 | 0.099731 | 0.00057666 | 0.10031 | 673.2219 | 3976.4203 | 0.10729 | 4750.8008 | 0.0042 | 0.15221 | 0.00057666 | 0.15279 | 1026.8972 | 3976.4203 | 0.10729 | 5008.086 | 0.0042 | 0.011588 | 0.14102 | 0.0021676 | 0.14319 | 962.2228
03/21 03:00:00 | 57.92 | 14.4 | 13.88% | 1.2007 | 44501.2239 | 1.1247 | 4.0487 | 4.188 | 3.7692 | 0.11563 | 0.4001 | 0.054934 | 342.9618 | 1.2007 | 44501.2239 | 1.1247 | 4.3861 | 4.537 | 3.8565 | 0.11563 | 0.39105 | 0.053691 | 335.1444 | 5145.5489 | 0.13883 | 6352.5295 | 0.031731 | 0.12332 | 0.0043567 | 0.12767 | 665.0728 | 5145.5489 | 0.13883 | 6352.5295 | 0.031731 | 0.20353 | 0.0043567 | 0.20788 | 1082.894 | 5145.5489 | 0.13883 | 6622.328 | 0.031731 | 0.014994 | 0.18648 | 0.0064154 | 0.19289 | 1004.8052 | 5145.5489 | 0.13883 | 6647.996 | 0.0042 | 0.12905 | 0.00057666 | 0.12963 | 673.3515 | 5145.5489 | 0.13883 | 6147.6092 | 0.0042 | 0.19696 | 0.00057666 | 0.19754 | 1027.0947 | 5145.5489 | 0.13883 | 6480.5401 | 0.0042 | 0.014994 | 0.18248 | 0.0026354 | 0.18512 | 962.4079
03/21 04:00:00 | 57.92 | 14.4 | 15.04% | 1.2007 | 44501.2239 | 1.1247 | 4.0487 | 4.188 | 3.7692 | 0.12529 | 0.43355 | 0.059526 | 343.0213 | 1.2007 | 44501.2239 | 1.1247 | 4.3861 | 4.537 | 3.8565 | 0.11563 | 0.39105 | 0.053691 | 335.1981 | 5575.6359 | 0.15043 | 6883.5011 | 0.034383 | 0.13362 | 0.0047208 | 0.13835 | 665.2112 | 5575.6359 | 0.15043 | 6883.5011 | 0.034383 | 0.22054 | 0.0047208 | 0.22526 | 1083.1193 | 5575.6359 | 0.15043 | 7175.8506 | 0.034383 | 0.016248 | 0.20206 | 0.0069516 | 0.20902 | 1005.0142 | 5575.6359 | 0.15043 | 7203.6639 | 0.0042 | 0.13984 | 0.00057666 | 0.14042 | 673.492 | 5575.6359 | 0.15043 | 6661.4527 | 0.0042 | 0.21342 | 0.00057666 | 0.214 | 1027.3087 | 5575.6359 | 0.15043 | 7022.2114 | 0.0042 | 0.016248 | 0.19774 | 0.0028075 | 0.20054 | 962.6084
03/21 05:00:00 | 53.96 | 12.2 | 18.15% | 1.1338 | 42021.2114 | 1.1146 | 4.0124 | 4.0724 | 3.6652 | 0.16006 | 0.53785 | 0.073847 | 343.0952 | 1.1338 | 42021.2114 | 1.1146 | 4.3467 | 4.4118 | 3.75 | 0.16006 | 0.52568 | 0.072176 | 335.2703 | 6726.1098 | 0.18148 | 8303.8393 | 0.041478 | 0.1612 | 0.0056949 | 0.16689 | 665.3781 | 6726.1098 | 0.18148 | 8303.8393 | 0.041478 | 0.26604 | 0.0056949 | 0.27174 | 1083.391 | 6726.1098 | 0.18148 | 8656.512 | 0.041478 | 0.0196 | 0.24376 | 0.008386 | 0.25214 | 1005.2663 | 6726.1098 | 0.18148 | 8690.0644 | 0.0042 | 0.16869 | 0.00057666 | 0.16927 | 673.6612 | 6726.1098 | 0.18148 | 8035.9735 | 0.0042 | 0.25746 | 0.00057666 | 0.25804 | 1027.5667 | 6726.1098 | 0.18148 | 8471.1711 | 0.0042 | 0.0196 | 0.23854 | 0.0032678 | 0.24181 | 962.8502
03/21 06:00:00 | 55.94 | 13.3 | 18.57% | 1.167 | 43252.6302 | 1.1207 | 4.0346 | 4.1309 | 3.7178 | 0.15911 | 0.54253 | 0.074489 | 343.1697 | 1.167 | 43252.6302 | 1.1207 | 4.3708 | 4.4751 | 3.8039 | 0.15551 | 0.51824 | 0.071154 | 335.3414 | 6882.033 | 0.18568 | 8496.3371 | 0.042439 | 0.16493 | 0.0058269 | 0.17076 | 665.5488 | 6882.033 | 0.18568 | 8496.3371 | 0.042439 | 0.27221 | 0.0058269 | 0.27804 | 1083.6691 | 6882.033 | 0.18568 | 8857.1854 | 0.042439 | 0.020055 | 0.24941 | 0.0085804 | 0.25799 | 1005.5243 | 6882.033 | 0.18568 | 8891.5155 | 0.0042 | 0.17261 | 0.00057666 | 0.17318 | 673.8344 | 6882.033 | 0.18568 | 8222.2617 | 0.0042 | 0.26343 | 0.00057666 | 0.26401 | 1027.8307 | 6882.033 | 0.18568 | 8667.5479 | 0.0042 | 0.020055 | 0.24407 | 0.0033302 | 0.2474 | 963.0976
03/21 07:00:00 | 55.94 | 13.3 | 16.82% | 1.167 | 43252.6302 | 1.1207 | 4.0346 | 4.1309 | 3.7178 | 0.14415 | 0.49149 | 0.067482 | 343.2371 | 1.167 | 43252.6302 | 1.1207 | 4.3708 | 4.4751 | 3.8039 | 0.14415 | 0.48037 | 0.065955 | 335.4074 | 6234.6793 | 0.16822 | 7697.1349 | 0.038447 | 0.14942 | 0.0052788 | 0.1547 | 665.7035 | 6234.6793 | 0.16822 | 7697.1349 | 0.038447 | 0.24661 | 0.0052788 | 0.25188 | 1083.921 | 6234.6793 | 0.16822 | 8024.0403 | 0.038447 | 0.018168 | 0.22595 | 0.0077733 | 0.23372 | 1005.7581 | 6234.6793 | 0.16822 | 8055.1412 | 0.0042 | 0.15637 | 0.00057666 | 0.15695 | 673.9913 | 6234.6793 | 0.16822 | 7448.8403 | 0.0042 | 0.23865 | 0.00057666 | 0.23923 | 1028.07 | 6234.6793 | 0.16822 | 7852.2409 | 0.0042 | 0.018168 | 0.22111 | 0.0030712 | 0.22418 | 963.3218
03/21 08:00:00 | 66.02 | 18.9 | 5.269% | 1.3433 | 49787.9534 | 1.117 | 4.0213 | 4.4109 | 3.9698 | 0.039227 | 0.14419 | 0.019797 | 343.2569 | 1.3433 | 49787.9534 | 1.117 | 4.3565 | 4.7785 | 4.0617 | 0.12522 | 0.44988 | 0.061768 | 335.4691 | 1953.0467 | 0.052695 | 2411.1688 | 0.012044 | 0.046806 | 0.0016536 | 0.04846 | 665.752 | 1953.0467 | 0.052695 | 2411.1688 | 0.012044 | 0.077251 | 0.0016536 | 0.078904 | 1083.9999 | 1953.0467 | 0.052695 | 2513.5736 | 0.012044 | 0.0056913 | 0.070779 | 0.002435 | 0.073214 | 1005.8313 | 1953.0467 | 0.052695 | 2523.3162 | 0.0042 | 0.048983 | 0.00057666 | 0.04956 | 674.0409 | 1953.0467 | 0.052695 | 2333.3891 | 0.0042 | 0.074759 | 0.00057666 | 0.075335 | 1028.1453 | 1953.0467 | 0.052695 | 2459.7566 | 0.0042 | 0.0056913 | 0.069264 | 0.0013581 | 0.070622 | 963.3924
03/21 09:00:00 | 65.12 | 18.4 | 0.1871% | 1.3271 | 49186.3449 | 1.1198 | 4.0311 | 4.3868 | 3.9481 | 0.0014098 | 0.0051475 | 0.00070675 | 343.2577 | 1.3271 | 49186.3449 | 1.1198 | 4.367 | 4.7524 | 4.0395 | 0.0014098 | 0.005031 | 0.00069076 | 335.4698 | 69.3414 | 0.0018709 | 85.6067 | 0.00042761 | 0.0016618 | 5.871e-05 | 0.0017205 | 665.7537 | 69.3414 | 0.0018709 | 85.6067 | 0.00042761 | 0.0027427 | 5.871e-05 | 0.0028014 | 1084.0027 | 69.3414 | 0.0018709 | 89.2425 | 0.00042761 | 0.00020207 | 0.002513 | 8.6454e-05 | 0.0025994 | 1005.8339 | 69.3414 | 0.0018709 | 89.5884 | 0.0042 | 0.0017391 | 0.00057666 | 0.0023158 | 674.0432 | 69.3414 | 0.0018709 | 82.8452 | 0.0042 | 0.0026543 | 0.00057666 | 0.0032309 | 1028.1485 | 69.3414 | 0.0018709 | 87.3318 | 0.0042 | 0.00020207 | 0.0024592 | 0.0006044 | 0.0030636 | 963.3955
03/21 10:00:00 | 77 | 25 | 0% | 1.5491 | 57413.3053 | 1.0507 | 3.7824 | 4.7036 | 4.2332 | 0 | 0 | 0 | 343.2577 | 1.5491 | 57413.3053 | 1.0507 | 4.0976 | 5.0956 | 4.3312 | 0.0012078 | 0.0046922 | 0.00064423 | 335.4705 | 0 | 0 | 0 | 0 | 0 | 0 | 0 | 665.7537 | 0 | 0 | 0 | 0 | 0 | 0 | 0 | 1084.0027 | 0 | 0 | 0 | 0 | 0 | 0 | 0 | 0 | 1005.8339 | 0 | 0 | 0 | 0.0042 | 0 | 0.00057666 | 0.00057666 | 674.0438 | 0 | 0 | 0 | 0.0042 | 0 | 0.00057666 | 0.00057666 | 1028.1491 | 0 | 0 | 0 | 0.0042 | 0 | 0 | 0.00057666 | 0.00057666 | 963.3961
03/21 11:00:00 | 78.98 | 26.1 | 0% | 1.5877 | 58844.5776 | 1.0332 | 3.7194 | 4.7574 | 4.2816 | 0 | 0 | 0 | 343.2577 | 1.5877 | 58844.5776 | 1.0332 | 4.0294 | 5.1538 | 4.3808 | 0 | 0 | 0 | 335.4705 | 0 | 0 | 0 | 0 | 0 | 0 | 0 | 665.7537 | 0 | 0 | 0 | 0 | 0 | 0 | 0 | 1084.0027 | 0 | 0 | 0 | 0 | 0 | 0 | 0 | 0 | 1005.8339 | 0 | 0 | 0 | 0.0042 | 0 | 0.00057666 | 0.00057666 | 674.0444 | 0 | 0 | 0 | 0.0042 | 0 | 0.00057666 | 0.00057666 | 1028.1497 | 0 | 0 | 0 | 0.0042 | 0 | 0 | 0.00057666 | 0.00057666 | 963.3967
03/21 12:00:00 | 80.96 | 27.2 | 0% | 1.6267 | 60293.0247 | 1.0144 | 3.6518 | 4.8119 | 4.3307 | 0 | 0 | 0 | 343.2577 | 1.6267 | 60293.0247 | 1.0144 | 3.9561 | 5.2129 | 4.4309 | 0 | 0 | 0 | 335.4705 | 0 | 0 | 0 | 0 | 0 | 0 | 0 | 665.7537 | 0 | 0 | 0 | 0 | 0 | 0 | 0 | 1084.0027 | 0 | 0 | 0 | 0 | 0 | 0 | 0 | 0 | 1005.8339 | 0 | 0 | 0 | 0.0042 | 0 | 0.00057666 | 0.00057666 | 674.045 | 0 | 0 | 0 | 0.0042 | 0 | 0.00057666 | 0.00057666 | 1028.1503 | 0 | 0 | 0 | 0.0042 | 0 | 0 | 0.00057666 | 0.00057666 | 963.3972
03/21 13:00:00 | 80.96 | 27.2 | 0% | 1.6267 | 60293.0247 | 1.0144 | 3.6518 | 4.8119 | 4.3307 | 0 | 0 | 0 | 343.2577 | 1.6267 | 60293.0247 | 1.0144 | 3.9561 | 5.2129 | 4.4309 | 0 | 0 | 0 | 335.4705 | 0 | 0 | 0 | 0 | 0 | 0 | 0 | 665.7537 | 0 | 0 | 0 | 0 | 0 | 0 | 0 | 1084.0027 | 0 | 0 | 0 | 0 | 0 | 0 | 0 | 0 | 1005.8339 | 0 | 0 | 0 | 0.0042 | 0 | 0.00057666 | 0.00057666 | 674.0455 | 0 | 0 | 0 | 0.0042 | 0 | 0.00057666 | 0.00057666 | 1028.1508 | 0 | 0 | 0 | 0.0042 | 0 | 0 | 0.00057666 | 0.00057666 | 963.3978
03/21 14:00:00 | 82.94 | 28.3 | 0% | 1.6663 | 61758.6468 | 0.99447 | 3.5801 | 4.8672 | 4.3805 | 0 | 0 | 0 | 343.2577 | 1.6663 | 61758.6468 | 0.99447 | 3.8784 | 5.2728 | 4.4819 | 0 | 0 | 0 | 335.4705 | 0 | 0 | 0 | 0 | 0 | 0 | 0 | 665.7537 | 0 | 0 | 0 | 0 | 0 | 0 | 0 | 1084.0027 | 0 | 0 | 0 | 0 | 0 | 0 | 0 | 0 | 1005.8339 | 0 | 0 | 0 | 0.0042 | 0 | 0.00057666 | 0.00057666 | 674.0461 | 0 | 0 | 0 | 0.0042 | 0 | 0.00057666 | 0.00057666 | 1028.1514 | 0 | 0 | 0 | 0.0042 | 0 | 0 | 0.00057666 | 0.00057666 | 963.3984
03/21 15:00:00 | 84.02 | 28.9 | 0% | 1.6881 | 62565.316 | 0.9832 | 3.5395 | 4.8978 | 4.408 | 0 | 0 | 0 | 343.2577 | 1.6881 | 62565.316 | 0.9832 | 3.8345 | 5.3059 | 4.51 | 0 | 0 | 0 | 335.4705 | 0 | 0 | 0 | 0 | 0 | 0 | 0 | 665.7537 | 0 | 0 | 0 | 0 | 0 | 0 | 0 | 1084.0027 | 0 | 0 | 0 | 0 | 0 | 0 | 0 | 0 | 1005.8339 | 0 | 0 | 0 | 0.0042 | 0 | 0.00057666 | 0.00057666 | 674.0467 | 0 | 0 | 0 | 0.0042 | 0 | 0.00057666 | 0.00057666 | 1028.152 | 0 | 0 | 0 | 0.0042 | 0 | 0 | 0.00057666 | 0.00057666 | 963.399
03/21 16:00:00 | 84.92 | 29.4 | 0% | 1.7063 | 63241.4437 | 0.97361 | 3.505 | 4.9235 | 4.4311 | 0 | 0 | 0 | 343.2577 | 1.7063 | 63241.4437 | 0.97361 | 3.7971 | 5.3338 | 4.5337 | 0 | 0 | 0 | 335.4705 | 0 | 0 | 0 | 0 | 0 | 0 | 0 | 665.7537 | 0 | 0 | 0 | 0 | 0 | 0 | 0 | 1084.0027 | 0 | 0 | 0 | 0 | 0 | 0 | 0 | 0 | 1005.8339 | 0 | 0 | 0 | 0.0042 | 0 | 0.00057666 | 0.00057666 | 674.0473 | 0 | 0 | 0 | 0.0042 | 0 | 0.00057666 | 0.00057666 | 1028.1526 | 0 | 0 | 0 | 0.0042 | 0 | 0 | 0.00057666 | 0.00057666 | 963.3995
03/21 17:00:00 | 82.4 | 28 | 0% | 1.6555 | 61357.2284 | 1 | 3.6 | 4.852 | 4.3668 | 0 | 0 | 0 | 343.2577 | 1.6555 | 61357.2284 | 1 | 3.9 | 5.2564 | 4.4679 | 0 | 0 | 0 | 335.4705 | 0 | 0 | 0 | 0 | 0 | 0 | 0 | 665.7537 | 0 | 0 | 0 | 0 | 0 | 0 | 0 | 1084.0027 | 0 | 0 | 0 | 0 | 0 | 0 | 0 | 0 | 1005.8339 | 0 | 0 | 0 | 0.0042 | 0 | 0.00057666 | 0.00057666 | 674.0478 | 0 | 0 | 0 | 0.0042 | 0 | 0.00057666 | 0.00057666 | 1028.1532 | 0 | 0 | 0 | 0.0042 | 0 | 0 | 0.00057666 | 0.00057666 | 963.4001
03/21 18:00:00 | 80.96 | 27.2 | 0% | 1.6267 | 60293.0247 | 1.0144 | 3.6518 | 4.8119 | 4.3307 | 0 | 0 | 0 | 343.2577 | 1.6267 | 60293.0247 | 1.0144 | 3.9561 | 5.2129 | 4.4309 | 0 | 0 | 0 | 335.4705 | 0 | 0 | 0 | 0 | 0 | 0 | 0 | 665.7537 | 0 | 0 | 0 | 0 | 0 | 0 | 0 | 1084.0027 | 0 | 0 | 0 | 0 | 0 | 0 | 0 | 0 | 1005.8339 | 0 | 0 | 0 | 0.0042 | 0 | 0.00057666 | 0.00057666 | 674.0484 | 0 | 0 | 0 | 0.0042 | 0 | 0.00057666 | 0.00057666 | 1028.1537 | 0 | 0 | 0 | 0.0042 | 0 | 0 | 0.00057666 | 0.00057666 | 963.4007
03/21 19:00:00 | 71.96 | 22.2 | 0% | 1.4528 | 53847.5669 | 1.0882 | 3.9177 | 4.5689 | 4.112 | 0 | 0 | 0 | 343.2577 | 1.4528 | 53847.5669 | 1.0882 | 4.2442 | 4.9496 | 4.2072 | 0 | 0 | 0 | 335.4705 | 0 | 0 | 0 | 0 | 0 | 0 | 0 | 665.7537 | 0 | 0 | 0 | 0 | 0 | 0 | 0 | 1084.0027 | 0 | 0 | 0 | 0 | 0 | 0 | 0 | 0 | 1005.8339 | 0 | 0 | 0 | 0.0042 | 0 | 0.00057666 | 0.00057666 | 674.049 | 0 | 0 | 0 | 0.0042 | 0 | 0.00057666 | 0.00057666 | 1028.1543 | 0 | 0 | 0 | 0.0042 | 0 | 0 | 0.00057666 | 0.00057666 | 963.4013
03/21 20:00:00 | 62.06 | 16.7 | 0% | 1.2726 | 47167.4189 | 1.1255 | 4.0519 | 4.3037 | 3.8734 | 0 | 0 | 0 | 343.2577 | 1.2726 | 47167.4189 | 1.1255 | 4.3895 | 4.6624 | 3.963 | 0 | 0 | 0 | 335.4705 | 0 | 0 | 0 | 0 | 0 | 0 | 0 | 665.7537 | 0 | 0 | 0 | 0 | 0 | 0 | 0 | 1084.0027 | 0 | 0 | 0 | 0 | 0 | 0 | 0 | 0 | 1005.8339 | 0 | 0 | 0 | 0.0042 | 0 | 0.00057666 | 0.00057666 | 674.0496 | 0 | 0 | 0 | 0.0042 | 0 | 0.00057666 | 0.00057666 | 1028.1549 | 0 | 0 | 0 | 0.0042 | 0 | 0 | 0.00057666 | 0.00057666 | 963.4019
03/21 21:00:00 | 60.98 | 16.1 | 0% | 1.2536 | 46464.6508 | 1.1263 | 4.0545 | 4.274 | 3.8466 | 0 | 0 | 0 | 343.2577 | 1.2536 | 46464.6508 | 1.1263 | 4.3924 | 4.6301 | 3.9356 | 0 | 0 | 0 | 335.4705 | 0 | 0 | 0 | 0 | 0 | 0 | 0 | 665.7537 | 0 | 0 | 0 | 0 | 0 | 0 | 0 | 1084.0027 | 0 | 0 | 0 | 0 | 0 | 0 | 0 | 0 | 1005.8339 | 0 | 0 | 0 | 0.0042 | 0 | 0.00057666 | 0.00057666 | 674.0501 | 0 | 0 | 0 | 0.0042 | 0 | 0.00057666 | 0.00057666 | 1028.1555 | 0 | 0 | 0 | 0.0042 | 0 | 0 | 0.00057666 | 0.00057666 | 963.4024
03/21 22:00:00 | 60.08 | 15.6 | 0% | 1.238 | 45882.914 | 1.1264 | 4.0549 | 4.249 | 3.8241 | 0 | 0 | 0 | 343.2577 | 1.238 | 45882.914 | 1.1264 | 4.3928 | 4.603 | 3.9126 | 0 | 0 | 0 | 335.4705 | 0 | 0 | 0 | 0 | 0 | 0 | 0 | 665.7537 | 0 | 0 | 0 | 0 | 0 | 0 | 0 | 1084.0027 | 0 | 0 | 0 | 0 | 0 | 0 | 0 | 0 | 1005.8339 | 0 | 0 | 0 | 0.0042 | 0 | 0.00057666 | 0.00057666 | 674.0507 | 0 | 0 | 0 | 0.0042 | 0 | 0.00057666 | 0.00057666 | 1028.156 | 0 | 0 | 0 | 0.0042 | 0 | 0 | 0.00057666 | 0.00057666 | 963.403
03/21 23:00:00 | 60.08 | 15.6 | 0% | 1.238 | 45882.914 | 1.1264 | 4.0549 | 4.249 | 3.8241 | 0 | 0 | 0 | 343.2577 | 1.238 | 45882.914 | 1.1264 | 4.3928 | 4.603 | 3.9126 | 0 | 0 | 0 | 335.4705 | 0 | 0 | 0 | 0 | 0 | 0 | 0 | 665.7537 | 0 | 0 | 0 | 0 | 0 | 0 | 0 | 1084.0027 | 0 | 0 | 0 | 0 | 0 | 0 | 0 | 0 | 1005.8339 | 0 | 0 | 0 | 0.0042 | 0 | 0.00057666 | 0.00057666 | 674.0513 | 0 | 0 | 0 | 0.0042 | 0 | 0.00057666 | 0.00057666 | 1028.1566 | 0 | 0 | 0 | 0.0042 | 0 | 0 | 0.00057666 | 0.00057666 | 963.4036
03/21 24:00:00 | 57.02 | 13.9 | 3.385% | 1.1853 | 43931.5522 | 1.1231 | 4.0433 | 4.1622 | 3.746 | 0.028559 | 0.098162 | 0.013478 | 343.2711 | 1.1853 | 43931.5522 | 1.1231 | 4.3802 | 4.5091 | 3.8327 | 0 | 0 | 0 | 335.4705 | 1254.641 | 0.033851 | 1548.9395 | 0.007737 | 0.030069 | 0.0010623 | 0.031131 | 665.7848 | 1254.641 | 0.033851 | 1548.9395 | 0.007737 | 0.049626 | 0.0010623 | 0.050688 | 1084.0534 | 1254.641 | 0.033851 | 1614.7245 | 0.007737 | 0.0036561 | 0.045469 | 0.0015643 | 0.047033 | 1005.8809 | 1254.641 | 0.033851 | 1620.9832 | 0.0042 | 0.031467 | 0.00057666 | 0.032044 | 674.0833 | 1254.641 | 0.033851 | 1498.9737 | 0.0042 | 0.048025 | 0.00057666 | 0.048602 | 1028.2052 | 1254.641 | 0.033851 | 1580.1523 | 0.0042 | 0.0036561 | 0.044495 | 0.0010786 | 0.045574 | 963.4492
03/22 01:00:00 | 55.94 | 13.3 | 10.57% | 1.167 | 43252.6302 | 1.1207 | 4.0346 | 4.1309 | 3.7178 | 0.090614 | 0.30897 | 0.042421 | 343.3136 | 1.167 | 43252.6302 | 1.1207 | 4.3708 | 4.4751 | 3.8039 | 0.090614 | 0.30198 | 0.041462 | 335.5119 | 3919.3103 | 0.10575 | 4838.6547 | 0.024169 | 0.09393 | 0.0033184 | 0.097248 | 665.8821 | 3919.3103 | 0.10575 | 4838.6547 | 0.024169 | 0.15502 | 0.0033184 | 0.15834 | 1084.2117 | 3919.3103 | 0.10575 | 5044.1575 | 0.024169 | 0.011421 | 0.14204 | 0.0048865 | 0.14692 | 1006.0278 | 3919.3103 | 0.10575 | 5063.7084 | 0.0042 | 0.098298 | 0.00057666 | 0.098875 | 674.1822 | 3919.3103 | 0.10575 | 4682.5691 | 0.0042 | 0.15002 | 0.00057666 | 0.1506 | 1028.3558 | 3919.3103 | 0.10575 | 4936.1591 | 0.0042 | 0.011421 | 0.139 | 0.0021448 | 0.14114 | 963.5903
03/22 02:00:00 | 59 | 15 | 13.44% | 1.2192 | 45189.514 | 1.1258 | 4.053 | 4.2187 | 3.7968 | 0.11023 | 0.38452 | 0.052795 | 343.3663 | 1.2192 | 45189.514 | 1.1258 | 4.3908 | 4.5702 | 3.8847 | 0.086731 | 0.2957 | 0.040599 | 335.5525 | 4981.3505 | 0.1344 | 6149.8155 | 0.030718 | 0.11938 | 0.0042176 | 0.1236 | 666.0057 | 4981.3505 | 0.1344 | 6149.8155 | 0.030718 | 0.19703 | 0.0042176 | 0.20125 | 1084.4129 | 4981.3505 | 0.1344 | 6411.0045 | 0.030718 | 0.014516 | 0.18053 | 0.0062107 | 0.18674 | 1006.2146 | 4981.3505 | 0.1344 | 6435.8534 | 0.0042 | 0.12493 | 0.00057666 | 0.12551 | 674.3077 | 4981.3505 | 0.1344 | 5951.4343 | 0.0042 | 0.19068 | 0.00057666 | 0.19125 | 1028.5471 | 4981.3505 | 0.1344 | 6273.7412 | 0.0042 | 0.014516 | 0.17666 | 0.0025697 | 0.17923 | 963.7695
03/22 03:00:00 | 57.02 | 13.9 | 17.07% | 1.1853 | 43931.5522 | 1.1231 | 4.0433 | 4.1622 | 3.746 | 0.14402 | 0.49501 | 0.067965 | 343.4343 | 1.1853 | 43931.5522 | 1.1231 | 4.3802 | 4.5091 | 3.8327 | 0.14402 | 0.48381 | 0.066427 | 335.619 | 6326.8861 | 0.1707 | 7810.9705 | 0.039016 | 0.15163 | 0.0053569 | 0.15699 | 666.1627 | 6326.8861 | 0.1707 | 7810.9705 | 0.039016 | 0.25025 | 0.0053569 | 0.25561 | 1084.6686 | 6326.8861 | 0.1707 | 8142.7105 | 0.039016 | 0.018437 | 0.22929 | 0.0078883 | 0.23718 | 1006.4517 | 6326.8861 | 0.1707 | 8174.2714 | 0.0042 | 0.15868 | 0.00057666 | 0.15926 | 674.467 | 6326.8861 | 0.1707 | 7559.0037 | 0.0042 | 0.24218 | 0.00057666 | 0.24276 | 1028.7898 | 6326.8861 | 0.1707 | 7968.3704 | 0.0042 | 0.018437 | 0.22438 | 0.0031081 | 0.22749 | 963.997
03/22 04:00:00 | 57.02 | 13.9 | 21.91% | 1.1853 | 43931.5522 | 1.1231 | 4.0433 | 4.1622 | 3.746 | 0.18484 | 0.63534 | 0.087232 | 343.5215 | 1.1853 | 43931.5522 | 1.1231 | 4.3802 | 4.5091 | 3.8327 | 0.14402 | 0.48381 | 0.066427 | 335.6854 | 8120.5053 | 0.2191 | 10025.3151 | 0.050076 | 0.19461 | 0.0068755 | 0.20149 | 666.3642 | 8120.5053 | 0.2191 | 10025.3151 | 0.050076 | 0.3212 | 0.0068755 | 0.32807 | 1084.9966 | 8120.5053 | 0.2191 | 10451.1007 | 0.050076 | 0.023664 | 0.29429 | 0.010125 | 0.30442 | 1006.7562 | 8120.5053 | 0.2191 | 10491.6089 | 0.0042 | 0.20367 | 0.00057666 | 0.20424 | 674.6712 | 8120.5053 | 0.2191 | 9701.9179 | 0.0042 | 0.31084 | 0.00057666 | 0.31141 | 1029.1012 | 8120.5053 | 0.2191 | 10227.3366 | 0.0042 | 0.023664 | 0.28799 | 0.0038257 | 0.29182 | 964.2888
03/22 05:00:00 | 55.94 | 13.3 | 28.06% | 1.167 | 43252.6302 | 1.1207 | 4.0346 | 4.1309 | 3.7178 | 0.24046 | 0.81989 | 0.11257 | 343.6341 | 1.167 | 43252.6302 | 1.1207 | 4.3708 | 4.4751 | 3.8039 | 0.24046 | 0.80134 | 0.11002 | 335.7954 | 10400.4329 | 0.28061 | 12840.0406 | 0.064136 | 0.24926 | 0.0088059 | 0.25806 | 666.6222 | 10400.4329 | 0.28061 | 12840.0406 | 0.064136 | 0.41138 | 0.0088059 | 0.42018 | 1085.4168 | 10400.4329 | 0.28061 | 13385.3705 | 0.064136 | 0.030308 | 0.37692 | 0.012967 | 0.38988 | 1007.146 | 10400.4329 | 0.28061 | 13437.2518 | 0.0042 | 0.26085 | 0.00057666 | 0.26143 | 674.9327 | 10400.4329 | 0.28061 | 12425.8457 | 0.0042 | 0.39811 | 0.00057666 | 0.39868 | 1029.4999 | 10400.4329 | 0.28061 | 13098.7819 | 0.0042 | 0.030308 | 0.36885 | 0.0047379 | 0.37358 | 964.6624
03/22 06:00:00 | 55.04 | 12.8 | 29.73% | 1.1518 | 42690.7653 | 1.1182 | 4.0255 | 4.1045 | 3.694 | 0.25812 | 0.87426 | 0.12004 | 343.7541 | 1.1518 | 42690.7653 | 1.1182 | 4.3609 | 4.4465 | 3.7795 | 0.24362 | 0.8065 | 0.11073 | 335.9061 | 11019.2071 | 0.29731 | 13603.9594 | 0.067952 | 0.26408 | 0.0093298 | 0.27341 | 666.8956 | 11019.2071 | 0.29731 | 13603.9594 | 0.067952 | 0.43585 | 0.0093298 | 0.44518 | 1085.862 | 11019.2071 | 0.29731 | 14181.7338 | 0.067952 | 0.032111 | 0.39934 | 0.013739 | 0.41308 | 1007.5591 | 11019.2071 | 0.29731 | 14236.7017 | 0.0042 | 0.27637 | 0.00057666 | 0.27694 | 675.2096 | 11019.2071 | 0.29731 | 13165.122 | 0.0042 | 0.42179 | 0.00057666 | 0.42237 | 1029.9223 | 11019.2071 | 0.29731 | 13878.0946 | 0.0042 | 0.032111 | 0.39079 | 0.0049855 | 0.39578 | 965.0582
03/22 07:00:00 | 55.04 | 12.8 | 27.64% | 1.1518 | 42690.7653 | 1.1182 | 4.0255 | 4.1045 | 3.694 | 0.23999 | 0.81285 | 0.1116 | 343.8658 | 1.1518 | 42690.7653 | 1.1182 | 4.3609 | 4.4465 | 3.7795 | 0.23999 | 0.79446 | 0.10908 | 336.0152 | 10245.2652 | 0.27642 | 12648.4755 | 0.063179 | 0.24554 | 0.0086745 | 0.25421 | 667.1498 | 10245.2652 | 0.27642 | 12648.4755 | 0.063179 | 0.40524 | 0.0086745 | 0.41391 | 1086.2759 | 10245.2652 | 0.27642 | 13185.6694 | 0.063179 | 0.029855 | 0.37129 | 0.012774 | 0.38407 | 1007.9432 | 10245.2652 | 0.27642 | 13236.7767 | 0.0042 | 0.25696 | 0.00057666 | 0.25753 | 675.4671 | 10245.2652 | 0.27642 | 12240.4602 | 0.0042 | 0.39217 | 0.00057666 | 0.39274 | 1030.315 | 10245.2652 | 0.27642 | 12903.3566 | 0.0042 | 0.029855 | 0.36334 | 0.0046758 | 0.36802 | 965.4262
03/22 08:00:00 | 55.94 | 13.3 | 23.98% | 1.167 | 43252.6302 | 1.1207 | 4.0346 | 4.1309 | 3.7178 | 0.20545 | 0.70053 | 0.096182 | 343.9619 | 1.167 | 43252.6302 | 1.1207 | 4.3708 | 4.4751 | 3.8039 | 0.23687 | 0.78939 | 0.10838 | 336.1236 | 8886.2941 | 0.23976 | 10970.7334 | 0.054799 | 0.21297 | 0.0075239 | 0.22049 | 667.3703 | 8886.2941 | 0.23976 | 10970.7334 | 0.054799 | 0.35149 | 0.0075239 | 0.35901 | 1086.6349 | 8886.2941 | 0.23976 | 11436.6719 | 0.054799 | 0.025895 | 0.32204 | 0.011079 | 0.33312 | 1008.2763 | 8886.2941 | 0.23976 | 11481.0001 | 0.0042 | 0.22287 | 0.00057666 | 0.22345 | 675.6906 | 8886.2941 | 0.23976 | 10616.8388 | 0.0042 | 0.34015 | 0.00057666 | 0.34073 | 1030.6558 | 8886.2941 | 0.23976 | 11191.8061 | 0.0042 | 0.025895 | 0.31515 | 0.0041321 | 0.31928 | 965.7455
03/22 09:00:00 | 57.92 | 14.4 | 20.17% | 1.2007 | 44501.2239 | 1.1247 | 4.0487 | 4.188 | 3.7692 | 0.168 | 0.58131 | 0.079814 | 344.0418 | 1.2007 | 44501.2239 | 1.1247 | 4.3861 | 4.537 | 3.8565 | 0.168 | 0.56816 | 0.078009 | 336.2016 | 7476.0213 | 0.20171 | 9229.6559 | 0.046102 | 0.17917 | 0.0063298 | 0.1855 | 667.5558 | 7476.0213 | 0.20171 | 9229.6559 | 0.046102 | 0.29571 | 0.0063298 | 0.30204 | 1086.937 | 7476.0213 | 0.20171 | 9621.649 | 0.046102 | 0.021786 | 0.27093 | 0.009321 | 0.28026 | 1008.5566 | 7476.0213 | 0.20171 | 9658.9422 | 0.0042 | 0.1875 | 0.00057666 | 0.18808 | 675.8787 | 7476.0213 | 0.20171 | 8931.9251 | 0.0042 | 0.28617 | 0.00057666 | 0.28674 | 1030.9425 | 7476.0213 | 0.20171 | 9415.6439 | 0.0042 | 0.021786 | 0.26513 | 0.0035678 | 0.2687 | 966.0142
03/22 10:00:00 | 57.02 | 13.9 | 17.44% | 1.1853 | 43931.5522 | 1.1231 | 4.0433 | 4.1622 | 3.746 | 0.1471 | 0.50562 | 0.069421 | 344.1112 | 1.1853 | 43931.5522 | 1.1231 | 4.3802 | 4.5091 | 3.8327 | 0.17017 | 0.57168 | 0.078492 | 336.2801 | 6462.4391 | 0.17436 | 7978.3198 | 0.039852 | 0.15488 | 0.0054716 | 0.16035 | 667.7162 | 6462.4391 | 0.17436 | 7978.3198 | 0.039852 | 0.25561 | 0.0054716 | 0.26109 | 1087.198 | 6462.4391 | 0.17436 | 8317.1674 | 0.039852 | 0.018832 | 0.2342 | 0.0080573 | 0.24226 | 1008.7988 | 6462.4391 | 0.17436 | 8349.4045 | 0.0042 | 0.16208 | 0.00057666 | 0.16266 | 676.0413 | 6462.4391 | 0.17436 | 7720.9547 | 0.0042 | 0.24737 | 0.00057666 | 0.24795 | 1031.1904 | 6462.4391 | 0.17436 | 8139.092 | 0.0042 | 0.018832 | 0.22919 | 0.0031623 | 0.23235 | 966.2465
03/22 11:00:00 | 57.92 | 14.4 | 15.91% | 1.2007 | 44501.2239 | 1.1247 | 4.0487 | 4.188 | 3.7692 | 0.13247 | 0.45838 | 0.062936 | 344.1741 | 1.2007 | 44501.2239 | 1.1247 | 4.3861 | 4.537 | 3.8565 | 0.13247 | 0.44801 | 0.061512 | 336.3416 | 5895.0744 | 0.15905 | 7277.8697 | 0.036353 | 0.14128 | 0.0049913 | 0.14627 | 667.8624 | 5895.0744 | 0.15905 | 7277.8697 | 0.036353 | 0.23317 | 0.0049913 | 0.23816 | 1087.4362 | 5895.0744 | 0.15905 | 7586.9684 | 0.036353 | 0.017179 | 0.21364 | 0.0073499 | 0.22099 | 1009.0198 | 5895.0744 | 0.15905 | 7616.3752 | 0.0042 | 0.14785 | 0.00057666 | 0.14843 | 676.1897 | 5895.0744 | 0.15905 | 7043.0997 | 0.0042 | 0.22565 | 0.00057666 | 0.22623 | 1031.4167 | 5895.0744 | 0.15905 | 7424.527 | 0.0042 | 0.017179 | 0.20907 | 0.0029353 | 0.212 | 966.4585
03/22 12:00:00 | 60.08 | 15.6 | 14.56% | 1.238 | 45882.914 | 1.1264 | 4.0549 | 4.249 | 3.8241 | 0.11762 | 0.41362 | 0.05679 | 344.2309 | 1.238 | 45882.914 | 1.1264 | 4.3928 | 4.603 | 3.9126 | 0.12848 | 0.44159 | 0.06063 | 336.4022 | 5396.7918 | 0.14561 | 6662.7059 | 0.03328 | 0.12934 | 0.0045694 | 0.13391 | 667.9964 | 5396.7918 | 0.14561 | 6662.7059 | 0.03328 | 0.21346 | 0.0045694 | 0.21803 | 1087.6542 | 5396.7918 | 0.14561 | 6945.678 | 0.03328 | 0.015727 | 0.19558 | 0.0067286 | 0.20231 | 1009.2221 | 5396.7918 | 0.14561 | 6972.5992 | 0.0042 | 0.13535 | 0.00057666 | 0.13593 | 676.3257 | 5396.7918 | 0.14561 | 6447.7799 | 0.0042 | 0.20658 | 0.00057666 | 0.20715 | 1031.6238 | 5396.7918 | 0.14561 | 6796.967 | 0.0042 | 0.015727 | 0.19139 | 0.0027359 | 0.19413 | 966.6527
03/22 13:00:00 | 60.08 | 15.6 | 15.38% | 1.238 | 45882.914 | 1.1264 | 4.0549 | 4.249 | 3.8241 | 0.12427 | 0.43699 | 0.059999 | 344.2909 | 1.238 | 45882.914 | 1.1264 | 4.3928 | 4.603 | 3.9126 | 0.12427 | 0.4271 | 0.058641 | 336.4609 | 5701.6964 | 0.15384 | 7039.1313 | 0.03516 | 0.13665 | 0.0048275 | 0.14147 | 668.1378 | 5701.6964 | 0.15384 | 7039.1313 | 0.03516 | 0.22552 | 0.0048275 | 0.23035 | 1087.8846 | 5701.6964 | 0.15384 | 7338.0906 | 0.03516 | 0.016615 | 0.20663 | 0.0071088 | 0.21374 | 1009.4359 | 5701.6964 | 0.15384 | 7366.5328 | 0.0042 | 0.143 | 0.00057666 | 0.14358 | 676.4693 | 5701.6964 | 0.15384 | 6812.0626 | 0.0042 | 0.21825 | 0.00057666 | 0.21883 | 1031.8427 | 5701.6964 | 0.15384 | 7180.9778 | 0.0042 | 0.016615 | 0.20221 | 0.0028579 | 0.20507 | 966.8577
03/22 14:00:00 | 62.96 | 17.2 | 14.38% | 1.2885 | 47756.9624 | 1.1244 | 4.0478 | 4.3283 | 3.8955 | 0.11164 | 0.40113 | 0.055075 | 344.346 | 1.2885 | 47756.9624 | 1.1244 | 4.3851 | 4.689 | 3.9857 | 0.11939 | 0.41927 | 0.057566 | 336.5184 | 5331.5407 | 0.14385 | 6582.1491 | 0.032878 | 0.12777 | 0.0045141 | 0.13229 | 668.2701 | 5331.5407 | 0.14385 | 6582.1491 | 0.032878 | 0.21088 | 0.0045141 | 0.2154 | 1088.1 | 5331.5407 | 0.14385 | 6861.6998 | 0.032878 | 0.015536 | 0.19322 | 0.0066473 | 0.19986 | 1009.6357 | 5331.5407 | 0.14385 | 6888.2955 | 0.0042 | 0.13372 | 0.00057666 | 0.13429 | 676.6036 | 5331.5407 | 0.14385 | 6369.8217 | 0.0042 | 0.20408 | 0.00057666 | 0.20466 | 1032.0473 | 5331.5407 | 0.14385 | 6714.7868 | 0.0042 | 0.015536 | 0.18908 | 0.0027098 | 0.19179 | 967.0495
03/22 15:00:00 | 64.04 | 17.8 | 10.91% | 1.3077 | 48469.0987 | 1.1224 | 4.0406 | 4.3577 | 3.9219 | 0.083458 | 0.30229 | 0.041505 | 344.3875 | 1.3077 | 48469.0987 | 1.1224 | 4.3774 | 4.7208 | 4.0127 | 0.083458 | 0.29545 | 0.040566 | 336.559 | 4045.1106 | 0.10914 | 4993.9637 | 0.024945 | 0.096944 | 0.0034249 | 0.10037 | 668.3705 | 4045.1106 | 0.10914 | 4993.9637 | 0.024945 | 0.16 | 0.0034249 | 0.16342 | 1088.2634 | 4045.1106 | 0.10914 | 5206.0625 | 0.024945 | 0.011788 | 0.1466 | 0.0050434 | 0.15164 | 1009.7874 | 4045.1106 | 0.10914 | 5226.2411 | 0.0042 | 0.10145 | 0.00057666 | 0.10203 | 676.7056 | 4045.1106 | 0.10914 | 4832.8681 | 0.0042 | 0.15484 | 0.00057666 | 0.15542 | 1032.2027 | 4045.1106 | 0.10914 | 5094.5977 | 0.0042 | 0.011788 | 0.14346 | 0.0021951 | 0.14565 | 967.1952
03/22 16:00:00 | 64.04 | 17.8 | 10.51% | 1.3077 | 48469.0987 | 1.1224 | 4.0406 | 4.3577 | 3.9219 | 0.080349 | 0.29103 | 0.039959 | 344.4274 | 1.3077 | 48469.0987 | 1.1224 | 4.3774 | 4.7208 | 4.0127 | 0.083458 | 0.29545 | 0.040566 | 336.5996 | 3894.4657 | 0.10508 | 4807.9824 | 0.024016 | 0.093334 | 0.0032974 | 0.096632 | 668.4671 | 3894.4657 | 0.10508 | 4807.9824 | 0.024016 | 0.15404 | 0.0032974 | 0.15734 | 1088.4208 | 3894.4657 | 0.10508 | 5012.1824 | 0.024016 | 0.011349 | 0.14114 | 0.0048556 | 0.14599 | 1009.9334 | 3894.4657 | 0.10508 | 5031.6094 | 0.0042 | 0.097675 | 0.00057666 | 0.098252 | 676.8038 | 3894.4657 | 0.10508 | 4652.8861 | 0.0042 | 0.14907 | 0.00057666 | 0.14965 | 1032.3524 | 3894.4657 | 0.10508 | 4904.8686 | 0.0042 | 0.011349 | 0.13812 | 0.0021348 | 0.14025 | 967.3354
03/22 17:00:00 | 62.96 | 17.2 | 13.04% | 1.2885 | 47756.9624 | 1.1244 | 4.0478 | 4.3283 | 3.8955 | 0.10122 | 0.3637 | 0.049936 | 344.4774 | 1.2885 | 47756.9624 | 1.1244 | 4.3851 | 4.689 | 3.9857 | 0.10122 | 0.35547 | 0.048806 | 336.6484 | 4834.1127 | 0.13043 | 5968.0404 | 0.02981 | 0.11585 | 0.004093 | 0.11995 | 668.5871 | 4834.1127 | 0.13043 | 5968.0404 | 0.02981 | 0.19121 | 0.004093 | 0.1953 | 1088.6161 | 4834.1127 | 0.13043 | 6221.5093 | 0.02981 | 0.014087 | 0.17519 | 0.0060271 | 0.18122 | 1010.1146 | 4834.1127 | 0.13043 | 6245.6237 | 0.0042 | 0.12124 | 0.00057666 | 0.12182 | 676.9257 | 4834.1127 | 0.13043 | 5775.523 | 0.0042 | 0.18504 | 0.00057666 | 0.18562 | 1032.538 | 4834.1127 | 0.13043 | 6088.3032 | 0.0042 | 0.014087 | 0.17144 | 0.0025108 | 0.17395 | 967.5094
03/22 18:00:00 | 59 | 15 | 16.22% | 1.2192 | 45189.514 | 1.1258 | 4.053 | 4.2187 | 3.7968 | 0.13304 | 0.46407 | 0.063717 | 344.5411 | 1.2192 | 45189.514 | 1.1258 | 4.3908 | 4.5702 | 3.8847 | 0.10697 | 0.36471 | 0.050075 | 336.6985 | 6011.8462 | 0.1622 | 7422.0324 | 0.037073 | 0.14408 | 0.0050901 | 0.14917 | 668.7362 | 6011.8462 | 0.1622 | 7422.0324 | 0.037073 | 0.23779 | 0.0050901 | 0.24288 | 1088.8589 | 6011.8462 | 0.1622 | 7737.2538 | 0.037073 | 0.017519 | 0.21787 | 0.0074955 | 0.22537 | 1010.34 | 6011.8462 | 0.1622 | 7767.2432 | 0.0042 | 0.15078 | 0.00057666 | 0.15136 | 677.077 | 6011.8462 | 0.1622 | 7182.612 | 0.0042 | 0.23012 | 0.00057666 | 0.2307 | 1032.7687 | 6011.8462 | 0.1622 | 7571.5947 | 0.0042 | 0.017519 | 0.21321 | 0.002982 | 0.21619 | 967.7256
03/22 19:00:00 | 59 | 15 | 16.8% | 1.2192 | 45189.514 | 1.1258 | 4.053 | 4.2187 | 3.7968 | 0.13775 | 0.48052 | 0.065975 | 344.6071 | 1.2192 | 45189.514 | 1.1258 | 4.3908 | 4.5702 | 3.8847 | 0.13775 | 0.46965 | 0.064482 | 336.7629 | 6224.9335 | 0.16795 | 7685.1031 | 0.038387 | 0.14919 | 0.0052705 | 0.15446 | 668.8907 | 6224.9335 | 0.16795 | 7685.1031 | 0.038387 | 0.24622 | 0.0052705 | 0.25149 | 1089.1104 | 6224.9335 | 0.16795 | 8011.4974 | 0.038387 | 0.01814 | 0.22559 | 0.0077611 | 0.23336 | 1010.5733 | 6224.9335 | 0.16795 | 8042.5497 | 0.0042 | 0.15612 | 0.00057666 | 0.1567 | 677.2337 | 6224.9335 | 0.16795 | 7437.1965 | 0.0042 | 0.23828 | 0.00057666 | 0.23885 | 1033.0075 | 6224.9335 | 0.16795 | 7839.9666 | 0.0042 | 0.01814 | 0.22076 | 0.0030673 | 0.22383 | 967.9494
03/22 20:00:00 | 57.2 | 14 | 14.01% | 1.1884 | 44045.2027 | 1.1235 | 4.0445 | 4.1674 | 3.7507 | 0.11793 | 0.40589 | 0.055729 | 344.6628 | 1.1884 | 44045.2027 | 1.1235 | 4.3816 | 4.5147 | 3.8375 | 0.14133 | 0.47542 | 0.065276 | 336.8282 | 5194.2554 | 0.14014 | 6412.661 | 0.032031 | 0.12448 | 0.0043979 | 0.12888 | 669.0196 | 5194.2554 | 0.14014 | 6412.661 | 0.032031 | 0.20545 | 0.0043979 | 0.20985 | 1089.3203 | 5194.2554 | 0.14014 | 6685.0134 | 0.032031 | 0.015136 | 0.18824 | 0.0064761 | 0.19472 | 1010.768 | 5194.2554 | 0.14014 | 6710.9243 | 0.0042 | 0.13027 | 0.00057666 | 0.13085 | 677.3646 | 5194.2554 | 0.14014 | 6205.801 | 0.0042 | 0.19883 | 0.00057666 | 0.1994 | 1033.207 | 5194.2554 | 0.14014 | 6541.8834 | 0.0042 | 0.015136 | 0.18421 | 0.0026549 | 0.18687 | 968.1363
03/22 21:00:00 | 50 | 10 | 19.59% | 1.0687 | 39609.8985 | 1.0959 | 3.9451 | 3.9508 | 3.5557 | 0.1833 | 0.59844 | 0.082166 | 344.745 | 1.0687 | 39609.8985 | 1.0959 | 4.2739 | 4.28 | 3.638 | 0.1833 | 0.5849 | 0.080307 | 336.9085 | 7260.3571 | 0.19589 | 8963.4038 | 0.044772 | 0.174 | 0.0061472 | 0.18015 | 669.1997 | 7260.3571 | 0.19589 | 8963.4038 | 0.044772 | 0.28718 | 0.0061472 | 0.29332 | 1089.6136 | 7260.3571 | 0.19589 | 9344.0889 | 0.044772 | 0.021157 | 0.26312 | 0.0090521 | 0.27217 | 1011.0402 | 7260.3571 | 0.19589 | 9380.3063 | 0.0042 | 0.18209 | 0.00057666 | 0.18267 | 677.5472 | 7260.3571 | 0.19589 | 8674.2617 | 0.0042 | 0.27791 | 0.00057666 | 0.27849 | 1033.4854 | 7260.3571 | 0.19589 | 9144.0265 | 0.0042 | 0.021157 | 0.25749 | 0.0034815 | 0.26097 | 968.3972
03/22 22:00:00 | 51.98 | 11.1 | 25.31% | 1.101 | 40806.9675 | 1.1062 | 3.9825 | 4.0124 | 3.6112 | 0.22992 | 0.76149 | 0.10455 | 344.8495 | 1.101 | 40806.9675 | 1.1062 | 4.3143 | 4.3468 | 3.6948 | 0.17792 | 0.57592 | 0.079074 | 336.9876 | 9382.4704 | 0.25315 | 11583.2968 | 0.057859 | 0.22486 | 0.007944 | 0.2328 | 669.4325 | 9382.4704 | 0.25315 | 11583.2968 | 0.057859 | 0.37111 | 0.007944 | 0.37906 | 1089.9927 | 9382.4704 | 0.25315 | 12075.2515 | 0.057859 | 0.027341 | 0.34003 | 0.011698 | 0.35172 | 1011.3919 | 9382.4704 | 0.25315 | 12122.0548 | 0.0042 | 0.23532 | 0.00057666 | 0.23589 | 677.7831 | 9382.4704 | 0.25315 | 11209.6421 | 0.0042 | 0.35914 | 0.00057666 | 0.35972 | 1033.8452 | 9382.4704 | 0.25315 | 11816.7134 | 0.0042 | 0.027341 | 0.33274 | 0.0043306 | 0.33708 | 968.7343
03/22 23:00:00 | 50 | 10 | 27.08% | 1.0687 | 39609.8985 | 1.0959 | 3.9451 | 3.9508 | 3.5557 | 0.2534 | 0.82733 | 0.11359 | 344.9631 | 1.0687 | 39609.8985 | 1.0959 | 4.2739 | 4.28 | 3.638 | 0.2534 | 0.80861 | 0.11102 | 337.0986 | 10037.1707 | 0.27081 | 12391.5687 | 0.061896 | 0.24055 | 0.0084983 | 0.24905 | 669.6816 | 10037.1707 | 0.27081 | 12391.5687 | 0.061896 | 0.39701 | 0.0084983 | 0.40551 | 1090.3982 | 10037.1707 | 0.27081 | 12917.8516 | 0.061896 | 0.029249 | 0.36375 | 0.012514 | 0.37627 | 1011.7682 | 10037.1707 | 0.27081 | 12967.9208 | 0.0042 | 0.25174 | 0.00057666 | 0.25231 | 678.0354 | 10037.1707 | 0.27081 | 11991.8407 | 0.0042 | 0.3842 | 0.00057666 | 0.38478 | 1034.2299 | 10037.1707 | 0.27081 | 12641.2729 | 0.0042 | 0.029249 | 0.35596 | 0.0045925 | 0.36056 | 969.0949
03/22 24:00:00 | 48.38 | 9.1 | 31.58% | 1.0426 | 38643.2532 | 1.0859 | 3.9094 | 3.8991 | 3.5092 | 0.30286 | 0.97746 | 0.1342 | 345.0973 | 1.0426 | 38643.2532 | 1.0859 | 4.2352 | 4.224 | 3.5904 | 0.25974 | 0.81933 | 0.11249 | 337.2111 | 11703.4081 | 0.31577 | 14448.652 | 0.072171 | 0.28048 | 0.0099091 | 0.29039 | 669.972 | 11703.4081 | 0.31577 | 14448.652 | 0.072171 | 0.46292 | 0.0099091 | 0.47282 | 1090.871 | 11703.4081 | 0.31577 | 15062.3013 | 0.072171 | 0.034104 | 0.42414 | 0.014592 | 0.43873 | 1012.2069 | 11703.4081 | 0.31577 | 15120.6823 | 0.0042 | 0.29353 | 0.00057666 | 0.2941 | 678.3295 | 11703.4081 | 0.31577 | 13982.5664 | 0.0042 | 0.44798 | 0.00057666 | 0.44856 | 1034.6785 | 11703.4081 | 0.31577 | 14739.8087 | 0.0042 | 0.034104 | 0.41506 | 0.0052592 | 0.42032 | 969.5152
03/23 01:00:00 | 44.06 | 6.7 | 38.78% | 0.97459 | 36121.741 | 1.0537 | 3.7934 | 3.7554 | 3.3799 | 0.39796 | 1.2465 | 0.17115 | 345.2685 | 0.97459 | 36121.741 | 1.0537 | 4.1095 | 4.0684 | 3.4581 | 0.39796 | 1.2183 | 0.16727 | 337.3784 | 14374.9518 | 0.38785 | 17746.8541 | 0.088646 | 0.34451 | 0.012171 | 0.35668 | 670.3286 | 14374.9518 | 0.38785 | 17746.8541 | 0.088646 | 0.56859 | 0.012171 | 0.58076 | 1091.4517 | 14374.9518 | 0.38785 | 18500.5815 | 0.088646 | 0.04189 | 0.52096 | 0.017922 | 0.53888 | 1012.7458 | 14374.9518 | 0.38785 | 18572.2892 | 0.0042 | 0.36053 | 0.00057666 | 0.36111 | 678.6907 | 14374.9518 | 0.38785 | 17174.375 | 0.0042 | 0.55024 | 0.00057666 | 0.55082 | 1035.2293 | 14374.9518 | 0.38785 | 18104.4734 | 0.0042 | 0.04189 | 0.5098 | 0.0063281 | 0.51613 | 970.0313
03/23 02:00:00 | 44.06 | 6.7 | 44.57% | 0.97459 | 36121.741 | 1.0537 | 3.7934 | 3.7554 | 3.3799 | 0.45734 | 1.4325 | 0.19669 | 345.4651 | 0.97459 | 36121.741 | 1.0537 | 4.1095 | 4.0684 | 3.4581 | 0.39796 | 1.2183 | 0.16727 | 337.5457 | 16520.0534 | 0.44572 | 20395.1276 | 0.10187 | 0.39592 | 0.013987 | 0.4099 | 670.7385 | 16520.0534 | 0.44572 | 20395.1276 | 0.10187 | 0.65343 | 0.013987 | 0.66742 | 1092.1192 | 16520.0534 | 0.44572 | 21261.33 | 0.10187 | 0.04814 | 0.59869 | 0.020597 | 0.61929 | 1013.3651 | 16520.0534 | 0.44572 | 21343.7382 | 0.0042 | 0.41433 | 0.00057666 | 0.41491 | 679.1056 | 16520.0534 | 0.44572 | 19737.2203 | 0.0042 | 0.63235 | 0.00057666 | 0.63293 | 1035.8622 | 16520.0534 | 0.44572 | 20806.1126 | 0.0042 | 0.04814 | 0.58588 | 0.0071863 | 0.59306 | 970.6244
03/23 03:00:00 | 48.92 | 9.4 | 42.04% | 1.0513 | 38964.1908 | 1.0894 | 3.9218 | 3.9165 | 3.5248 | 0.39993 | 1.2957 | 0.1779 | 345.643 | 1.0513 | 38964.1908 | 1.0894 | 4.2486 | 4.2428 | 3.6064 | 0.39993 | 1.2664 | 0.17388 | 337.7195 | 15583.0753 | 0.42044 | 19238.3646 | 0.096096 | 0.37346 | 0.013194 | 0.38666 | 671.1252 | 15583.0753 | 0.42044 | 19238.3646 | 0.096096 | 0.61637 | 0.013194 | 0.62957 | 1092.7487 | 15583.0753 | 0.42044 | 20055.438 | 0.096096 | 0.04541 | 0.56474 | 0.019429 | 0.58417 | 1013.9492 | 15583.0753 | 0.42044 | 20133.1722 | 0.0042 | 0.39083 | 0.00057666 | 0.39141 | 679.497 | 15583.0753 | 0.42044 | 18617.7722 | 0.0042 | 0.59649 | 0.00057666 | 0.59707 | 1036.4593 | 15583.0753 | 0.42044 | 19626.0394 | 0.0042 | 0.04541 | 0.55265 | 0.0068115 | 0.55946 | 971.1838
03/23 04:00:00 | 49.46 | 9.7 | 38.97% | 1.06 | 39286.4059 | 1.0927 | 3.9337 | 3.9337 | 3.5403 | 0.36766 | 1.1957 | 0.16418 | 345.8072 | 1.06 | 39286.4059 | 1.0927 | 4.2615 | 4.2615 | 3.6223 | 0.39665 | 1.2609 | 0.17311 | 337.8927 | 14444.0482 | 0.38971 | 17832.1583 | 0.089072 | 0.34616 | 0.01223 | 0.35839 | 671.4836 | 14444.0482 | 0.38971 | 17832.1583 | 0.089072 | 0.57132 | 0.01223 | 0.58355 | 1093.3323 | 14444.0482 | 0.38971 | 18589.5087 | 0.089072 | 0.042091 | 0.52346 | 0.018009 | 0.54147 | 1014.4907 | 14444.0482 | 0.38971 | 18661.561 | 0.0042 | 0.36226 | 0.00057666 | 0.36284 | 679.8598 | 14444.0482 | 0.38971 | 17256.9274 | 0.0042 | 0.55289 | 0.00057666 | 0.55347 | 1037.0128 | 14444.0482 | 0.38971 | 18191.4965 | 0.0042 | 0.042091 | 0.51225 | 0.0063557 | 0.51861 | 971.7024
03/23 05:00:00 | 46.94 | 8.3 | 40.16% | 1.0197 | 37793.6649 | 1.0761 | 3.8739 | 3.8522 | 3.4669 | 0.39388 | 1.2584 | 0.17278 | 345.98 | 1.0197 | 37793.6649 | 1.0761 | 4.1967 | 4.1732 | 3.5472 | 0.39388 | 1.23 | 0.16887 | 338.0615 | 14886.2285 | 0.40164 | 18378.0598 | 0.091798 | 0.35676 | 0.012604 | 0.36936 | 671.853 | 14886.2285 | 0.40164 | 18378.0598 | 0.091798 | 0.58881 | 0.012604 | 0.60141 | 1093.9337 | 14886.2285 | 0.40164 | 19158.5952 | 0.091798 | 0.043379 | 0.53948 | 0.01856 | 0.55804 | 1015.0488 | 14886.2285 | 0.40164 | 19232.8533 | 0.0042 | 0.37335 | 0.00057666 | 0.37393 | 680.2337 | 14886.2285 | 0.40164 | 17785.2192 | 0.0042 | 0.56981 | 0.00057666 | 0.57039 | 1037.5832 | 14886.2285 | 0.40164 | 18748.3986 | 0.0042 | 0.043379 | 0.52793 | 0.0065327 | 0.53447 | 972.2369
03/23 06:00:00 | 50 | 10 | 39.86% | 1.0687 | 39609.8985 | 1.0959 | 3.9451 | 3.9508 | 3.5557 | 0.37296 | 1.2177 | 0.16719 | 346.1472 | 1.0687 | 39609.8985 | 1.0959 | 4.2739 | 4.28 | 3.638 | 0.37582 | 1.1993 | 0.16466 | 338.2262 | 14772.9655 | 0.39859 | 18238.229 | 0.0911 | 0.35405 | 0.012508 | 0.36655 | 672.2195 | 14772.9655 | 0.39859 | 18238.229 | 0.0911 | 0.58433 | 0.012508 | 0.59684 | 1094.5305 | 14772.9655 | 0.39859 | 19012.8256 | 0.0911 | 0.043049 | 0.53538 | 0.018419 | 0.5538 | 1015.6026 | 14772.9655 | 0.39859 | 19086.5187 | 0.0042 | 0.37051 | 0.00057666 | 0.37109 | 680.6048 | 14772.9655 | 0.39859 | 17649.8991 | 0.0042 | 0.56548 | 0.00057666 | 0.56606 | 1038.1492 | 14772.9655 | 0.39859 | 18605.75 | 0.0042 | 0.043049 | 0.52392 | 0.0064873 | 0.5304 | 972.7673
03/23 07:00:00 | 50 | 10 | 36.99% | 1.0687 | 39609.8985 | 1.0959 | 3.9451 | 3.9508 | 3.5557 | 0.34614 | 1.1301 | 0.15516 | 346.3024 | 1.0687 | 39609.8985 | 1.0959 | 4.2739 | 4.28 | 3.638 | 0.34614 | 1.1045 | 0.15165 | 338.3778 | 13710.5387 | 0.36992 | 16926.591 | 0.084548 | 0.32858 | 0.011608 | 0.34019 | 672.5597 | 13710.5387 | 0.36992 | 16926.591 | 0.084548 | 0.54231 | 0.011608 | 0.55391 | 1095.0844 | 13710.5387 | 0.36992 | 17645.481 | 0.084548 | 0.039953 | 0.49688 | 0.017094 | 0.51397 | 1016.1165 | 13710.5387 | 0.36992 | 17713.8744 | 0.0042 | 0.34387 | 0.00057666 | 0.34444 | 680.9493 | 13710.5387 | 0.36992 | 16380.572 | 0.0042 | 0.52481 | 0.00057666 | 0.52539 | 1038.6746 | 13710.5387 | 0.36992 | 17267.681 | 0.0042 | 0.039953 | 0.48624 | 0.0060623 | 0.4923 | 973.2596
03/23 08:00:00 | 53.96 | 12.2 | 20.49% | 1.1338 | 42021.2114 | 1.1146 | 4.0124 | 4.0724 | 3.6652 | 0.18075 | 0.60736 | 0.083391 | 346.3857 | 1.1338 | 42021.2114 | 1.1146 | 4.3467 | 4.4118 | 3.75 | 0.32628 | 1.0716 | 0.14712 | 338.525 | 7595.3868 | 0.20493 | 9377.0207 | 0.046838 | 0.18203 | 0.0064309 | 0.18846 | 672.7482 | 7595.3868 | 0.20493 | 9377.0207 | 0.046838 | 0.30043 | 0.0064309 | 0.30686 | 1095.3913 | 7595.3868 | 0.20493 | 9775.2726 | 0.046838 | 0.022133 | 0.27526 | 0.0094698 | 0.28473 | 1016.4013 | 7595.3868 | 0.20493 | 9813.1612 | 0.0042 | 0.1905 | 0.00057666 | 0.19107 | 681.1403 | 7595.3868 | 0.20493 | 9074.5362 | 0.0042 | 0.29074 | 0.00057666 | 0.29131 | 1038.9659 | 7595.3868 | 0.20493 | 9565.9783 | 0.0042 | 0.022133 | 0.26937 | 0.0036156 | 0.27298 | 973.5326
03/23 09:00:00 | 51.8 | 11 | 13.1% | 1.098 | 40697.4334 | 1.1054 | 3.9794 | 4.0069 | 3.6062 | 0.11932 | 0.39466 | 0.054187 | 346.4399 | 1.098 | 40697.4334 | 1.1054 | 4.311 | 4.3408 | 3.6897 | 0.11932 | 0.38573 | 0.052961 | 338.5779 | 4855.9898 | 0.13102 | 5995.0492 | 0.029945 | 0.11638 | 0.0041115 | 0.12049 | 672.8687 | 4855.9898 | 0.13102 | 5995.0492 | 0.029945 | 0.19207 | 0.0041115 | 0.19618 | 1095.5875 | 4855.9898 | 0.13102 | 6249.6652 | 0.029945 | 0.014151 | 0.17598 | 0.0060544 | 0.18204 | 1016.5833 | 4855.9898 | 0.13102 | 6273.8887 | 0.0042 | 0.12179 | 0.00057666 | 0.12237 | 681.2627 | 4855.9898 | 0.13102 | 5801.6605 | 0.0042 | 0.18588 | 0.00057666 | 0.18645 | 1039.1524 | 4855.9898 | 0.13102 | 6115.8562 | 0.0042 | 0.014151 | 0.17222 | 0.0025195 | 0.17473 | 973.7073
03/23 10:00:00 | 60.08 | 15.6 | 4.203% | 1.238 | 45882.914 | 1.1264 | 4.0549 | 4.249 | 3.8241 | 0.033948 | 0.11938 | 0.016391 | 346.4563 | 1.238 | 45882.914 | 1.1264 | 4.3928 | 4.603 | 3.9126 | 0.10583 | 0.36375 | 0.049943 | 338.6279 | 1557.6307 | 0.042026 | 1923.0009 | 0.0096054 | 0.03733 | 0.0013188 | 0.038649 | 672.9073 | 1557.6307 | 0.042026 | 1923.0009 | 0.0096054 | 0.06161 | 0.0013188 | 0.062929 | 1095.6504 | 1557.6307 | 0.042026 | 2004.6727 | 0.0096054 | 0.004539 | 0.056449 | 0.001942 | 0.058391 | 1016.6417 | 1557.6307 | 0.042026 | 2012.4428 | 0.0042 | 0.039066 | 0.00057666 | 0.039643 | 681.3024 | 1557.6307 | 0.042026 | 1860.9686 | 0.0042 | 0.059623 | 0.00057666 | 0.0602 | 1039.2126 | 1557.6307 | 0.042026 | 1961.7515 | 0.0042 | 0.004539 | 0.055241 | 0.0011999 | 0.056441 | 973.7638
03/23 11:00:00 | 62.06 | 16.7 | 0% | 1.2726 | 47167.4189 | 1.1255 | 4.0519 | 4.3037 | 3.8734 | 0 | 0 | 0 | 346.4563 | 1.2726 | 47167.4189 | 1.1255 | 4.3895 | 4.6624 | 3.963 | 0 | 0 | 0 | 338.6279 | 0 | 0 | 0 | 0 | 0 | 0 | 0 | 672.9073 | 0 | 0 | 0 | 0 | 0 | 0 | 0 | 1095.6504 | 0 | 0 | 0 | 0 | 0 | 0 | 0 | 0 | 1016.6417 | 0 | 0 | 0 | 0.0042 | 0 | 0.00057666 | 0.00057666 | 681.3029 | 0 | 0 | 0 | 0.0042 | 0 | 0.00057666 | 0.00057666 | 1039.2132 | 0 | 0 | 0 | 0.0042 | 0 | 0 | 0.00057666 | 0.00057666 | 973.7643
03/23 12:00:00 | 62.96 | 17.2 | 0% | 1.2885 | 47756.9624 | 1.1244 | 4.0478 | 4.3283 | 3.8955 | 0 | 0 | 0 | 346.4563 | 1.2885 | 47756.9624 | 1.1244 | 4.3851 | 4.689 | 3.9857 | 0 | 0 | 0 | 338.6279 | 0 | 0 | 0 | 0 | 0 | 0 | 0 | 672.9073 | 0 | 0 | 0 | 0 | 0 | 0 | 0 | 1095.6504 | 0 | 0 | 0 | 0 | 0 | 0 | 0 | 0 | 1016.6417 | 0 | 0 | 0 | 0.0042 | 0 | 0.00057666 | 0.00057666 | 681.3035 | 0 | 0 | 0 | 0.0042 | 0 | 0.00057666 | 0.00057666 | 1039.2137 | 0 | 0 | 0 | 0.0042 | 0 | 0 | 0.00057666 | 0.00057666 | 973.7649
03/23 13:00:00 | 62.96 | 17.2 | 0% | 1.2885 | 47756.9624 | 1.1244 | 4.0478 | 4.3283 | 3.8955 | 0 | 0 | 0 | 346.4563 | 1.2885 | 47756.9624 | 1.1244 | 4.3851 | 4.689 | 3.9857 | 0 | 0 | 0 | 338.6279 | 0 | 0 | 0 | 0 | 0 | 0 | 0 | 672.9073 | 0 | 0 | 0 | 0 | 0 | 0 | 0 | 1095.6504 | 0 | 0 | 0 | 0 | 0 | 0 | 0 | 0 | 1016.6417 | 0 | 0 | 0 | 0.0042 | 0 | 0.00057666 | 0.00057666 | 681.3041 | 0 | 0 | 0 | 0.0042 | 0 | 0.00057666 | 0.00057666 | 1039.2143 | 0 | 0 | 0 | 0.0042 | 0 | 0 | 0.00057666 | 0.00057666 | 973.7655
03/23 14:00:00 | 66.02 | 18.9 | 0% | 1.3433 | 49787.9534 | 1.117 | 4.0213 | 4.4109 | 3.9698 | 0 | 0 | 0 | 346.4563 | 1.3433 | 49787.9534 | 1.117 | 4.3565 | 4.7785 | 4.0617 | 0 | 0 | 0 | 338.6279 | 0 | 0 | 0 | 0 | 0 | 0 | 0 | 672.9073 | 0 | 0 | 0 | 0 | 0 | 0 | 0 | 1095.6504 | 0 | 0 | 0 | 0 | 0 | 0 | 0 | 0 | 1016.6417 | 0 | 0 | 0 | 0.0042 | 0 | 0.00057666 | 0.00057666 | 681.3047 | 0 | 0 | 0 | 0.0042 | 0 | 0.00057666 | 0.00057666 | 1039.2149 | 0 | 0 | 0 | 0.0042 | 0 | 0 | 0.00057666 | 0.00057666 | 973.7661
03/23 15:00:00 | 66.92 | 19.4 | 0% | 1.3596 | 50393.1104 | 1.1139 | 4.01 | 4.435 | 3.9915 | 0 | 0 | 0 | 346.4563 | 1.3596 | 50393.1104 | 1.1139 | 4.3441 | 4.8046 | 4.0839 | 0 | 0 | 0 | 338.6279 | 0 | 0 | 0 | 0 | 0 | 0 | 0 | 672.9073 | 0 | 0 | 0 | 0 | 0 | 0 | 0 | 1095.6504 | 0 | 0 | 0 | 0 | 0 | 0 | 0 | 0 | 1016.6417 | 0 | 0 | 0 | 0.0042 | 0 | 0.00057666 | 0.00057666 | 681.3052 | 0 | 0 | 0 | 0.0042 | 0 | 0.00057666 | 0.00057666 | 1039.2155 | 0 | 0 | 0 | 0.0042 | 0 | 0 | 0.00057666 | 0.00057666 | 973.7667
03/23 16:00:00 | 66.92 | 19.4 | 0% | 1.3596 | 50393.1104 | 1.1139 | 4.01 | 4.435 | 3.9915 | 0 | 0 | 0 | 346.4563 | 1.3596 | 50393.1104 | 1.1139 | 4.3441 | 4.8046 | 4.0839 | 0 | 0 | 0 | 338.6279 | 0 | 0 | 0 | 0 | 0 | 0 | 0 | 672.9073 | 0 | 0 | 0 | 0 | 0 | 0 | 0 | 1095.6504 | 0 | 0 | 0 | 0 | 0 | 0 | 0 | 0 | 1016.6417 | 0 | 0 | 0 | 0.0042 | 0 | 0.00057666 | 0.00057666 | 681.3058 | 0 | 0 | 0 | 0.0042 | 0 | 0.00057666 | 0.00057666 | 1039.216 | 0 | 0 | 0 | 0.0042 | 0 | 0 | 0.00057666 | 0.00057666 | 973.7672
03/23 17:00:00 | 66.92 | 19.4 | 0% | 1.3596 | 50393.1104 | 1.1139 | 4.01 | 4.435 | 3.9915 | 0 | 0 | 0 | 346.4563 | 1.3596 | 50393.1104 | 1.1139 | 4.3441 | 4.8046 | 4.0839 | 0 | 0 | 0 | 338.6279 | 0 | 0 | 0 | 0 | 0 | 0 | 0 | 672.9073 | 0 | 0 | 0 | 0 | 0 | 0 | 0 | 1095.6504 | 0 | 0 | 0 | 0 | 0 | 0 | 0 | 0 | 1016.6417 | 0 | 0 | 0 | 0.0042 | 0 | 0.00057666 | 0.00057666 | 681.3064 | 0 | 0 | 0 | 0.0042 | 0 | 0.00057666 | 0.00057666 | 1039.2166 | 0 | 0 | 0 | 0.0042 | 0 | 0 | 0.00057666 | 0.00057666 | 973.7678
03/23 18:00:00 | 62.96 | 17.2 | 0% | 1.2885 | 47756.9624 | 1.1244 | 4.0478 | 4.3283 | 3.8955 | 0 | 0 | 0 | 346.4563 | 1.2885 | 47756.9624 | 1.1244 | 4.3851 | 4.689 | 3.9857 | 0 | 0 | 0 | 338.6279 | 0 | 0 | 0 | 0 | 0 | 0 | 0 | 672.9073 | 0 | 0 | 0 | 0 | 0 | 0 | 0 | 1095.6504 | 0 | 0 | 0 | 0 | 0 | 0 | 0 | 0 | 1016.6417 | 0 | 0 | 0 | 0.0042 | 0 | 0.00057666 | 0.00057666 | 681.307 | 0 | 0 | 0 | 0.0042 | 0 | 0.00057666 | 0.00057666 | 1039.2172 | 0 | 0 | 0 | 0.0042 | 0 | 0 | 0.00057666 | 0.00057666 | 973.7684
03/23 19:00:00 | 62.96 | 17.2 | 0% | 1.2885 | 47756.9624 | 1.1244 | 4.0478 | 4.3283 | 3.8955 | 0 | 0 | 0 | 346.4563 | 1.2885 | 47756.9624 | 1.1244 | 4.3851 | 4.689 | 3.9857 | 0 | 0 | 0 | 338.6279 | 0 | 0 | 0 | 0 | 0 | 0 | 0 | 672.9073 | 0 | 0 | 0 | 0 | 0 | 0 | 0 | 1095.6504 | 0 | 0 | 0 | 0 | 0 | 0 | 0 | 0 | 1016.6417 | 0 | 0 | 0 | 0.0042 | 0 | 0.00057666 | 0.00057666 | 681.3076 | 0 | 0 | 0 | 0.0042 | 0 | 0.00057666 | 0.00057666 | 1039.2178 | 0 | 0 | 0 | 0.0042 | 0 | 0 | 0.00057666 | 0.00057666 | 973.769
03/23 20:00:00 | 62.06 | 16.7 | 0% | 1.2726 | 47167.4189 | 1.1255 | 4.0519 | 4.3037 | 3.8734 | 0 | 0 | 0 | 346.4563 | 1.2726 | 47167.4189 | 1.1255 | 4.3895 | 4.6624 | 3.963 | 0 | 0 | 0 | 338.6279 | 0 | 0 | 0 | 0 | 0 | 0 | 0 | 672.9073 | 0 | 0 | 0 | 0 | 0 | 0 | 0 | 1095.6504 | 0 | 0 | 0 | 0 | 0 | 0 | 0 | 0 | 1016.6417 | 0 | 0 | 0 | 0.0042 | 0 | 0.00057666 | 0.00057666 | 681.3081 | 0 | 0 | 0 | 0.0042 | 0 | 0.00057666 | 0.00057666 | 1039.2183 | 0 | 0 | 0 | 0.0042 | 0 | 0 | 0.00057666 | 0.00057666 | 973.7695
03/23 21:00:00 | 62.06 | 16.7 | 0% | 1.2726 | 47167.4189 | 1.1255 | 4.0519 | 4.3037 | 3.8734 | 0 | 0 | 0 | 346.4563 | 1.2726 | 47167.4189 | 1.1255 | 4.3895 | 4.6624 | 3.963 | 0 | 0 | 0 | 338.6279 | 0 | 0 | 0 | 0 | 0 | 0 | 0 | 672.9073 | 0 | 0 | 0 | 0 | 0 | 0 | 0 | 1095.6504 | 0 | 0 | 0 | 0 | 0 | 0 | 0 | 0 | 1016.6417 | 0 | 0 | 0 | 0.0042 | 0 | 0.00057666 | 0.00057666 | 681.3087 | 0 | 0 | 0 | 0.0042 | 0 | 0.00057666 | 0.00057666 | 1039.2189 | 0 | 0 | 0 | 0.0042 | 0 | 0 | 0.00057666 | 0.00057666 | 973.7701
03/23 22:00:00 | 60.98 | 16.1 | 0% | 1.2536 | 46464.6508 | 1.1263 | 4.0545 | 4.274 | 3.8466 | 0 | 0 | 0 | 346.4563 | 1.2536 | 46464.6508 | 1.1263 | 4.3924 | 4.6301 | 3.9356 | 0 | 0 | 0 | 338.6279 | 0 | 0 | 0 | 0 | 0 | 0 | 0 | 672.9073 | 0 | 0 | 0 | 0 | 0 | 0 | 0 | 1095.6504 | 0 | 0 | 0 | 0 | 0 | 0 | 0 | 0 | 1016.6417 | 0 | 0 | 0 | 0.0042 | 0 | 0.00057666 | 0.00057666 | 681.3093 | 0 | 0 | 0 | 0.0042 | 0 | 0.00057666 | 0.00057666 | 1039.2195 | 0 | 0 | 0 | 0.0042 | 0 | 0 | 0.00057666 | 0.00057666 | 973.7707
03/23 23:00:00 | 60.98 | 16.1 | 0.9259% | 1.2536 | 46464.6508 | 1.1263 | 4.0545 | 4.274 | 3.8466 | 0.0073854 | 0.026147 | 0.0035899 | 346.4599 | 1.2536 | 46464.6508 | 1.1263 | 4.3924 | 4.6301 | 3.9356 | 0.0073854 | 0.025555 | 0.0035087 | 338.6314 | 343.1611 | 0.0092587 | 423.6557 | 0.0021162 | 0.0082241 | 0.00029055 | 0.0085147 | 672.9158 | 343.1611 | 0.0092587 | 423.6557 | 0.0021162 | 0.013573 | 0.00029055 | 0.013864 | 1095.6643 | 343.1611 | 0.0092587 | 441.6488 | 0.0021162 | 0.00099999 | 0.012436 | 0.00042785 | 0.012864 | 1016.6546 | 343.1611 | 0.0092587 | 443.3606 | 0.0042 | 0.0086067 | 0.00057666 | 0.0091833 | 681.3185 | 343.1611 | 0.0092587 | 409.9894 | 0.0042 | 0.013136 | 0.00057666 | 0.013712 | 1039.2332 | 343.1611 | 0.0092587 | 432.1928 | 0.0042 | 0.00099999 | 0.01217 | 0.00071396 | 0.012884 | 973.7836
03/23 24:00:00 | 60.98 | 16.1 | 4.432% | 1.2536 | 46464.6508 | 1.1263 | 4.0545 | 4.274 | 3.8466 | 0.035356 | 0.12517 | 0.017186 | 346.4771 | 1.2536 | 46464.6508 | 1.1263 | 4.3924 | 4.6301 | 3.9356 | 0.0073854 | 0.025555 | 0.0035087 | 338.6349 | 1642.7886 | 0.044324 | 2028.134 | 0.010131 | 0.039371 | 0.0013909 | 0.040762 | 672.9566 | 1642.7886 | 0.044324 | 2028.134 | 0.010131 | 0.064979 | 0.0013909 | 0.06637 | 1095.7306 | 1642.7886 | 0.044324 | 2114.271 | 0.010131 | 0.0047872 | 0.059535 | 0.0020482 | 0.061584 | 1016.7161 | 1642.7886 | 0.044324 | 2122.4659 | 0.0042 | 0.041202 | 0.00057666 | 0.041779 | 681.3602 | 1642.7886 | 0.044324 | 1962.7104 | 0.0042 | 0.062883 | 0.00057666 | 0.063459 | 1039.2967 | 1642.7886 | 0.044324 | 2069.0032 | 0.0042 | 0.0047872 | 0.058261 | 0.0012339 | 0.059495 | 973.8431
03/24 01:00:00 | 60.98 | 16.1 | 8.048% | 1.2536 | 46464.6508 | 1.1263 | 4.0545 | 4.274 | 3.8466 | 0.0642 | 0.22729 | 0.031207 | 346.5083 | 1.2536 | 46464.6508 | 1.1263 | 4.3924 | 4.6301 | 3.9356 | 0.0642 | 0.22215 | 0.030501 | 338.6654 | 2983.0516 | 0.080485 | 3682.7798 | 0.018395 | 0.071491 | 0.0025257 | 0.074017 | 673.0306 | 2983.0516 | 0.080485 | 3682.7798 | 0.018395 | 0.11799 | 0.0025257 | 0.12052 | 1095.8512 | 2983.0516 | 0.080485 | 3839.1913 | 0.018395 | 0.0086928 | 0.10811 | 0.0037192 | 0.11183 | 1016.828 | 2983.0516 | 0.080485 | 3854.0718 | 0.0042 | 0.074817 | 0.00057666 | 0.075393 | 681.4356 | 2983.0516 | 0.080485 | 3563.9804 | 0.0042 | 0.11419 | 0.00057666 | 0.11476 | 1039.4114 | 2983.0516 | 0.080485 | 3756.992 | 0.0042 | 0.0086928 | 0.10579 | 0.0017702 | 0.10756 | 973.9506
03/24 02:00:00 | 60.08 | 15.6 | 12.03% | 1.238 | 45882.914 | 1.1264 | 4.0549 | 4.249 | 3.8241 | 0.097152 | 0.34164 | 0.046907 | 346.5552 | 1.238 | 45882.914 | 1.1264 | 4.3928 | 4.603 | 3.9126 | 0.065014 | 0.22345 | 0.03068 | 338.6961 | 4457.6039 | 0.12027 | 5503.2146 | 0.027489 | 0.10683 | 0.0037742 | 0.1106 | 673.1412 | 4457.6039 | 0.12027 | 5503.2146 | 0.027489 | 0.17632 | 0.0037742 | 0.18009 | 1096.0313 | 4457.6039 | 0.12027 | 5736.9419 | 0.027489 | 0.01299 | 0.16155 | 0.0055577 | 0.1671 | 1016.9951 | 4457.6039 | 0.12027 | 5759.1781 | 0.0042 | 0.1118 | 0.00057666 | 0.11238 | 681.548 | 4457.6039 | 0.12027 | 5325.6916 | 0.0042 | 0.17063 | 0.00057666 | 0.1712 | 1039.5826 | 4457.6039 | 0.12027 | 5614.1106 | 0.0042 | 0.01299 | 0.15809 | 0.0023602 | 0.16045 | 974.1111
03/24 03:00:00 | 60.08 | 15.6 | 14.15% | 1.238 | 45882.914 | 1.1264 | 4.0549 | 4.249 | 3.8241 | 0.11428 | 0.40186 | 0.055175 | 346.6104 | 1.238 | 45882.914 | 1.1264 | 4.3928 | 4.603 | 3.9126 | 0.11428 | 0.39277 | 0.053927 | 338.75 | 5243.3141 | 0.14147 | 6473.2273 | 0.032334 | 0.12566 | 0.0044394 | 0.1301 | 673.2713 | 5243.3141 | 0.14147 | 6473.2273 | 0.032334 | 0.20739 | 0.0044394 | 0.21183 | 1096.2431 | 5243.3141 | 0.14147 | 6748.152 | 0.032334 | 0.015279 | 0.19002 | 0.0065373 | 0.19656 | 1017.1916 | 5243.3141 | 0.14147 | 6774.3076 | 0.0042 | 0.13151 | 0.00057666 | 0.13208 | 681.6801 | 5243.3141 | 0.14147 | 6264.4135 | 0.0042 | 0.2007 | 0.00057666 | 0.20128 | 1039.7839 | 5243.3141 | 0.14147 | 6603.6701 | 0.0042 | 0.015279 | 0.18595 | 0.0026745 | 0.18863 | 974.2997
03/24 04:00:00 | 60.08 | 15.6 | 14.43% | 1.238 | 45882.914 | 1.1264 | 4.0549 | 4.249 | 3.8241 | 0.11657 | 0.40992 | 0.056282 | 346.6667 | 1.238 | 45882.914 | 1.1264 | 4.3928 | 4.603 | 3.9126 | 0.11428 | 0.39277 | 0.053927 | 338.8039 | 5348.4897 | 0.14431 | 6603.0736 | 0.032982 | 0.12818 | 0.0045285 | 0.13271 | 673.404 | 5348.4897 | 0.14431 | 6603.0736 | 0.032982 | 0.21155 | 0.0045285 | 0.21608 | 1096.4592 | 5348.4897 | 0.14431 | 6883.5131 | 0.032982 | 0.015586 | 0.19383 | 0.0066684 | 0.2005 | 1017.3921 | 5348.4897 | 0.14431 | 6910.1934 | 0.0042 | 0.13414 | 0.00057666 | 0.13472 | 681.8148 | 5348.4897 | 0.14431 | 6390.0713 | 0.0042 | 0.20473 | 0.00057666 | 0.20531 | 1039.9892 | 5348.4897 | 0.14431 | 6736.1331 | 0.0042 | 0.015586 | 0.18968 | 0.0027166 | 0.1924 | 974.4921
03/24 05:00:00 | 59 | 15 | 14.87% | 1.2192 | 45189.514 | 1.1258 | 4.053 | 4.2187 | 3.7968 | 0.12193 | 0.42532 | 0.058396 | 346.7251 | 1.2192 | 45189.514 | 1.1258 | 4.3908 | 4.5702 | 3.8847 | 0.12193 | 0.41569 | 0.057075 | 338.861 | 5509.8161 | 0.14866 | 6802.242 | 0.033977 | 0.13205 | 0.0046651 | 0.13671 | 673.5407 | 5509.8161 | 0.14866 | 6802.242 | 0.033977 | 0.21793 | 0.0046651 | 0.2226 | 1096.6818 | 5509.8161 | 0.14866 | 7091.1404 | 0.033977 | 0.016056 | 0.19968 | 0.0068696 | 0.20655 | 1017.5987 | 5509.8161 | 0.14866 | 7118.6254 | 0.0042 | 0.13819 | 0.00057666 | 0.13877 | 681.9536 | 5509.8161 | 0.14866 | 6582.8149 | 0.0042 | 0.2109 | 0.00057666 | 0.21148 | 1040.2007 | 5509.8161 | 0.14866 | 6939.3149 | 0.0042 | 0.016056 | 0.1954 | 0.0027811 | 0.19818 | 974.6903
03/24 06:00:00 | 59 | 15 | 15.15% | 1.2192 | 45189.514 | 1.1258 | 4.053 | 4.2187 | 3.7968 | 0.12428 | 0.43353 | 0.059523 | 346.7846 | 1.2192 | 45189.514 | 1.1258 | 4.3908 | 4.5702 | 3.8847 | 0.12193 | 0.41569 | 0.057075 | 338.9181 | 5616.1673 | 0.15153 | 6933.5398 | 0.034633 | 0.1346 | 0.0047551 | 0.13935 | 673.6801 | 5616.1673 | 0.15153 | 6933.5398 | 0.034633 | 0.22214 | 0.0047551 | 0.2269 | 1096.9087 | 5616.1673 | 0.15153 | 7228.0145 | 0.034633 | 0.016366 | 0.20353 | 0.0070021 | 0.21053 | 1017.8092 | 5616.1673 | 0.15153 | 7256.0301 | 0.0042 | 0.14086 | 0.00057666 | 0.14143 | 682.095 | 5616.1673 | 0.15153 | 6709.8773 | 0.0042 | 0.21498 | 0.00057666 | 0.21555 | 1040.4163 | 5616.1673 | 0.15153 | 7073.2585 | 0.0042 | 0.016366 | 0.19917 | 0.0028237 | 0.202 | 974.8923
03/24 07:00:00 | 59 | 15 | 13.88% | 1.2192 | 45189.514 | 1.1258 | 4.053 | 4.2187 | 3.7968 | 0.11383 | 0.39707 | 0.054517 | 346.8391 | 1.2192 | 45189.514 | 1.1258 | 4.3908 | 4.5702 | 3.8847 | 0.11383 | 0.38808 | 0.053284 | 338.9714 | 5143.8738 | 0.13879 | 6350.4615 | 0.031721 | 0.12328 | 0.0043552 | 0.12763 | 673.8077 | 5143.8738 | 0.13879 | 6350.4615 | 0.031721 | 0.20346 | 0.0043552 | 0.20782 | 1097.1165 | 5143.8738 | 0.13879 | 6620.1722 | 0.031721 | 0.01499 | 0.18642 | 0.0064133 | 0.19283 | 1018.002 | 5143.8738 | 0.13879 | 6645.8318 | 0.0042 | 0.12901 | 0.00057666 | 0.12959 | 682.2246 | 5143.8738 | 0.13879 | 6145.6079 | 0.0042 | 0.1969 | 0.00057666 | 0.19747 | 1040.6137 | 5143.8738 | 0.13879 | 6478.4305 | 0.0042 | 0.01499 | 0.18243 | 0.0026347 | 0.18506 | 975.0773
03/24 08:00:00 | 59 | 15 | 9.514% | 1.2192 | 45189.514 | 1.1258 | 4.053 | 4.2187 | 3.7968 | 0.078035 | 0.27221 | 0.037374 | 346.8765 | 1.2192 | 45189.514 | 1.1258 | 4.3908 | 4.5702 | 3.8847 | 0.11383 | 0.38808 | 0.053284 | 339.0246 | 3526.3534 | 0.095144 | 4353.5227 | 0.021746 | 0.084512 | 0.0029857 | 0.087498 | 673.8952 | 3526.3534 | 0.095144 | 4353.5227 | 0.021746 | 0.13948 | 0.0029857 | 0.14247 | 1097.2589 | 3526.3534 | 0.095144 | 4538.4213 | 0.021746 | 0.010276 | 0.1278 | 0.0043966 | 0.13219 | 1018.1342 | 3526.3534 | 0.095144 | 4556.0121 | 0.0042 | 0.088443 | 0.00057666 | 0.089019 | 682.3136 | 3526.3534 | 0.095144 | 4213.0865 | 0.0042 | 0.13498 | 0.00057666 | 0.13556 | 1040.7493 | 3526.3534 | 0.095144 | 4441.2511 | 0.0042 | 0.010276 | 0.12506 | 0.0019876 | 0.12705 | 975.2044
03/24 09:00:00 | 60.08 | 15.6 | 7.625% | 1.238 | 45882.914 | 1.1264 | 4.0549 | 4.249 | 3.8241 | 0.061593 | 0.2166 | 0.029739 | 346.9062 | 1.238 | 45882.914 | 1.1264 | 4.3928 | 4.603 | 3.9126 | 0.061593 | 0.21169 | 0.029066 | 339.0537 | 2826.0639 | 0.076249 | 3488.9677 | 0.017427 | 0.067729 | 0.0023928 | 0.070122 | 673.9653 | 2826.0639 | 0.076249 | 3488.9677 | 0.017427 | 0.11178 | 0.0023928 | 0.11417 | 1097.3731 | 2826.0639 | 0.076249 | 3637.1478 | 0.017427 | 0.0082353 | 0.10242 | 0.0035235 | 0.10594 | 1018.2402 | 2826.0639 | 0.076249 | 3651.2453 | 0.0042 | 0.070879 | 0.00057666 | 0.071456 | 682.3851 | 2826.0639 | 0.076249 | 3376.4204 | 0.0042 | 0.10818 | 0.00057666 | 0.10875 | 1040.858 | 2826.0639 | 0.076249 | 3559.2744 | 0.0042 | 0.0082353 | 0.10023 | 0.0017074 | 0.10193 | 975.3063
03/24 10:00:00 | 64.04 | 17.8 | 3.14% | 1.3077 | 48469.0987 | 1.1224 | 4.0406 | 4.3577 | 3.9219 | 0.024012 | 0.086973 | 0.011941 | 346.9182 | 1.3077 | 48469.0987 | 1.1224 | 4.3774 | 4.7208 | 4.0127 | 0.058307 | 0.20641 | 0.028341 | 339.082 | 1163.8282 | 0.031401 | 1436.8249 | 0.0071769 | 0.027892 | 0.00098539 | 0.028878 | 673.9942 | 1163.8282 | 0.031401 | 1436.8249 | 0.0071769 | 0.046034 | 0.00098539 | 0.047019 | 1097.4201 | 1163.8282 | 0.031401 | 1497.8484 | 0.0071769 | 0.0033915 | 0.042178 | 0.001451 | 0.043629 | 1018.2838 | 1163.8282 | 0.031401 | 1503.654 | 0.0042 | 0.029189 | 0.00057666 | 0.029766 | 682.4148 | 1163.8282 | 0.031401 | 1390.4757 | 0.0042 | 0.044549 | 0.00057666 | 0.045126 | 1040.9032 | 1163.8282 | 0.031401 | 1465.7786 | 0.0042 | 0.0033915 | 0.041275 | 0.0010423 | 0.042317 | 975.3486
03/24 11:00:00 | 68 | 20 | 0% | 1.3794 | 51123.983 | 1.1095 | 3.9942 | 4.4638 | 4.0174 | 0 | 0 | 0 | 346.9182 | 1.3794 | 51123.983 | 1.1095 | 4.327 | 4.8357 | 4.1104 | 0 | 0 | 0 | 339.082 | 0 | 0 | 0 | 0 | 0 | 0 | 0 | 673.9942 | 0 | 0 | 0 | 0 | 0 | 0 | 0 | 1097.4201 | 0 | 0 | 0 | 0 | 0 | 0 | 0 | 0 | 1018.2838 | 0 | 0 | 0 | 0.0042 | 0 | 0.00057666 | 0.00057666 | 682.4154 | 0 | 0 | 0 | 0.0042 | 0 | 0.00057666 | 0.00057666 | 1040.9037 | 0 | 0 | 0 | 0.0042 | 0 | 0 | 0.00057666 | 0.00057666 | 975.3492
03/24 12:00:00 | 69.08 | 20.6 | 0% | 1.3992 | 51859.9654 | 1.1045 | 3.9762 | 4.4925 | 4.0432 | 0 | 0 | 0 | 346.9182 | 1.3992 | 51859.9654 | 1.1045 | 4.3075 | 4.8668 | 4.1368 | 0 | 0 | 0 | 339.082 | 0 | 0 | 0 | 0 | 0 | 0 | 0 | 673.9942 | 0 | 0 | 0 | 0 | 0 | 0 | 0 | 1097.4201 | 0 | 0 | 0 | 0 | 0 | 0 | 0 | 0 | 1018.2838 | 0 | 0 | 0 | 0.0042 | 0 | 0.00057666 | 0.00057666 | 682.416 | 0 | 0 | 0 | 0.0042 | 0 | 0.00057666 | 0.00057666 | 1040.9043 | 0 | 0 | 0 | 0.0042 | 0 | 0 | 0.00057666 | 0.00057666 | 975.3498
03/24 13:00:00 | 69.08 | 20.6 | 0% | 1.3992 | 51859.9654 | 1.1045 | 3.9762 | 4.4925 | 4.0432 | 0 | 0 | 0 | 346.9182 | 1.3992 | 51859.9654 | 1.1045 | 4.3075 | 4.8668 | 4.1368 | 0 | 0 | 0 | 339.082 | 0 | 0 | 0 | 0 | 0 | 0 | 0 | 673.9942 | 0 | 0 | 0 | 0 | 0 | 0 | 0 | 1097.4201 | 0 | 0 | 0 | 0 | 0 | 0 | 0 | 0 | 1018.2838 | 0 | 0 | 0 | 0.0042 | 0 | 0.00057666 | 0.00057666 | 682.4166 | 0 | 0 | 0 | 0.0042 | 0 | 0.00057666 | 0.00057666 | 1040.9049 | 0 | 0 | 0 | 0.0042 | 0 | 0 | 0.00057666 | 0.00057666 | 975.3504
03/24 14:00:00 | 71.96 | 22.2 | 0% | 1.4528 | 53847.5669 | 1.0882 | 3.9177 | 4.5689 | 4.112 | 0 | 0 | 0 | 346.9182 | 1.4528 | 53847.5669 | 1.0882 | 4.2442 | 4.9496 | 4.2072 | 0 | 0 | 0 | 339.082 | 0 | 0 | 0 | 0 | 0 | 0 | 0 | 673.9942 | 0 | 0 | 0 | 0 | 0 | 0 | 0 | 1097.4201 | 0 | 0 | 0 | 0 | 0 | 0 | 0 | 0 | 1018.2838 | 0 | 0 | 0 | 0.0042 | 0 | 0.00057666 | 0.00057666 | 682.4171 | 0 | 0 | 0 | 0.0042 | 0 | 0.00057666 | 0.00057666 | 1040.9055 | 0 | 0 | 0 | 0.0042 | 0 | 0 | 0.00057666 | 0.00057666 | 975.351
03/24 15:00:00 | 73.04 | 22.8 | 0% | 1.4732 | 54602.2855 | 1.0811 | 3.892 | 4.5976 | 4.1378 | 0 | 0 | 0 | 346.9182 | 1.4732 | 54602.2855 | 1.0811 | 4.2164 | 4.9807 | 4.2336 | 0 | 0 | 0 | 339.082 | 0 | 0 | 0 | 0 | 0 | 0 | 0 | 673.9942 | 0 | 0 | 0 | 0 | 0 | 0 | 0 | 1097.4201 | 0 | 0 | 0 | 0 | 0 | 0 | 0 | 0 | 1018.2838 | 0 | 0 | 0 | 0.0042 | 0 | 0.00057666 | 0.00057666 | 682.4177 | 0 | 0 | 0 | 0.0042 | 0 | 0.00057666 | 0.00057666 | 1040.9061 | 0 | 0 | 0 | 0.0042 | 0 | 0 | 0.00057666 | 0.00057666 | 975.3515
03/24 16:00:00 | 73.94 | 23.3 | 0% | 1.4903 | 55235.1212 | 1.0748 | 3.8692 | 4.6215 | 4.1594 | 0 | 0 | 0 | 346.9182 | 1.4903 | 55235.1212 | 1.0748 | 4.1916 | 5.0067 | 4.2557 | 0 | 0 | 0 | 339.082 | 0 | 0 | 0 | 0 | 0 | 0 | 0 | 673.9942 | 0 | 0 | 0 | 0 | 0 | 0 | 0 | 1097.4201 | 0 | 0 | 0 | 0 | 0 | 0 | 0 | 0 | 1018.2838 | 0 | 0 | 0 | 0.0042 | 0 | 0.00057666 | 0.00057666 | 682.4183 | 0 | 0 | 0 | 0.0042 | 0 | 0.00057666 | 0.00057666 | 1040.9066 | 0 | 0 | 0 | 0.0042 | 0 | 0 | 0.00057666 | 0.00057666 | 975.3521
03/24 17:00:00 | 73.94 | 23.3 | 0% | 1.4903 | 55235.1212 | 1.0748 | 3.8692 | 4.6215 | 4.1594 | 0 | 0 | 0 | 346.9182 | 1.4903 | 55235.1212 | 1.0748 | 4.1916 | 5.0067 | 4.2557 | 0 | 0 | 0 | 339.082 | 0 | 0 | 0 | 0 | 0 | 0 | 0 | 673.9942 | 0 | 0 | 0 | 0 | 0 | 0 | 0 | 1097.4201 | 0 | 0 | 0 | 0 | 0 | 0 | 0 | 0 | 1018.2838 | 0 | 0 | 0 | 0.0042 | 0 | 0.00057666 | 0.00057666 | 682.4189 | 0 | 0 | 0 | 0.0042 | 0 | 0.00057666 | 0.00057666 | 1040.9072 | 0 | 0 | 0 | 0.0042 | 0 | 0 | 0.00057666 | 0.00057666 | 975.3527
03/24 18:00:00 | 71.06 | 21.7 | 0% | 1.436 | 53222.538 | 1.0938 | 3.9376 | 4.545 | 4.0905 | 0 | 0 | 0 | 346.9182 | 1.436 | 53222.538 | 1.0938 | 4.2657 | 4.9237 | 4.1852 | 0 | 0 | 0 | 339.082 | 0 | 0 | 0 | 0 | 0 | 0 | 0 | 673.9942 | 0 | 0 | 0 | 0 | 0 | 0 | 0 | 1097.4201 | 0 | 0 | 0 | 0 | 0 | 0 | 0 | 0 | 1018.2838 | 0 | 0 | 0 | 0.0042 | 0 | 0.00057666 | 0.00057666 | 682.4195 | 0 | 0 | 0 | 0.0042 | 0 | 0.00057666 | 0.00057666 | 1040.9078 | 0 | 0 | 0 | 0.0042 | 0 | 0 | 0.00057666 | 0.00057666 | 975.3533
03/24 19:00:00 | 71.06 | 21.7 | 0% | 1.436 | 53222.538 | 1.0938 | 3.9376 | 4.545 | 4.0905 | 0 | 0 | 0 | 346.9182 | 1.436 | 53222.538 | 1.0938 | 4.2657 | 4.9237 | 4.1852 | 0 | 0 | 0 | 339.082 | 0 | 0 | 0 | 0 | 0 | 0 | 0 | 673.9942 | 0 | 0 | 0 | 0 | 0 | 0 | 0 | 1097.4201 | 0 | 0 | 0 | 0 | 0 | 0 | 0 | 0 | 1018.2838 | 0 | 0 | 0 | 0.0042 | 0 | 0.00057666 | 0.00057666 | 682.42 | 0 | 0 | 0 | 0.0042 | 0 | 0.00057666 | 0.00057666 | 1040.9084 | 0 | 0 | 0 | 0.0042 | 0 | 0 | 0.00057666 | 0.00057666 | 975.3538
03/24 20:00:00 | 69.08 | 20.6 | 0% | 1.3992 | 51859.9654 | 1.1045 | 3.9762 | 4.4925 | 4.0432 | 0 | 0 | 0 | 346.9182 | 1.3992 | 51859.9654 | 1.1045 | 4.3075 | 4.8668 | 4.1368 | 0 | 0 | 0 | 339.082 | 0 | 0 | 0 | 0 | 0 | 0 | 0 | 673.9942 | 0 | 0 | 0 | 0 | 0 | 0 | 0 | 1097.4201 | 0 | 0 | 0 | 0 | 0 | 0 | 0 | 0 | 1018.2838 | 0 | 0 | 0 | 0.0042 | 0 | 0.00057666 | 0.00057666 | 682.4206 | 0 | 0 | 0 | 0.0042 | 0 | 0.00057666 | 0.00057666 | 1040.9089 | 0 | 0 | 0 | 0.0042 | 0 | 0 | 0.00057666 | 0.00057666 | 975.3544
03/24 21:00:00 | 69.08 | 20.6 | 0% | 1.3992 | 51859.9654 | 1.1045 | 3.9762 | 4.4925 | 4.0432 | 0 | 0 | 0 | 346.9182 | 1.3992 | 51859.9654 | 1.1045 | 4.3075 | 4.8668 | 4.1368 | 0 | 0 | 0 | 339.082 | 0 | 0 | 0 | 0 | 0 | 0 | 0 | 673.9942 | 0 | 0 | 0 | 0 | 0 | 0 | 0 | 1097.4201 | 0 | 0 | 0 | 0 | 0 | 0 | 0 | 0 | 1018.2838 | 0 | 0 | 0 | 0.0042 | 0 | 0.00057666 | 0.00057666 | 682.4212 | 0 | 0 | 0 | 0.0042 | 0 | 0.00057666 | 0.00057666 | 1040.9095 | 0 | 0 | 0 | 0.0042 | 0 | 0 | 0.00057666 | 0.00057666 | 975.355
03/24 22:00:00 | 68 | 20 | 0% | 1.3794 | 51123.983 | 1.1095 | 3.9942 | 4.4638 | 4.0174 | 0 | 0 | 0 | 346.9182 | 1.3794 | 51123.983 | 1.1095 | 4.327 | 4.8357 | 4.1104 | 0 | 0 | 0 | 339.082 | 0 | 0 | 0 | 0 | 0 | 0 | 0 | 673.9942 | 0 | 0 | 0 | 0 | 0 | 0 | 0 | 1097.4201 | 0 | 0 | 0 | 0 | 0 | 0 | 0 | 0 | 1018.2838 | 0 | 0 | 0 | 0.0042 | 0 | 0.00057666 | 0.00057666 | 682.4218 | 0 | 0 | 0 | 0.0042 | 0 | 0.00057666 | 0.00057666 | 1040.9101 | 0 | 0 | 0 | 0.0042 | 0 | 0 | 0.00057666 | 0.00057666 | 975.3556
03/24 23:00:00 | 66.92 | 19.4 | 0% | 1.3596 | 50393.1104 | 1.1139 | 4.01 | 4.435 | 3.9915 | 0 | 0 | 0 | 346.9182 | 1.3596 | 50393.1104 | 1.1139 | 4.3441 | 4.8046 | 4.0839 | 0 | 0 | 0 | 339.082 | 0 | 0 | 0 | 0 | 0 | 0 | 0 | 673.9942 | 0 | 0 | 0 | 0 | 0 | 0 | 0 | 1097.4201 | 0 | 0 | 0 | 0 | 0 | 0 | 0 | 0 | 1018.2838 | 0 | 0 | 0 | 0.0042 | 0 | 0.00057666 | 0.00057666 | 682.4223 | 0 | 0 | 0 | 0.0042 | 0 | 0.00057666 | 0.00057666 | 1040.9107 | 0 | 0 | 0 | 0.0042 | 0 | 0 | 0.00057666 | 0.00057666 | 975.3561
03/24 24:00:00 | 64.94 | 18.3 | 0% | 1.3238 | 49066.449 | 1.1202 | 4.0329 | 4.3819 | 3.9437 | 0 | 0 | 0 | 346.9182 | 1.3238 | 49066.449 | 1.1202 | 4.3689 | 4.7471 | 4.035 | 0 | 0 | 0 | 339.082 | 0 | 0 | 0 | 0 | 0 | 0 | 0 | 673.9942 | 0 | 0 | 0 | 0 | 0 | 0 | 0 | 1097.4201 | 0 | 0 | 0 | 0 | 0 | 0 | 0 | 0 | 1018.2838 | 0 | 0 | 0 | 0.0042 | 0 | 0.00057666 | 0.00057666 | 682.4229 | 0 | 0 | 0 | 0.0042 | 0 | 0.00057666 | 0.00057666 | 1040.9112 | 0 | 0 | 0 | 0.0042 | 0 | 0 | 0.00057666 | 0.00057666 | 975.3567
03/25 01:00:00 | 64.94 | 18.3 | 0% | 1.3238 | 49066.449 | 1.1202 | 4.0329 | 4.3819 | 3.9437 | 0 | 0 | 0 | 346.9182 | 1.3238 | 49066.449 | 1.1202 | 4.3689 | 4.7471 | 4.035 | 0 | 0 | 0 | 339.082 | 0 | 0 | 0 | 0 | 0 | 0 | 0 | 673.9942 | 0 | 0 | 0 | 0 | 0 | 0 | 0 | 1097.4201 | 0 | 0 | 0 | 0 | 0 | 0 | 0 | 0 | 1018.2838 | 0 | 0 | 0 | 0.0042 | 0 | 0.00057666 | 0.00057666 | 682.4235 | 0 | 0 | 0 | 0.0042 | 0 | 0.00057666 | 0.00057666 | 1040.9118 | 0 | 0 | 0 | 0.0042 | 0 | 0 | 0.00057666 | 0.00057666 | 975.3573
03/25 02:00:00 | 62.96 | 17.2 | 0.2349% | 1.2885 | 47756.9624 | 1.1244 | 4.0478 | 4.3283 | 3.8955 | 0.0018233 | 0.0065513 | 0.00089949 | 346.9191 | 1.2885 | 47756.9624 | 1.1244 | 4.3851 | 4.689 | 3.9857 | 0 | 0 | 0 | 339.082 | 87.076 | 0.0023494 | 107.5012 | 0.00053697 | 0.0020868 | 7.3726e-05 | 0.0021606 | 673.9964 | 87.076 | 0.0023494 | 107.5012 | 0.00053697 | 0.0034442 | 7.3726e-05 | 0.0035179 | 1097.4237 | 87.076 | 0.0023494 | 112.0669 | 0.00053697 | 0.00025374 | 0.0031557 | 0.00010856 | 0.0032642 | 1018.2871 | 87.076 | 0.0023494 | 112.5013 | 0.0042 | 0.0021839 | 0.00057666 | 0.0027606 | 682.4263 | 87.076 | 0.0023494 | 104.0335 | 0.0042 | 0.0033331 | 0.00057666 | 0.0039098 | 1040.9157 | 87.076 | 0.0023494 | 109.6675 | 0.0042 | 0.00025374 | 0.0030881 | 0.0006115 | 0.0036996 | 975.361
03/25 03:00:00 | 62.06 | 16.7 | 3.907% | 1.2726 | 47167.4189 | 1.1255 | 4.0519 | 4.3037 | 3.8734 | 0.030703 | 0.10958 | 0.015045 | 346.9341 | 1.2726 | 47167.4189 | 1.1255 | 4.3895 | 4.6624 | 3.963 | 0.030703 | 0.1071 | 0.014705 | 339.0968 | 1448.1744 | 0.039073 | 1787.8696 | 0.0089304 | 0.034707 | 0.0012261 | 0.035933 | 674.0323 | 1448.1744 | 0.039073 | 1787.8696 | 0.0089304 | 0.057281 | 0.0012261 | 0.058507 | 1097.4822 | 1448.1744 | 0.039073 | 1863.8023 | 0.0089304 | 0.0042201 | 0.052483 | 0.0018056 | 0.054288 | 1018.3414 | 1448.1744 | 0.039073 | 1871.0263 | 0.0042 | 0.036321 | 0.00057666 | 0.036898 | 682.4631 | 1448.1744 | 0.039073 | 1730.1964 | 0.0042 | 0.055433 | 0.00057666 | 0.05601 | 1040.9717 | 1448.1744 | 0.039073 | 1823.8972 | 0.0042 | 0.0042201 | 0.051359 | 0.0011561 | 0.052515 | 975.4135
03/25 04:00:00 | 57.02 | 13.9 | 9.725% | 1.1853 | 43931.5522 | 1.1231 | 4.0433 | 4.1622 | 3.746 | 0.082045 | 0.282 | 0.038719 | 346.9728 | 1.1853 | 43931.5522 | 1.1231 | 4.3802 | 4.5091 | 3.8327 | 0.032964 | 0.11074 | 0.015205 | 339.112 | 3604.3568 | 0.097248 | 4449.8232 | 0.022227 | 0.086381 | 0.0030517 | 0.089433 | 674.1217 | 3604.3568 | 0.097248 | 4449.8232 | 0.022227 | 0.14257 | 0.0030517 | 0.14562 | 1097.6278 | 3604.3568 | 0.097248 | 4638.8119 | 0.022227 | 0.010503 | 0.13062 | 0.0044939 | 0.13512 | 1018.4765 | 3604.3568 | 0.097248 | 4656.7917 | 0.0042 | 0.090399 | 0.00057666 | 0.090976 | 682.5541 | 3604.3568 | 0.097248 | 4306.2805 | 0.0042 | 0.13797 | 0.00057666 | 0.13854 | 1041.1103 | 3604.3568 | 0.097248 | 4539.4922 | 0.0042 | 0.010503 | 0.12783 | 0.0020188 | 0.12985 | 975.5434
03/25 05:00:00 | 59 | 15 | 14.06% | 1.2192 | 45189.514 | 1.1258 | 4.053 | 4.2187 | 3.7968 | 0.1153 | 0.4022 | 0.055221 | 347.028 | 1.2192 | 45189.514 | 1.1258 | 4.3908 | 4.5702 | 3.8847 | 0.1153 | 0.3931 | 0.053972 | 339.1659 | 5210.2891 | 0.14058 | 6432.4557 | 0.03213 | 0.12487 | 0.0044115 | 0.12928 | 674.251 | 5210.2891 | 0.14058 | 6432.4557 | 0.03213 | 0.20609 | 0.0044115 | 0.2105 | 1097.8383 | 5210.2891 | 0.14058 | 6705.6488 | 0.03213 | 0.015183 | 0.18882 | 0.0064961 | 0.19532 | 1018.6718 | 5210.2891 | 0.14058 | 6731.6397 | 0.0042 | 0.13068 | 0.00057666 | 0.13125 | 682.6854 | 5210.2891 | 0.14058 | 6224.9571 | 0.0042 | 0.19944 | 0.00057666 | 0.20002 | 1041.3103 | 5210.2891 | 0.14058 | 6562.077 | 0.0042 | 0.015183 | 0.18478 | 0.0026613 | 0.18744 | 975.7308
03/25 06:00:00 | 59 | 15 | 14.67% | 1.2192 | 45189.514 | 1.1258 | 4.053 | 4.2187 | 3.7968 | 0.12034 | 0.41979 | 0.057637 | 347.0857 | 1.2192 | 45189.514 | 1.1258 | 4.3908 | 4.5702 | 3.8847 | 0.1153 | 0.3931 | 0.053972 | 339.2199 | 5438.1713 | 0.14673 | 6713.7917 | 0.033535 | 0.13033 | 0.0046044 | 0.13493 | 674.386 | 5438.1713 | 0.14673 | 6713.7917 | 0.033535 | 0.2151 | 0.0046044 | 0.21971 | 1098.058 | 5438.1713 | 0.14673 | 6998.9334 | 0.033535 | 0.015847 | 0.19708 | 0.0067802 | 0.20386 | 1018.8757 | 5438.1713 | 0.14673 | 7026.0611 | 0.0042 | 0.13639 | 0.00057666 | 0.13697 | 682.8223 | 5438.1713 | 0.14673 | 6497.2178 | 0.0042 | 0.20816 | 0.00057666 | 0.20874 | 1041.519 | 5438.1713 | 0.14673 | 6849.0822 | 0.0042 | 0.015847 | 0.19286 | 0.0027525 | 0.19561 | 975.9264
03/25 07:00:00 | 59 | 15 | 12.07% | 1.2192 | 45189.514 | 1.1258 | 4.053 | 4.2187 | 3.7968 | 0.099013 | 0.34539 | 0.047421 | 347.1331 | 1.2192 | 45189.514 | 1.1258 | 4.3908 | 4.5702 | 3.8847 | 0.099013 | 0.33757 | 0.046349 | 339.2662 | 4474.347 | 0.12072 | 5523.8852 | 0.027592 | 0.10723 | 0.0037884 | 0.11102 | 674.497 | 4474.347 | 0.12072 | 5523.8852 | 0.027592 | 0.17698 | 0.0037884 | 0.18077 | 1098.2388 | 4474.347 | 0.12072 | 5758.4903 | 0.027592 | 0.013039 | 0.16215 | 0.0055785 | 0.16773 | 1019.0434 | 4474.347 | 0.12072 | 5780.8101 | 0.0042 | 0.11222 | 0.00057666 | 0.1128 | 682.9351 | 4474.347 | 0.12072 | 5345.6953 | 0.0042 | 0.17127 | 0.00057666 | 0.17185 | 1041.6909 | 4474.347 | 0.12072 | 5635.1977 | 0.0042 | 0.013039 | 0.15868 | 0.0023668 | 0.16105 | 976.0875
03/25 08:00:00 | 64.04 | 17.8 | 3.817% | 1.3077 | 48469.0987 | 1.1224 | 4.0406 | 4.3577 | 3.9219 | 0.029186 | 0.10572 | 0.014515 | 347.1476 | 1.3077 | 48469.0987 | 1.1224 | 4.3774 | 4.7208 | 4.0127 | 0.092313 | 0.3268 | 0.04487 | 339.3111 | 1414.6395 | 0.038168 | 1746.4685 | 0.0087236 | 0.033903 | 0.0011978 | 0.035101 | 674.5321 | 1414.6395 | 0.038168 | 1746.4685 | 0.0087236 | 0.055955 | 0.0011978 | 0.057152 | 1098.2959 | 1414.6395 | 0.038168 | 1820.6428 | 0.0087236 | 0.0041223 | 0.051267 | 0.0017637 | 0.053031 | 1019.0964 | 1414.6395 | 0.038168 | 1827.6995 | 0.0042 | 0.03548 | 0.00057666 | 0.036057 | 682.9712 | 1414.6395 | 0.038168 | 1690.1308 | 0.0042 | 0.05415 | 0.00057666 | 0.054726 | 1041.7456 | 1414.6395 | 0.038168 | 1781.6618 | 0.0042 | 0.0041223 | 0.05017 | 0.0011427 | 0.051312 | 976.1388
03/25 09:00:00 | 68 | 20 | 0% | 1.3794 | 51123.983 | 1.1095 | 3.9942 | 4.4638 | 4.0174 | 0 | 0 | 0 | 347.1476 | 1.3794 | 51123.983 | 1.1095 | 4.327 | 4.8357 | 4.1104 | 0 | 0 | 0 | 339.3111 | 0 | 0 | 0 | 0 | 0 | 0 | 0 | 674.5321 | 0 | 0 | 0 | 0 | 0 | 0 | 0 | 1098.2959 | 0 | 0 | 0 | 0 | 0 | 0 | 0 | 0 | 1019.0964 | 0 | 0 | 0 | 0.0042 | 0 | 0.00057666 | 0.00057666 | 682.9718 | 0 | 0 | 0 | 0.0042 | 0 | 0.00057666 | 0.00057666 | 1041.7462 | 0 | 0 | 0 | 0.0042 | 0 | 0 | 0.00057666 | 0.00057666 | 976.1393
03/25 10:00:00 | 71.96 | 22.2 | 0% | 1.4528 | 53847.5669 | 1.0882 | 3.9177 | 4.5689 | 4.112 | 0 | 0 | 0 | 347.1476 | 1.4528 | 53847.5669 | 1.0882 | 4.2442 | 4.9496 | 4.2072 | 0 | 0 | 0 | 339.3111 | 0 | 0 | 0 | 0 | 0 | 0 | 0 | 674.5321 | 0 | 0 | 0 | 0 | 0 | 0 | 0 | 1098.2959 | 0 | 0 | 0 | 0 | 0 | 0 | 0 | 0 | 1019.0964 | 0 | 0 | 0 | 0.0042 | 0 | 0.00057666 | 0.00057666 | 682.9724 | 0 | 0 | 0 | 0.0042 | 0 | 0.00057666 | 0.00057666 | 1041.7468 | 0 | 0 | 0 | 0.0042 | 0 | 0 | 0.00057666 | 0.00057666 | 976.1399
03/25 11:00:00 | 75.02 | 23.9 | 0% | 1.5109 | 55999.208 | 1.0667 | 3.8401 | 4.6504 | 4.1853 | 0 | 0 | 0 | 347.1476 | 1.5109 | 55999.208 | 1.0667 | 4.1602 | 5.0379 | 4.2822 | 0 | 0 | 0 | 339.3111 | 0 | 0 | 0 | 0 | 0 | 0 | 0 | 674.5321 | 0 | 0 | 0 | 0 | 0 | 0 | 0 | 1098.2959 | 0 | 0 | 0 | 0 | 0 | 0 | 0 | 0 | 1019.0964 | 0 | 0 | 0 | 0.0042 | 0 | 0.00057666 | 0.00057666 | 682.9729 | 0 | 0 | 0 | 0.0042 | 0 | 0.00057666 | 0.00057666 | 1041.7473 | 0 | 0 | 0 | 0.0042 | 0 | 0 | 0.00057666 | 0.00057666 | 976.1405
03/25 12:00:00 | 77 | 25 | 0% | 1.5491 | 57413.3053 | 1.0507 | 3.7824 | 4.7036 | 4.2332 | 0 | 0 | 0 | 347.1476 | 1.5491 | 57413.3053 | 1.0507 | 4.0976 | 5.0956 | 4.3312 | 0 | 0 | 0 | 339.3111 | 0 | 0 | 0 | 0 | 0 | 0 | 0 | 674.5321 | 0 | 0 | 0 | 0 | 0 | 0 | 0 | 1098.2959 | 0 | 0 | 0 | 0 | 0 | 0 | 0 | 0 | 1019.0964 | 0 | 0 | 0 | 0.0042 | 0 | 0.00057666 | 0.00057666 | 682.9735 | 0 | 0 | 0 | 0.0042 | 0 | 0.00057666 | 0.00057666 | 1041.7479 | 0 | 0 | 0 | 0.0042 | 0 | 0 | 0.00057666 | 0.00057666 | 976.1411
03/25 13:00:00 | 77 | 25 | 0% | 1.5491 | 57413.3053 | 1.0507 | 3.7824 | 4.7036 | 4.2332 | 0 | 0 | 0 | 347.1476 | 1.5491 | 57413.3053 | 1.0507 | 4.0976 | 5.0956 | 4.3312 | 0 | 0 | 0 | 339.3111 | 0 | 0 | 0 | 0 | 0 | 0 | 0 | 674.5321 | 0 | 0 | 0 | 0 | 0 | 0 | 0 | 1098.2959 | 0 | 0 | 0 | 0 | 0 | 0 | 0 | 0 | 1019.0964 | 0 | 0 | 0 | 0.0042 | 0 | 0.00057666 | 0.00057666 | 682.9741 | 0 | 0 | 0 | 0.0042 | 0 | 0.00057666 | 0.00057666 | 1041.7485 | 0 | 0 | 0 | 0.0042 | 0 | 0 | 0.00057666 | 0.00057666 | 976.1417
03/25 14:00:00 | 77 | 25 | 0% | 1.5491 | 57413.3053 | 1.0507 | 3.7824 | 4.7036 | 4.2332 | 0 | 0 | 0 | 347.1476 | 1.5491 | 57413.3053 | 1.0507 | 4.0976 | 5.0956 | 4.3312 | 0 | 0 | 0 | 339.3111 | 0 | 0 | 0 | 0 | 0 | 0 | 0 | 674.5321 | 0 | 0 | 0 | 0 | 0 | 0 | 0 | 1098.2959 | 0 | 0 | 0 | 0 | 0 | 0 | 0 | 0 | 1019.0964 | 0 | 0 | 0 | 0.0042 | 0 | 0.00057666 | 0.00057666 | 682.9747 | 0 | 0 | 0 | 0.0042 | 0 | 0.00057666 | 0.00057666 | 1041.7491 | 0 | 0 | 0 | 0.0042 | 0 | 0 | 0.00057666 | 0.00057666 | 976.1422
03/25 15:00:00 | 77 | 25 | 0% | 1.5491 | 57413.3053 | 1.0507 | 3.7824 | 4.7036 | 4.2332 | 0 | 0 | 0 | 347.1476 | 1.5491 | 57413.3053 | 1.0507 | 4.0976 | 5.0956 | 4.3312 | 0 | 0 | 0 | 339.3111 | 0 | 0 | 0 | 0 | 0 | 0 | 0 | 674.5321 | 0 | 0 | 0 | 0 | 0 | 0 | 0 | 1098.2959 | 0 | 0 | 0 | 0 | 0 | 0 | 0 | 0 | 1019.0964 | 0 | 0 | 0 | 0.0042 | 0 | 0.00057666 | 0.00057666 | 682.9752 | 0 | 0 | 0 | 0.0042 | 0 | 0.00057666 | 0.00057666 | 1041.7496 | 0 | 0 | 0 | 0.0042 | 0 | 0 | 0.00057666 | 0.00057666 | 976.1428
03/25 16:00:00 | 78.08 | 25.6 | 0% | 1.5701 | 58191.8702 | 1.0413 | 3.7487 | 4.7329 | 4.2596 | 0 | 0 | 0 | 347.1476 | 1.5701 | 58191.8702 | 1.0413 | 4.0611 | 5.1273 | 4.3582 | 0 | 0 | 0 | 339.3111 | 0 | 0 | 0 | 0 | 0 | 0 | 0 | 674.5321 | 0 | 0 | 0 | 0 | 0 | 0 | 0 | 1098.2959 | 0 | 0 | 0 | 0 | 0 | 0 | 0 | 0 | 1019.0964 | 0 | 0 | 0 | 0.0042 | 0 | 0.00057666 | 0.00057666 | 682.9758 | 0 | 0 | 0 | 0.0042 | 0 | 0.00057666 | 0.00057666 | 1041.7502 | 0 | 0 | 0 | 0.0042 | 0 | 0 | 0.00057666 | 0.00057666 | 976.1434
03/25 17:00:00 | 75.02 | 23.9 | 0% | 1.5109 | 55999.208 | 1.0667 | 3.8401 | 4.6504 | 4.1853 | 0 | 0 | 0 | 347.1476 | 1.5109 | 55999.208 | 1.0667 | 4.1602 | 5.0379 | 4.2822 | 0 | 0 | 0 | 339.3111 | 0 | 0 | 0 | 0 | 0 | 0 | 0 | 674.5321 | 0 | 0 | 0 | 0 | 0 | 0 | 0 | 1098.2959 | 0 | 0 | 0 | 0 | 0 | 0 | 0 | 0 | 1019.0964 | 0 | 0 | 0 | 0.0042 | 0 | 0.00057666 | 0.00057666 | 682.9764 | 0 | 0 | 0 | 0.0042 | 0 | 0.00057666 | 0.00057666 | 1041.7508 | 0 | 0 | 0 | 0.0042 | 0 | 0 | 0.00057666 | 0.00057666 | 976.144
03/25 18:00:00 | 73.04 | 22.8 | 0% | 1.4732 | 54602.2855 | 1.0811 | 3.892 | 4.5976 | 4.1378 | 0 | 0 | 0 | 347.1476 | 1.4732 | 54602.2855 | 1.0811 | 4.2164 | 4.9807 | 4.2336 | 0 | 0 | 0 | 339.3111 | 0 | 0 | 0 | 0 | 0 | 0 | 0 | 674.5321 | 0 | 0 | 0 | 0 | 0 | 0 | 0 | 1098.2959 | 0 | 0 | 0 | 0 | 0 | 0 | 0 | 0 | 1019.0964 | 0 | 0 | 0 | 0.0042 | 0 | 0.00057666 | 0.00057666 | 682.977 | 0 | 0 | 0 | 0.0042 | 0 | 0.00057666 | 0.00057666 | 1041.7514 | 0 | 0 | 0 | 0.0042 | 0 | 0 | 0.00057666 | 0.00057666 | 976.1445
03/25 19:00:00 | 73.04 | 22.8 | 0% | 1.4732 | 54602.2855 | 1.0811 | 3.892 | 4.5976 | 4.1378 | 0 | 0 | 0 | 347.1476 | 1.4732 | 54602.2855 | 1.0811 | 4.2164 | 4.9807 | 4.2336 | 0 | 0 | 0 | 339.3111 | 0 | 0 | 0 | 0 | 0 | 0 | 0 | 674.5321 | 0 | 0 | 0 | 0 | 0 | 0 | 0 | 1098.2959 | 0 | 0 | 0 | 0 | 0 | 0 | 0 | 0 | 1019.0964 | 0 | 0 | 0 | 0.0042 | 0 | 0.00057666 | 0.00057666 | 682.9775 | 0 | 0 | 0 | 0.0042 | 0 | 0.00057666 | 0.00057666 | 1041.752 | 0 | 0 | 0 | 0.0042 | 0 | 0 | 0.00057666 | 0.00057666 | 976.1451
03/25 20:00:00 | 66.92 | 19.4 | 0% | 1.3596 | 50393.1104 | 1.1139 | 4.01 | 4.435 | 3.9915 | 0 | 0 | 0 | 347.1476 | 1.3596 | 50393.1104 | 1.1139 | 4.3441 | 4.8046 | 4.0839 | 0 | 0 | 0 | 339.3111 | 0 | 0 | 0 | 0 | 0 | 0 | 0 | 674.5321 | 0 | 0 | 0 | 0 | 0 | 0 | 0 | 1098.2959 | 0 | 0 | 0 | 0 | 0 | 0 | 0 | 0 | 1019.0964 | 0 | 0 | 0 | 0.0042 | 0 | 0.00057666 | 0.00057666 | 682.9781 | 0 | 0 | 0 | 0.0042 | 0 | 0.00057666 | 0.00057666 | 1041.7525 | 0 | 0 | 0 | 0.0042 | 0 | 0 | 0.00057666 | 0.00057666 | 976.1457
03/25 21:00:00 | 64.94 | 18.3 | 0% | 1.3238 | 49066.449 | 1.1202 | 4.0329 | 4.3819 | 3.9437 | 0 | 0 | 0 | 347.1476 | 1.3238 | 49066.449 | 1.1202 | 4.3689 | 4.7471 | 4.035 | 0 | 0 | 0 | 339.3111 | 0 | 0 | 0 | 0 | 0 | 0 | 0 | 674.5321 | 0 | 0 | 0 | 0 | 0 | 0 | 0 | 1098.2959 | 0 | 0 | 0 | 0 | 0 | 0 | 0 | 0 | 1019.0964 | 0 | 0 | 0 | 0.0042 | 0 | 0.00057666 | 0.00057666 | 682.9787 | 0 | 0 | 0 | 0.0042 | 0 | 0.00057666 | 0.00057666 | 1041.7531 | 0 | 0 | 0 | 0.0042 | 0 | 0 | 0.00057666 | 0.00057666 | 976.1463
03/25 22:00:00 | 62.06 | 16.7 | 0% | 1.2726 | 47167.4189 | 1.1255 | 4.0519 | 4.3037 | 3.8734 | 0 | 0 | 0 | 347.1476 | 1.2726 | 47167.4189 | 1.1255 | 4.3895 | 4.6624 | 3.963 | 0 | 0 | 0 | 339.3111 | 0 | 0 | 0 | 0 | 0 | 0 | 0 | 674.5321 | 0 | 0 | 0 | 0 | 0 | 0 | 0 | 1098.2959 | 0 | 0 | 0 | 0 | 0 | 0 | 0 | 0 | 1019.0964 | 0 | 0 | 0 | 0.0042 | 0 | 0.00057666 | 0.00057666 | 682.9793 | 0 | 0 | 0 | 0.0042 | 0 | 0.00057666 | 0.00057666 | 1041.7537 | 0 | 0 | 0 | 0.0042 | 0 | 0 | 0.00057666 | 0.00057666 | 976.1468
03/25 23:00:00 | 60.08 | 15.6 | 0% | 1.238 | 45882.914 | 1.1264 | 4.0549 | 4.249 | 3.8241 | 0 | 0 | 0 | 347.1476 | 1.238 | 45882.914 | 1.1264 | 4.3928 | 4.603 | 3.9126 | 0 | 0 | 0 | 339.3111 | 0 | 0 | 0 | 0 | 0 | 0 | 0 | 674.5321 | 0 | 0 | 0 | 0 | 0 | 0 | 0 | 1098.2959 | 0 | 0 | 0 | 0 | 0 | 0 | 0 | 0 | 1019.0964 | 0 | 0 | 0 | 0.0042 | 0 | 0.00057666 | 0.00057666 | 682.9798 | 0 | 0 | 0 | 0.0042 | 0 | 0.00057666 | 0.00057666 | 1041.7543 | 0 | 0 | 0 | 0.0042 | 0 | 0 | 0.00057666 | 0.00057666 | 976.1474
03/25 24:00:00 | 60.08 | 15.6 | 1.636% | 1.238 | 45882.914 | 1.1264 | 4.0549 | 4.249 | 3.8241 | 0.013212 | 0.04646 | 0.0063789 | 347.154 | 1.238 | 45882.914 | 1.1264 | 4.3928 | 4.603 | 3.9126 | 0 | 0 | 0 | 339.3111 | 606.1894 | 0.016355 | 748.382 | 0.0037382 | 0.014528 | 0.00051325 | 0.015041 | 674.5471 | 606.1894 | 0.016355 | 748.382 | 0.0037382 | 0.023977 | 0.00051325 | 0.02449 | 1098.3204 | 606.1894 | 0.016355 | 780.1666 | 0.0037382 | 0.0017665 | 0.021969 | 0.00075579 | 0.022724 | 1019.1191 | 606.1894 | 0.016355 | 783.1905 | 0.0042 | 0.015204 | 0.00057666 | 0.01578 | 682.9956 | 606.1894 | 0.016355 | 724.2407 | 0.0042 | 0.023204 | 0.00057666 | 0.02378 | 1041.778 | 606.1894 | 0.016355 | 763.4628 | 0.0042 | 0.0017665 | 0.021498 | 0.0008192 | 0.022317 | 976.1697
03/26 01:00:00 | 60.08 | 15.6 | 6.461% | 1.238 | 45882.914 | 1.1264 | 4.0549 | 4.249 | 3.8241 | 0.052194 | 0.18354 | 0.0252 | 347.1792 | 1.238 | 45882.914 | 1.1264 | 4.3928 | 4.603 | 3.9126 | 0.052194 | 0.17939 | 0.02463 | 339.3357 | 2394.8136 | 0.064614 | 2956.56 | 0.014768 | 0.057394 | 0.0020276 | 0.059421 | 674.6065 | 2394.8136 | 0.064614 | 2956.56 | 0.014768 | 0.094724 | 0.0020276 | 0.096752 | 1098.4172 | 2394.8136 | 0.064614 | 3082.1282 | 0.014768 | 0.0069786 | 0.086789 | 0.0029858 | 0.089775 | 1019.2089 | 2394.8136 | 0.064614 | 3094.0744 | 0.0042 | 0.060063 | 0.00057666 | 0.06064 | 683.0563 | 2394.8136 | 0.064614 | 2861.1871 | 0.0042 | 0.091669 | 0.00057666 | 0.092245 | 1041.8703 | 2394.8136 | 0.064614 | 3016.1381 | 0.0042 | 0.0069786 | 0.084931 | 0.0015348 | 0.086466 | 976.2562
03/26 02:00:00 | 60.98 | 16.1 | 10.37% | 1.2536 | 46464.6508 | 1.1263 | 4.0545 | 4.274 | 3.8466 | 0.082756 | 0.29298 | 0.040226 | 347.2194 | 1.2536 | 46464.6508 | 1.1263 | 4.3924 | 4.6301 | 3.9356 | 0.051541 | 0.17834 | 0.024486 | 339.3602 | 3845.2259 | 0.10375 | 4747.1925 | 0.023712 | 0.092154 | 0.0032557 | 0.09541 | 674.7019 | 3845.2259 | 0.10375 | 4747.1925 | 0.023712 | 0.15209 | 0.0032557 | 0.15535 | 1098.5725 | 3845.2259 | 0.10375 | 4948.8107 | 0.023712 | 0.011205 | 0.13935 | 0.0047942 | 0.14415 | 1019.3531 | 3845.2259 | 0.10375 | 4967.9922 | 0.0042 | 0.09644 | 0.00057666 | 0.097017 | 683.1533 | 3845.2259 | 0.10375 | 4594.0573 | 0.0042 | 0.14719 | 0.00057666 | 0.14776 | 1042.018 | 3845.2259 | 0.10375 | 4842.8538 | 0.0042 | 0.011205 | 0.13637 | 0.0021151 | 0.13848 | 976.3947
03/26 03:00:00 | 60.98 | 16.1 | 11.35% | 1.2536 | 46464.6508 | 1.1263 | 4.0545 | 4.274 | 3.8466 | 0.090497 | 0.32039 | 0.043989 | 347.2634 | 1.2536 | 46464.6508 | 1.1263 | 4.3924 | 4.6301 | 3.9356 | 0.090497 | 0.31314 | 0.042994 | 339.4032 | 4204.9138 | 0.11345 | 5191.2515 | 0.02593 | 0.10077 | 0.0035602 | 0.10433 | 674.8063 | 4204.9138 | 0.11345 | 5191.2515 | 0.02593 | 0.16632 | 0.0035602 | 0.16988 | 1098.7424 | 4204.9138 | 0.11345 | 5411.7294 | 0.02593 | 0.012253 | 0.15239 | 0.0052426 | 0.15763 | 1019.5107 | 4204.9138 | 0.11345 | 5432.7051 | 0.0042 | 0.10546 | 0.00057666 | 0.10604 | 683.2593 | 4204.9138 | 0.11345 | 5023.7918 | 0.0042 | 0.16096 | 0.00057666 | 0.16153 | 1042.1796 | 4204.9138 | 0.11345 | 5295.8612 | 0.0042 | 0.012253 | 0.14913 | 0.002259 | 0.15138 | 976.5461
03/26 04:00:00 | 59 | 15 | 11.89% | 1.2192 | 45189.514 | 1.1258 | 4.053 | 4.2187 | 3.7968 | 0.097495 | 0.34009 | 0.046695 | 347.3101 | 1.2192 | 45189.514 | 1.1258 | 4.3908 | 4.5702 | 3.8847 | 0.093051 | 0.31724 | 0.043558 | 339.4468 | 4405.7709 | 0.11887 | 5439.2233 | 0.027169 | 0.10559 | 0.0037303 | 0.10932 | 674.9156 | 4405.7709 | 0.11887 | 5439.2233 | 0.027169 | 0.17427 | 0.0037303 | 0.178 | 1098.9204 | 4405.7709 | 0.11887 | 5670.2328 | 0.027169 | 0.012839 | 0.15967 | 0.005493 | 0.16516 | 1019.6759 | 4405.7709 | 0.11887 | 5692.2105 | 0.0042 | 0.1105 | 0.00057666 | 0.11108 | 683.3704 | 4405.7709 | 0.11887 | 5263.7645 | 0.0042 | 0.16864 | 0.00057666 | 0.16922 | 1042.3488 | 4405.7709 | 0.11887 | 5548.8299 | 0.0042 | 0.012839 | 0.15625 | 0.0023394 | 0.15859 | 976.7047
03/26 05:00:00 | 57.92 | 14.4 | 11.7% | 1.2007 | 44501.2239 | 1.1247 | 4.0487 | 4.188 | 3.7692 | 0.09748 | 0.33731 | 0.046312 | 347.3564 | 1.2007 | 44501.2239 | 1.1247 | 4.3861 | 4.537 | 3.8565 | 0.09748 | 0.32968 | 0.045265 | 339.4921 | 4337.9735 | 0.11704 | 5355.5229 | 0.026751 | 0.10396 | 0.0036729 | 0.10764 | 675.0232 | 4337.9735 | 0.11704 | 5355.5229 | 0.026751 | 0.17158 | 0.0036729 | 0.17526 | 1099.0956 | 4337.9735 | 0.11704 | 5582.9775 | 0.026751 | 0.012641 | 0.15721 | 0.0054085 | 0.16262 | 1019.8385 | 4337.9735 | 0.11704 | 5604.617 | 0.0042 | 0.1088 | 0.00057666 | 0.10938 | 683.4798 | 4337.9735 | 0.11704 | 5182.7641 | 0.0042 | 0.16605 | 0.00057666 | 0.16663 | 1042.5154 | 4337.9735 | 0.11704 | 5463.4427 | 0.0042 | 0.012641 | 0.15384 | 0.0023123 | 0.15616 | 976.8608
03/26 06:00:00 | 57.02 | 13.9 | 11.99% | 1.1853 | 43931.5522 | 1.1231 | 4.0433 | 4.1622 | 3.746 | 0.10114 | 0.34762 | 0.047728 | 347.4041 | 1.1853 | 43931.5522 | 1.1231 | 4.3802 | 4.5091 | 3.8327 | 0.098744 | 0.33172 | 0.045545 | 339.5376 | 4443.0473 | 0.11988 | 5485.2436 | 0.027399 | 0.10648 | 0.0037619 | 0.11024 | 675.1335 | 4443.0473 | 0.11988 | 5485.2436 | 0.027399 | 0.17574 | 0.0037619 | 0.1795 | 1099.2751 | 4443.0473 | 0.11988 | 5718.2076 | 0.027399 | 0.012947 | 0.16102 | 0.0055395 | 0.16656 | 1020.005 | 4443.0473 | 0.11988 | 5740.3712 | 0.0042 | 0.11143 | 0.00057666 | 0.11201 | 683.5918 | 4443.0473 | 0.11988 | 5308.3002 | 0.0042 | 0.17007 | 0.00057666 | 0.17065 | 1042.6861 | 4443.0473 | 0.11988 | 5595.7775 | 0.0042 | 0.012947 | 0.15757 | 0.0023543 | 0.15992 | 977.0207
03/26 07:00:00 | 57.02 | 13.9 | 11.07% | 1.1853 | 43931.5522 | 1.1231 | 4.0433 | 4.1622 | 3.746 | 0.093369 | 0.32093 | 0.044063 | 347.4482 | 1.1853 | 43931.5522 | 1.1231 | 4.3802 | 4.5091 | 3.8327 | 0.093369 | 0.31367 | 0.043066 | 339.5807 | 4101.865 | 0.11067 | 5064.0308 | 0.025295 | 0.098305 | 0.003473 | 0.10178 | 675.2353 | 4101.865 | 0.11067 | 5064.0308 | 0.025295 | 0.16224 | 0.003473 | 0.16572 | 1099.4409 | 4101.865 | 0.11067 | 5279.1055 | 0.025295 | 0.011953 | 0.14865 | 0.0051141 | 0.15377 | 1020.1588 | 4101.865 | 0.11067 | 5299.5672 | 0.0042 | 0.10288 | 0.00057666 | 0.10345 | 683.6952 | 4101.865 | 0.11067 | 4900.675 | 0.0042 | 0.15701 | 0.00057666 | 0.15759 | 1042.8437 | 4101.865 | 0.11067 | 5166.0768 | 0.0042 | 0.011953 | 0.14547 | 0.0022178 | 0.14769 | 977.1684
03/26 08:00:00 | 60.08 | 15.6 | 5.793% | 1.238 | 45882.914 | 1.1264 | 4.0549 | 4.249 | 3.8241 | 0.046794 | 0.16455 | 0.022593 | 347.4708 | 1.238 | 45882.914 | 1.1264 | 4.3928 | 4.603 | 3.9126 | 0.089399 | 0.30726 | 0.042187 | 339.6228 | 2147.0521 | 0.057929 | 2650.6816 | 0.01324 | 0.051456 | 0.0018179 | 0.053274 | 675.2885 | 2147.0521 | 0.057929 | 2650.6816 | 0.01324 | 0.084924 | 0.0018179 | 0.086742 | 1099.5276 | 2147.0521 | 0.057929 | 2763.2588 | 0.01324 | 0.0062566 | 0.07781 | 0.0026769 | 0.080487 | 1020.2393 | 2147.0521 | 0.057929 | 2773.9691 | 0.0042 | 0.053849 | 0.00057666 | 0.054426 | 683.7497 | 2147.0521 | 0.057929 | 2565.1757 | 0.0042 | 0.082185 | 0.00057666 | 0.082761 | 1042.9264 | 2147.0521 | 0.057929 | 2704.0958 | 0.0042 | 0.0062566 | 0.076144 | 0.0014357 | 0.07758 | 977.246
03/26 09:00:00 | 64.94 | 18.3 | 2.925% | 1.3238 | 49066.449 | 1.1202 | 4.0329 | 4.3819 | 3.9437 | 0.022097 | 0.080575 | 0.011063 | 347.4819 | 1.3238 | 49066.449 | 1.1202 | 4.3689 | 4.7471 | 4.035 | 0.022097 | 0.078752 | 0.010813 | 339.6337 | 1084.2215 | 0.029253 | 1338.5451 | 0.006686 | 0.025984 | 0.00091799 | 0.026902 | 675.3154 | 1084.2215 | 0.029253 | 1338.5451 | 0.006686 | 0.042885 | 0.00091799 | 0.043803 | 1099.5714 | 1084.2215 | 0.029253 | 1395.3945 | 0.006686 | 0.0031595 | 0.039293 | 0.0013518 | 0.040644 | 1020.2799 | 1084.2215 | 0.029253 | 1400.803 | 0.0042 | 0.027193 | 0.00057666 | 0.02777 | 683.7774 | 1084.2215 | 0.029253 | 1295.3662 | 0.0042 | 0.041502 | 0.00057666 | 0.042078 | 1042.9685 | 1084.2215 | 0.029253 | 1365.5183 | 0.0042 | 0.0031595 | 0.038451 | 0.0010105 | 0.039462 | 977.2855
03/26 10:00:00 | 69.08 | 20.6 | 0.453% | 1.3992 | 51859.9654 | 1.1045 | 3.9762 | 4.4925 | 4.0432 | 0.0032372 | 0.012169 | 0.0016709 | 347.4835 | 1.3992 | 51859.9654 | 1.1045 | 4.3075 | 4.8668 | 4.1368 | 0.020907 | 0.076814 | 0.010547 | 339.6442 | 167.8826 | 0.0045296 | 207.2624 | 0.0010353 | 0.0040234 | 0.00014214 | 0.0041656 | 675.3196 | 167.8826 | 0.0045296 | 207.2624 | 0.0010353 | 0.0066404 | 0.00014214 | 0.0067826 | 1099.5782 | 167.8826 | 0.0045296 | 216.0651 | 0.0010353 | 0.00048922 | 0.0060841 | 0.00020931 | 0.0062935 | 1020.2862 | 167.8826 | 0.0045296 | 216.9025 | 0.0042 | 0.0042106 | 0.00057666 | 0.0047872 | 683.7822 | 167.8826 | 0.0045296 | 200.5765 | 0.0042 | 0.0064262 | 0.00057666 | 0.0070029 | 1042.9755 | 167.8826 | 0.0045296 | 211.439 | 0.0042 | 0.00048922 | 0.0059539 | 0.00064383 | 0.0065977 | 977.2921
03/26 11:00:00 | 69.08 | 20.6 | 0% | 1.3992 | 51859.9654 | 1.1045 | 3.9762 | 4.4925 | 4.0432 | 0 | 0 | 0 | 347.4835 | 1.3992 | 51859.9654 | 1.1045 | 4.3075 | 4.8668 | 4.1368 | 0 | 0 | 0 | 339.6442 | 0 | 0 | 0 | 0 | 0 | 0 | 0 | 675.3196 | 0 | 0 | 0 | 0 | 0 | 0 | 0 | 1099.5782 | 0 | 0 | 0 | 0 | 0 | 0 | 0 | 0 | 1020.2862 | 0 | 0 | 0 | 0.0042 | 0 | 0.00057666 | 0.00057666 | 683.7828 | 0 | 0 | 0 | 0.0042 | 0 | 0.00057666 | 0.00057666 | 1042.9761 | 0 | 0 | 0 | 0.0042 | 0 | 0 | 0.00057666 | 0.00057666 | 977.2926
03/26 12:00:00 | 73.04 | 22.8 | 0% | 1.4732 | 54602.2855 | 1.0811 | 3.892 | 4.5976 | 4.1378 | 0 | 0 | 0 | 347.4835 | 1.4732 | 54602.2855 | 1.0811 | 4.2164 | 4.9807 | 4.2336 | 0 | 0 | 0 | 339.6442 | 0 | 0 | 0 | 0 | 0 | 0 | 0 | 675.3196 | 0 | 0 | 0 | 0 | 0 | 0 | 0 | 1099.5782 | 0 | 0 | 0 | 0 | 0 | 0 | 0 | 0 | 1020.2862 | 0 | 0 | 0 | 0.0042 | 0 | 0.00057666 | 0.00057666 | 683.7834 | 0 | 0 | 0 | 0.0042 | 0 | 0.00057666 | 0.00057666 | 1042.9767 | 0 | 0 | 0 | 0.0042 | 0 | 0 | 0.00057666 | 0.00057666 | 977.2932
03/26 13:00:00 | 73.04 | 22.8 | 0% | 1.4732 | 54602.2855 | 1.0811 | 3.892 | 4.5976 | 4.1378 | 0 | 0 | 0 | 347.4835 | 1.4732 | 54602.2855 | 1.0811 | 4.2164 | 4.9807 | 4.2336 | 0 | 0 | 0 | 339.6442 | 0 | 0 | 0 | 0 | 0 | 0 | 0 | 675.3196 | 0 | 0 | 0 | 0 | 0 | 0 | 0 | 1099.5782 | 0 | 0 | 0 | 0 | 0 | 0 | 0 | 0 | 1020.2862 | 0 | 0 | 0 | 0.0042 | 0 | 0.00057666 | 0.00057666 | 683.784 | 0 | 0 | 0 | 0.0042 | 0 | 0.00057666 | 0.00057666 | 1042.9772 | 0 | 0 | 0 | 0.0042 | 0 | 0 | 0.00057666 | 0.00057666 | 977.2938
03/26 14:00:00 | 75.92 | 24.4 | 0% | 1.5282 | 56639.8504 | 1.0596 | 3.8146 | 4.6745 | 4.2071 | 0 | 0 | 0 | 347.4835 | 1.5282 | 56639.8504 | 1.0596 | 4.1325 | 5.0641 | 4.3044 | 0 | 0 | 0 | 339.6442 | 0 | 0 | 0 | 0 | 0 | 0 | 0 | 675.3196 | 0 | 0 | 0 | 0 | 0 | 0 | 0 | 1099.5782 | 0 | 0 | 0 | 0 | 0 | 0 | 0 | 0 | 1020.2862 | 0 | 0 | 0 | 0.0042 | 0 | 0.00057666 | 0.00057666 | 683.7845 | 0 | 0 | 0 | 0.0042 | 0 | 0.00057666 | 0.00057666 | 1042.9778 | 0 | 0 | 0 | 0.0042 | 0 | 0 | 0.00057666 | 0.00057666 | 977.2944
03/26 15:00:00 | 77 | 25 | 0% | 1.5491 | 57413.3053 | 1.0507 | 3.7824 | 4.7036 | 4.2332 | 0 | 0 | 0 | 347.4835 | 1.5491 | 57413.3053 | 1.0507 | 4.0976 | 5.0956 | 4.3312 | 0 | 0 | 0 | 339.6442 | 0 | 0 | 0 | 0 | 0 | 0 | 0 | 675.3196 | 0 | 0 | 0 | 0 | 0 | 0 | 0 | 1099.5782 | 0 | 0 | 0 | 0 | 0 | 0 | 0 | 0 | 1020.2862 | 0 | 0 | 0 | 0.0042 | 0 | 0.00057666 | 0.00057666 | 683.7851 | 0 | 0 | 0 | 0.0042 | 0 | 0.00057666 | 0.00057666 | 1042.9784 | 0 | 0 | 0 | 0.0042 | 0 | 0 | 0.00057666 | 0.00057666 | 977.295
03/26 16:00:00 | 75.92 | 24.4 | 0% | 1.5282 | 56639.8504 | 1.0596 | 3.8146 | 4.6745 | 4.2071 | 0 | 0 | 0 | 347.4835 | 1.5282 | 56639.8504 | 1.0596 | 4.1325 | 5.0641 | 4.3044 | 0 | 0 | 0 | 339.6442 | 0 | 0 | 0 | 0 | 0 | 0 | 0 | 675.3196 | 0 | 0 | 0 | 0 | 0 | 0 | 0 | 1099.5782 | 0 | 0 | 0 | 0 | 0 | 0 | 0 | 0 | 1020.2862 | 0 | 0 | 0 | 0.0042 | 0 | 0.00057666 | 0.00057666 | 683.7857 | 0 | 0 | 0 | 0.0042 | 0 | 0.00057666 | 0.00057666 | 1042.979 | 0 | 0 | 0 | 0.0042 | 0 | 0 | 0.00057666 | 0.00057666 | 977.2955
03/26 17:00:00 | 77 | 25 | 0% | 1.5491 | 57413.3053 | 1.0507 | 3.7824 | 4.7036 | 4.2332 | 0 | 0 | 0 | 347.4835 | 1.5491 | 57413.3053 | 1.0507 | 4.0976 | 5.0956 | 4.3312 | 0 | 0 | 0 | 339.6442 | 0 | 0 | 0 | 0 | 0 | 0 | 0 | 675.3196 | 0 | 0 | 0 | 0 | 0 | 0 | 0 | 1099.5782 | 0 | 0 | 0 | 0 | 0 | 0 | 0 | 0 | 1020.2862 | 0 | 0 | 0 | 0.0042 | 0 | 0.00057666 | 0.00057666 | 683.7863 | 0 | 0 | 0 | 0.0042 | 0 | 0.00057666 | 0.00057666 | 1042.9795 | 0 | 0 | 0 | 0.0042 | 0 | 0 | 0.00057666 | 0.00057666 | 977.2961
03/26 18:00:00 | 73.94 | 23.3 | 0% | 1.4903 | 55235.1212 | 1.0748 | 3.8692 | 4.6215 | 4.1594 | 0 | 0 | 0 | 347.4835 | 1.4903 | 55235.1212 | 1.0748 | 4.1916 | 5.0067 | 4.2557 | 0 | 0 | 0 | 339.6442 | 0 | 0 | 0 | 0 | 0 | 0 | 0 | 675.3196 | 0 | 0 | 0 | 0 | 0 | 0 | 0 | 1099.5782 | 0 | 0 | 0 | 0 | 0 | 0 | 0 | 0 | 1020.2862 | 0 | 0 | 0 | 0.0042 | 0 | 0.00057666 | 0.00057666 | 683.7868 | 0 | 0 | 0 | 0.0042 | 0 | 0.00057666 | 0.00057666 | 1042.9801 | 0 | 0 | 0 | 0.0042 | 0 | 0 | 0.00057666 | 0.00057666 | 977.2967
03/26 19:00:00 | 73.94 | 23.3 | 0% | 1.4903 | 55235.1212 | 1.0748 | 3.8692 | 4.6215 | 4.1594 | 0 | 0 | 0 | 347.4835 | 1.4903 | 55235.1212 | 1.0748 | 4.1916 | 5.0067 | 4.2557 | 0 | 0 | 0 | 339.6442 | 0 | 0 | 0 | 0 | 0 | 0 | 0 | 675.3196 | 0 | 0 | 0 | 0 | 0 | 0 | 0 | 1099.5782 | 0 | 0 | 0 | 0 | 0 | 0 | 0 | 0 | 1020.2862 | 0 | 0 | 0 | 0.0042 | 0 | 0.00057666 | 0.00057666 | 683.7874 | 0 | 0 | 0 | 0.0042 | 0 | 0.00057666 | 0.00057666 | 1042.9807 | 0 | 0 | 0 | 0.0042 | 0 | 0 | 0.00057666 | 0.00057666 | 977.2973
03/26 20:00:00 | 64.94 | 18.3 | 0% | 1.3238 | 49066.449 | 1.1202 | 4.0329 | 4.3819 | 3.9437 | 0 | 0 | 0 | 347.4835 | 1.3238 | 49066.449 | 1.1202 | 4.3689 | 4.7471 | 4.035 | 0 | 0 | 0 | 339.6442 | 0 | 0 | 0 | 0 | 0 | 0 | 0 | 675.3196 | 0 | 0 | 0 | 0 | 0 | 0 | 0 | 1099.5782 | 0 | 0 | 0 | 0 | 0 | 0 | 0 | 0 | 1020.2862 | 0 | 0 | 0 | 0.0042 | 0 | 0.00057666 | 0.00057666 | 683.788 | 0 | 0 | 0 | 0.0042 | 0 | 0.00057666 | 0.00057666 | 1042.9813 | 0 | 0 | 0 | 0.0042 | 0 | 0 | 0.00057666 | 0.00057666 | 977.2978
03/26 21:00:00 | 62.06 | 16.7 | 0% | 1.2726 | 47167.4189 | 1.1255 | 4.0519 | 4.3037 | 3.8734 | 0 | 0 | 0 | 347.4835 | 1.2726 | 47167.4189 | 1.1255 | 4.3895 | 4.6624 | 3.963 | 0 | 0 | 0 | 339.6442 | 0 | 0 | 0 | 0 | 0 | 0 | 0 | 675.3196 | 0 | 0 | 0 | 0 | 0 | 0 | 0 | 1099.5782 | 0 | 0 | 0 | 0 | 0 | 0 | 0 | 0 | 1020.2862 | 0 | 0 | 0 | 0.0042 | 0 | 0.00057666 | 0.00057666 | 683.7886 | 0 | 0 | 0 | 0.0042 | 0 | 0.00057666 | 0.00057666 | 1042.9818 | 0 | 0 | 0 | 0.0042 | 0 | 0 | 0.00057666 | 0.00057666 | 977.2984
03/26 22:00:00 | 60.98 | 16.1 | 0% | 1.2536 | 46464.6508 | 1.1263 | 4.0545 | 4.274 | 3.8466 | 0 | 0 | 0 | 347.4835 | 1.2536 | 46464.6508 | 1.1263 | 4.3924 | 4.6301 | 3.9356 | 0 | 0 | 0 | 339.6442 | 0 | 0 | 0 | 0 | 0 | 0 | 0 | 675.3196 | 0 | 0 | 0 | 0 | 0 | 0 | 0 | 1099.5782 | 0 | 0 | 0 | 0 | 0 | 0 | 0 | 0 | 1020.2862 | 0 | 0 | 0 | 0.0042 | 0 | 0.00057666 | 0.00057666 | 683.7891 | 0 | 0 | 0 | 0.0042 | 0 | 0.00057666 | 0.00057666 | 1042.9824 | 0 | 0 | 0 | 0.0042 | 0 | 0 | 0.00057666 | 0.00057666 | 977.299
03/26 23:00:00 | 59 | 15 | 0% | 1.2192 | 45189.514 | 1.1258 | 4.053 | 4.2187 | 3.7968 | 0 | 0 | 0 | 347.4835 | 1.2192 | 45189.514 | 1.1258 | 4.3908 | 4.5702 | 3.8847 | 0 | 0 | 0 | 339.6442 | 0 | 0 | 0 | 0 | 0 | 0 | 0 | 675.3196 | 0 | 0 | 0 | 0 | 0 | 0 | 0 | 1099.5782 | 0 | 0 | 0 | 0 | 0 | 0 | 0 | 0 | 1020.2862 | 0 | 0 | 0 | 0.0042 | 0 | 0.00057666 | 0.00057666 | 683.7897 | 0 | 0 | 0 | 0.0042 | 0 | 0.00057666 | 0.00057666 | 1042.983 | 0 | 0 | 0 | 0.0042 | 0 | 0 | 0.00057666 | 0.00057666 | 977.2996
03/26 24:00:00 | 57.92 | 14.4 | 3.018% | 1.2007 | 44501.2239 | 1.1247 | 4.0487 | 4.188 | 3.7692 | 0.025136 | 0.086979 | 0.011942 | 347.4955 | 1.2007 | 44501.2239 | 1.1247 | 4.3861 | 4.537 | 3.8565 | 0 | 0 | 0 | 339.6442 | 1118.6018 | 0.030181 | 1380.9899 | 0.006898 | 0.026808 | 0.0009471 | 0.027755 | 675.3474 | 1118.6018 | 0.030181 | 1380.9899 | 0.006898 | 0.044245 | 0.0009471 | 0.045192 | 1099.6234 | 1118.6018 | 0.030181 | 1439.642 | 0.006898 | 0.0032597 | 0.040539 | 0.0013947 | 0.041933 | 1020.3282 | 1118.6018 | 0.030181 | 1445.222 | 0.0042 | 0.028055 | 0.00057666 | 0.028632 | 683.8184 | 1118.6018 | 0.030181 | 1336.4418 | 0.0042 | 0.042818 | 0.00057666 | 0.043394 | 1043.0264 | 1118.6018 | 0.030181 | 1408.8184 | 0.0042 | 0.0032597 | 0.039671 | 0.0010242 | 0.040695 | 977.3403
03/27 01:00:00 | 57.92 | 14.4 | 8.265% | 1.2007 | 44501.2239 | 1.1247 | 4.0487 | 4.188 | 3.7692 | 0.068838 | 0.2382 | 0.032705 | 347.5282 | 1.2007 | 44501.2239 | 1.1247 | 4.3861 | 4.537 | 3.8565 | 0.068838 | 0.23281 | 0.031965 | 339.6762 | 3063.3691 | 0.082652 | 3781.9372 | 0.018891 | 0.073416 | 0.0025937 | 0.07601 | 675.4234 | 3063.3691 | 0.082652 | 3781.9372 | 0.018891 | 0.12117 | 0.0025937 | 0.12376 | 1099.7471 | 3063.3691 | 0.082652 | 3942.56 | 0.018891 | 0.0089268 | 0.11102 | 0.0038194 | 0.11484 | 1020.443 | 3063.3691 | 0.082652 | 3957.8412 | 0.0042 | 0.076831 | 0.00057666 | 0.077408 | 683.8958 | 3063.3691 | 0.082652 | 3659.9392 | 0.0042 | 0.11726 | 0.00057666 | 0.11784 | 1043.1442 | 3063.3691 | 0.082652 | 3858.1475 | 0.0042 | 0.0089268 | 0.10864 | 0.0018023 | 0.11044 | 977.4507
03/27 02:00:00 | 55.94 | 13.3 | 13.04% | 1.167 | 43252.6302 | 1.1207 | 4.0346 | 4.1309 | 3.7178 | 0.11176 | 0.38106 | 0.052319 | 347.5805 | 1.167 | 43252.6302 | 1.1207 | 4.3708 | 4.4751 | 3.8039 | 0.070825 | 0.23603 | 0.032407 | 339.7086 | 4833.7913 | 0.13042 | 5967.6435 | 0.029808 | 0.11585 | 0.0040927 | 0.11994 | 675.5433 | 4833.7913 | 0.13042 | 5967.6435 | 0.029808 | 0.1912 | 0.0040927 | 0.19529 | 1099.9424 | 4833.7913 | 0.13042 | 6221.0956 | 0.029808 | 0.014086 | 0.17518 | 0.0060267 | 0.18121 | 1020.6242 | 4833.7913 | 0.13042 | 6245.2083 | 0.0042 | 0.12123 | 0.00057666 | 0.12181 | 684.0176 | 4833.7913 | 0.13042 | 5775.1389 | 0.0042 | 0.18503 | 0.00057666 | 0.1856 | 1043.3298 | 4833.7913 | 0.13042 | 6087.8983 | 0.0042 | 0.014086 | 0.17143 | 0.0025107 | 0.17394 | 977.6246
03/27 03:00:00 | 55.04 | 12.8 | 16.71% | 1.1518 | 42690.7653 | 1.1182 | 4.0255 | 4.1045 | 3.694 | 0.14507 | 0.49137 | 0.067465 | 347.648 | 1.1518 | 42690.7653 | 1.1182 | 4.3609 | 4.4465 | 3.7795 | 0.14507 | 0.48025 | 0.065939 | 339.7745 | 6193.2731 | 0.1671 | 7646.0162 | 0.038192 | 0.14843 | 0.0052437 | 0.15367 | 675.697 | 6193.2731 | 0.1671 | 7646.0162 | 0.038192 | 0.24497 | 0.0052437 | 0.25021 | 1100.1926 | 6193.2731 | 0.1671 | 7970.7504 | 0.038192 | 0.018048 | 0.22445 | 0.0077217 | 0.23217 | 1020.8564 | 6193.2731 | 0.1671 | 8001.6448 | 0.0042 | 0.15533 | 0.00057666 | 0.15591 | 684.1735 | 6193.2731 | 0.1671 | 7399.3705 | 0.0042 | 0.23707 | 0.00057666 | 0.23764 | 1043.5675 | 6193.2731 | 0.1671 | 7800.0921 | 0.0042 | 0.018048 | 0.21964 | 0.0030546 | 0.2227 | 977.8473
03/27 04:00:00 | 55.04 | 12.8 | 18.6% | 1.1518 | 42690.7653 | 1.1182 | 4.0255 | 4.1045 | 3.694 | 0.1615 | 0.547 | 0.075103 | 347.7231 | 1.1518 | 42690.7653 | 1.1182 | 4.3609 | 4.4465 | 3.7795 | 0.14507 | 0.48025 | 0.065939 | 339.8405 | 6894.4467 | 0.18602 | 8511.6626 | 0.042516 | 0.16523 | 0.0058374 | 0.17107 | 675.868 | 6894.4467 | 0.18602 | 8511.6626 | 0.042516 | 0.2727 | 0.0058374 | 0.27854 | 1100.4712 | 6894.4467 | 0.18602 | 8873.1618 | 0.042516 | 0.020091 | 0.24986 | 0.0085959 | 0.25845 | 1021.1148 | 6894.4467 | 0.18602 | 8907.5539 | 0.0042 | 0.17292 | 0.00057666 | 0.17349 | 684.347 | 6894.4467 | 0.18602 | 8237.0928 | 0.0042 | 0.26391 | 0.00057666 | 0.26448 | 1043.832 | 6894.4467 | 0.18602 | 8683.1822 | 0.0042 | 0.020091 | 0.24451 | 0.0033351 | 0.24784 | 978.0952
03/27 05:00:00 | 55.94 | 13.3 | 18.8% | 1.167 | 43252.6302 | 1.1207 | 4.0346 | 4.1309 | 3.7178 | 0.16109 | 0.54925 | 0.075413 | 347.7985 | 1.167 | 43252.6302 | 1.1207 | 4.3708 | 4.4751 | 3.8039 | 0.16109 | 0.53683 | 0.073706 | 339.9142 | 6967.3705 | 0.18798 | 8601.692 | 0.042965 | 0.16698 | 0.0058992 | 0.17288 | 676.0409 | 6967.3705 | 0.18798 | 8601.692 | 0.042965 | 0.27559 | 0.0058992 | 0.28149 | 1100.7527 | 6967.3705 | 0.18798 | 8967.0148 | 0.042965 | 0.020303 | 0.2525 | 0.0086868 | 0.26119 | 1021.376 | 6967.3705 | 0.18798 | 9001.7707 | 0.0042 | 0.17475 | 0.00057666 | 0.17532 | 684.5223 | 6967.3705 | 0.18798 | 8324.218 | 0.0042 | 0.2667 | 0.00057666 | 0.26727 | 1044.0992 | 6967.3705 | 0.18798 | 8775.0258 | 0.0042 | 0.020303 | 0.24709 | 0.0033643 | 0.25046 | 978.3456
03/27 06:00:00 | 57.02 | 13.9 | 17.41% | 1.1853 | 43931.5522 | 1.1231 | 4.0433 | 4.1622 | 3.746 | 0.14689 | 0.50488 | 0.069321 | 347.8678 | 1.1853 | 43931.5522 | 1.1231 | 4.3802 | 4.5091 | 3.8327 | 0.1586 | 0.53279 | 0.073152 | 339.9873 | 6453.0908 | 0.17411 | 7966.7788 | 0.039794 | 0.15465 | 0.0054637 | 0.16012 | 676.201 | 6453.0908 | 0.17411 | 7966.7788 | 0.039794 | 0.25524 | 0.0054637 | 0.26071 | 1101.0134 | 6453.0908 | 0.17411 | 8305.1362 | 0.039794 | 0.018805 | 0.23386 | 0.0080456 | 0.24191 | 1021.6179 | 6453.0908 | 0.17411 | 8337.3267 | 0.0042 | 0.16185 | 0.00057666 | 0.16242 | 684.6847 | 6453.0908 | 0.17411 | 7709.7859 | 0.0042 | 0.24701 | 0.00057666 | 0.24759 | 1044.3468 | 6453.0908 | 0.17411 | 8127.3184 | 0.0042 | 0.018805 | 0.22886 | 0.0031585 | 0.23201 | 978.5777
03/27 07:00:00 | 57.92 | 14.4 | 13.48% | 1.2007 | 44501.2239 | 1.1247 | 4.0487 | 4.188 | 3.7692 | 0.11225 | 0.38842 | 0.05333 | 347.9211 | 1.2007 | 44501.2239 | 1.1247 | 4.3861 | 4.537 | 3.8565 | 0.11225 | 0.37963 | 0.052124 | 340.0394 | 4995.3289 | 0.13478 | 6167.0727 | 0.030805 | 0.11972 | 0.0042295 | 0.12395 | 676.325 | 4995.3289 | 0.13478 | 6167.0727 | 0.030805 | 0.19758 | 0.0042295 | 0.20181 | 1101.2152 | 4995.3289 | 0.13478 | 6428.9947 | 0.030805 | 0.014557 | 0.18103 | 0.0062281 | 0.18726 | 1021.8052 | 4995.3289 | 0.13478 | 6453.9133 | 0.0042 | 0.12529 | 0.00057666 | 0.12586 | 684.8106 | 4995.3289 | 0.13478 | 5968.1349 | 0.0042 | 0.19121 | 0.00057666 | 0.19179 | 1044.5386 | 4995.3289 | 0.13478 | 6291.3462 | 0.0042 | 0.014557 | 0.17716 | 0.0025753 | 0.17973 | 978.7574
03/27 08:00:00 | 64.04 | 17.8 | 4.414% | 1.3077 | 48469.0987 | 1.1224 | 4.0406 | 4.3577 | 3.9219 | 0.033754 | 0.12226 | 0.016786 | 347.9379 | 1.3077 | 48469.0987 | 1.1224 | 4.3774 | 4.7208 | 4.0127 | 0.10306 | 0.36486 | 0.050095 | 340.0895 | 1636.0199 | 0.044141 | 2019.7777 | 0.010089 | 0.039209 | 0.0013852 | 0.040594 | 676.3656 | 1636.0199 | 0.044141 | 2019.7777 | 0.010089 | 0.064711 | 0.0013852 | 0.066096 | 1101.2813 | 1636.0199 | 0.044141 | 2105.5598 | 0.010089 | 0.0047675 | 0.05929 | 0.0020398 | 0.06133 | 1021.8665 | 1636.0199 | 0.044141 | 2113.7208 | 0.0042 | 0.041032 | 0.00057666 | 0.041609 | 684.8522 | 1636.0199 | 0.044141 | 1954.6236 | 0.0042 | 0.062624 | 0.00057666 | 0.0632 | 1044.6018 | 1636.0199 | 0.044141 | 2060.4785 | 0.0042 | 0.0047675 | 0.058021 | 0.0012312 | 0.059252 | 978.8166
03/27 09:00:00 | 69.98 | 21.1 | 0.2386% | 1.4159 | 52477.1875 | 1.0999 | 3.9595 | 4.5163 | 4.0647 | 0.0016854 | 0.0063773 | 0.00087561 | 347.9388 | 1.4159 | 52477.1875 | 1.0999 | 4.2895 | 4.8927 | 4.1588 | 0.0016854 | 0.006233 | 0.0008558 | 340.0904 | 88.4459 | 0.0023863 | 109.1924 | 0.00054542 | 0.0021197 | 7.4886e-05 | 0.0021946 | 676.3678 | 88.4459 | 0.0023863 | 109.1924 | 0.00054542 | 0.0034984 | 7.4886e-05 | 0.0035733 | 1101.2849 | 88.4459 | 0.0023863 | 113.8299 | 0.00054542 | 0.00025774 | 0.0032053 | 0.00011027 | 0.0033156 | 1021.8698 | 88.4459 | 0.0023863 | 114.2711 | 0.0042 | 0.0022183 | 0.00057666 | 0.0027949 | 684.855 | 88.4459 | 0.0023863 | 105.6701 | 0.0042 | 0.0033855 | 0.00057666 | 0.0039622 | 1044.6058 | 88.4459 | 0.0023863 | 111.3928 | 0.0042 | 0.00025774 | 0.0031367 | 0.00061205 | 0.0037487 | 978.8204
03/27 10:00:00 | 71.96 | 22.2 | 0% | 1.4528 | 53847.5669 | 1.0882 | 3.9177 | 4.5689 | 4.112 | 0 | 0 | 0 | 347.9388 | 1.4528 | 53847.5669 | 1.0882 | 4.2442 | 4.9496 | 4.2072 | 0.0016425 | 0.0061614 | 0.00084596 | 340.0912 | 0 | 0 | 0 | 0 | 0 | 0 | 0 | 676.3678 | 0 | 0 | 0 | 0 | 0 | 0 | 0 | 1101.2849 | 0 | 0 | 0 | 0 | 0 | 0 | 0 | 0 | 1021.8698 | 0 | 0 | 0 | 0.0042 | 0 | 0.00057666 | 0.00057666 | 684.8556 | 0 | 0 | 0 | 0.0042 | 0 | 0.00057666 | 0.00057666 | 1044.6064 | 0 | 0 | 0 | 0.0042 | 0 | 0 | 0.00057666 | 0.00057666 | 978.821
03/27 11:00:00 | 75.92 | 24.4 | 0% | 1.5282 | 56639.8504 | 1.0596 | 3.8146 | 4.6745 | 4.2071 | 0 | 0 | 0 | 347.9388 | 1.5282 | 56639.8504 | 1.0596 | 4.1325 | 5.0641 | 4.3044 | 0 | 0 | 0 | 340.0912 | 0 | 0 | 0 | 0 | 0 | 0 | 0 | 676.3678 | 0 | 0 | 0 | 0 | 0 | 0 | 0 | 1101.2849 | 0 | 0 | 0 | 0 | 0 | 0 | 0 | 0 | 1021.8698 | 0 | 0 | 0 | 0.0042 | 0 | 0.00057666 | 0.00057666 | 684.8561 | 0 | 0 | 0 | 0.0042 | 0 | 0.00057666 | 0.00057666 | 1044.6069 | 0 | 0 | 0 | 0.0042 | 0 | 0 | 0.00057666 | 0.00057666 | 978.8215
03/27 12:00:00 | 77 | 25 | 0% | 1.5491 | 57413.3053 | 1.0507 | 3.7824 | 4.7036 | 4.2332 | 0 | 0 | 0 | 347.9388 | 1.5491 | 57413.3053 | 1.0507 | 4.0976 | 5.0956 | 4.3312 | 0 | 0 | 0 | 340.0912 | 0 | 0 | 0 | 0 | 0 | 0 | 0 | 676.3678 | 0 | 0 | 0 | 0 | 0 | 0 | 0 | 1101.2849 | 0 | 0 | 0 | 0 | 0 | 0 | 0 | 0 | 1021.8698 | 0 | 0 | 0 | 0.0042 | 0 | 0.00057666 | 0.00057666 | 684.8567 | 0 | 0 | 0 | 0.0042 | 0 | 0.00057666 | 0.00057666 | 1044.6075 | 0 | 0 | 0 | 0.0042 | 0 | 0 | 0.00057666 | 0.00057666 | 978.8221
03/27 13:00:00 | 77 | 25 | 0% | 1.5491 | 57413.3053 | 1.0507 | 3.7824 | 4.7036 | 4.2332 | 0 | 0 | 0 | 347.9388 | 1.5491 | 57413.3053 | 1.0507 | 4.0976 | 5.0956 | 4.3312 | 0 | 0 | 0 | 340.0912 | 0 | 0 | 0 | 0 | 0 | 0 | 0 | 676.3678 | 0 | 0 | 0 | 0 | 0 | 0 | 0 | 1101.2849 | 0 | 0 | 0 | 0 | 0 | 0 | 0 | 0 | 1021.8698 | 0 | 0 | 0 | 0.0042 | 0 | 0.00057666 | 0.00057666 | 684.8573 | 0 | 0 | 0 | 0.0042 | 0 | 0.00057666 | 0.00057666 | 1044.6081 | 0 | 0 | 0 | 0.0042 | 0 | 0 | 0.00057666 | 0.00057666 | 978.8227
03/27 14:00:00 | 77 | 25 | 0% | 1.5491 | 57413.3053 | 1.0507 | 3.7824 | 4.7036 | 4.2332 | 0 | 0 | 0 | 347.9388 | 1.5491 | 57413.3053 | 1.0507 | 4.0976 | 5.0956 | 4.3312 | 0 | 0 | 0 | 340.0912 | 0 | 0 | 0 | 0 | 0 | 0 | 0 | 676.3678 | 0 | 0 | 0 | 0 | 0 | 0 | 0 | 1101.2849 | 0 | 0 | 0 | 0 | 0 | 0 | 0 | 0 | 1021.8698 | 0 | 0 | 0 | 0.0042 | 0 | 0.00057666 | 0.00057666 | 684.8579 | 0 | 0 | 0 | 0.0042 | 0 | 0.00057666 | 0.00057666 | 1044.6087 | 0 | 0 | 0 | 0.0042 | 0 | 0 | 0.00057666 | 0.00057666 | 978.8233
03/27 15:00:00 | 75.92 | 24.4 | 0% | 1.5282 | 56639.8504 | 1.0596 | 3.8146 | 4.6745 | 4.2071 | 0 | 0 | 0 | 347.9388 | 1.5282 | 56639.8504 | 1.0596 | 4.1325 | 5.0641 | 4.3044 | 0 | 0 | 0 | 340.0912 | 0 | 0 | 0 | 0 | 0 | 0 | 0 | 676.3678 | 0 | 0 | 0 | 0 | 0 | 0 | 0 | 1101.2849 | 0 | 0 | 0 | 0 | 0 | 0 | 0 | 0 | 1021.8698 | 0 | 0 | 0 | 0.0042 | 0 | 0.00057666 | 0.00057666 | 684.8584 | 0 | 0 | 0 | 0.0042 | 0 | 0.00057666 | 0.00057666 | 1044.6092 | 0 | 0 | 0 | 0.0042 | 0 | 0 | 0.00057666 | 0.00057666 | 978.8238
03/27 16:00:00 | 73.94 | 23.3 | 0% | 1.4903 | 55235.1212 | 1.0748 | 3.8692 | 4.6215 | 4.1594 | 0 | 0 | 0 | 347.9388 | 1.4903 | 55235.1212 | 1.0748 | 4.1916 | 5.0067 | 4.2557 | 0 | 0 | 0 | 340.0912 | 0 | 0 | 0 | 0 | 0 | 0 | 0 | 676.3678 | 0 | 0 | 0 | 0 | 0 | 0 | 0 | 1101.2849 | 0 | 0 | 0 | 0 | 0 | 0 | 0 | 0 | 1021.8698 | 0 | 0 | 0 | 0.0042 | 0 | 0.00057666 | 0.00057666 | 684.859 | 0 | 0 | 0 | 0.0042 | 0 | 0.00057666 | 0.00057666 | 1044.6098 | 0 | 0 | 0 | 0.0042 | 0 | 0 | 0.00057666 | 0.00057666 | 978.8244
03/27 17:00:00 | 66.92 | 19.4 | 0% | 1.3596 | 50393.1104 | 1.1139 | 4.01 | 4.435 | 3.9915 | 0 | 0 | 0 | 347.9388 | 1.3596 | 50393.1104 | 1.1139 | 4.3441 | 4.8046 | 4.0839 | 0 | 0 | 0 | 340.0912 | 0 | 0 | 0 | 0 | 0 | 0 | 0 | 676.3678 | 0 | 0 | 0 | 0 | 0 | 0 | 0 | 1101.2849 | 0 | 0 | 0 | 0 | 0 | 0 | 0 | 0 | 1021.8698 | 0 | 0 | 0 | 0.0042 | 0 | 0.00057666 | 0.00057666 | 684.8596 | 0 | 0 | 0 | 0.0042 | 0 | 0.00057666 | 0.00057666 | 1044.6104 | 0 | 0 | 0 | 0.0042 | 0 | 0 | 0.00057666 | 0.00057666 | 978.825
03/27 18:00:00 | 66.02 | 18.9 | 0% | 1.3433 | 49787.9534 | 1.117 | 4.0213 | 4.4109 | 3.9698 | 0 | 0 | 0 | 347.9388 | 1.3433 | 49787.9534 | 1.117 | 4.3565 | 4.7785 | 4.0617 | 0 | 0 | 0 | 340.0912 | 0 | 0 | 0 | 0 | 0 | 0 | 0 | 676.3678 | 0 | 0 | 0 | 0 | 0 | 0 | 0 | 1101.2849 | 0 | 0 | 0 | 0 | 0 | 0 | 0 | 0 | 1021.8698 | 0 | 0 | 0 | 0.0042 | 0 | 0.00057666 | 0.00057666 | 684.8602 | 0 | 0 | 0 | 0.0042 | 0 | 0.00057666 | 0.00057666 | 1044.611 | 0 | 0 | 0 | 0.0042 | 0 | 0 | 0.00057666 | 0.00057666 | 978.8256
03/27 19:00:00 | 66.02 | 18.9 | 0% | 1.3433 | 49787.9534 | 1.117 | 4.0213 | 4.4109 | 3.9698 | 0 | 0 | 0 | 347.9388 | 1.3433 | 49787.9534 | 1.117 | 4.3565 | 4.7785 | 4.0617 | 0 | 0 | 0 | 340.0912 | 0 | 0 | 0 | 0 | 0 | 0 | 0 | 676.3678 | 0 | 0 | 0 | 0 | 0 | 0 | 0 | 1101.2849 | 0 | 0 | 0 | 0 | 0 | 0 | 0 | 0 | 1021.8698 | 0 | 0 | 0 | 0.0042 | 0 | 0.00057666 | 0.00057666 | 684.8607 | 0 | 0 | 0 | 0.0042 | 0 | 0.00057666 | 0.00057666 | 1044.6115 | 0 | 0 | 0 | 0.0042 | 0 | 0 | 0.00057666 | 0.00057666 | 978.8262
03/27 20:00:00 | 64.04 | 17.8 | 0% | 1.3077 | 48469.0987 | 1.1224 | 4.0406 | 4.3577 | 3.9219 | 0 | 0 | 0 | 347.9388 | 1.3077 | 48469.0987 | 1.1224 | 4.3774 | 4.7208 | 4.0127 | 0 | 0 | 0 | 340.0912 | 0 | 0 | 0 | 0 | 0 | 0 | 0 | 676.3678 | 0 | 0 | 0 | 0 | 0 | 0 | 0 | 1101.2849 | 0 | 0 | 0 | 0 | 0 | 0 | 0 | 0 | 1021.8698 | 0 | 0 | 0 | 0.0042 | 0 | 0.00057666 | 0.00057666 | 684.8613 | 0 | 0 | 0 | 0.0042 | 0 | 0.00057666 | 0.00057666 | 1044.6121 | 0 | 0 | 0 | 0.0042 | 0 | 0 | 0.00057666 | 0.00057666 | 978.8267
03/27 21:00:00 | 62.96 | 17.2 | 0% | 1.2885 | 47756.9624 | 1.1244 | 4.0478 | 4.3283 | 3.8955 | 0 | 0 | 0 | 347.9388 | 1.2885 | 47756.9624 | 1.1244 | 4.3851 | 4.689 | 3.9857 | 0 | 0 | 0 | 340.0912 | 0 | 0 | 0 | 0 | 0 | 0 | 0 | 676.3678 | 0 | 0 | 0 | 0 | 0 | 0 | 0 | 1101.2849 | 0 | 0 | 0 | 0 | 0 | 0 | 0 | 0 | 1021.8698 | 0 | 0 | 0 | 0.0042 | 0 | 0.00057666 | 0.00057666 | 684.8619 | 0 | 0 | 0 | 0.0042 | 0 | 0.00057666 | 0.00057666 | 1044.6127 | 0 | 0 | 0 | 0.0042 | 0 | 0 | 0.00057666 | 0.00057666 | 978.8273
03/27 22:00:00 | 62.06 | 16.7 | 0% | 1.2726 | 47167.4189 | 1.1255 | 4.0519 | 4.3037 | 3.8734 | 0 | 0 | 0 | 347.9388 | 1.2726 | 47167.4189 | 1.1255 | 4.3895 | 4.6624 | 3.963 | 0 | 0 | 0 | 340.0912 | 0 | 0 | 0 | 0 | 0 | 0 | 0 | 676.3678 | 0 | 0 | 0 | 0 | 0 | 0 | 0 | 1101.2849 | 0 | 0 | 0 | 0 | 0 | 0 | 0 | 0 | 1021.8698 | 0 | 0 | 0 | 0.0042 | 0 | 0.00057666 | 0.00057666 | 684.8625 | 0 | 0 | 0 | 0.0042 | 0 | 0.00057666 | 0.00057666 | 1044.6133 | 0 | 0 | 0 | 0.0042 | 0 | 0 | 0.00057666 | 0.00057666 | 978.8279
03/27 23:00:00 | 62.06 | 16.7 | 0% | 1.2726 | 47167.4189 | 1.1255 | 4.0519 | 4.3037 | 3.8734 | 0 | 0 | 0 | 347.9388 | 1.2726 | 47167.4189 | 1.1255 | 4.3895 | 4.6624 | 3.963 | 0 | 0 | 0 | 340.0912 | 0 | 0 | 0 | 0 | 0 | 0 | 0 | 676.3678 | 0 | 0 | 0 | 0 | 0 | 0 | 0 | 1101.2849 | 0 | 0 | 0 | 0 | 0 | 0 | 0 | 0 | 1021.8698 | 0 | 0 | 0 | 0.0042 | 0 | 0.00057666 | 0.00057666 | 684.8631 | 0 | 0 | 0 | 0.0042 | 0 | 0.00057666 | 0.00057666 | 1044.6138 | 0 | 0 | 0 | 0.0042 | 0 | 0 | 0.00057666 | 0.00057666 | 978.8285
03/27 24:00:00 | 62.06 | 16.7 | 4.145% | 1.2726 | 47167.4189 | 1.1255 | 4.0519 | 4.3037 | 3.8734 | 0.032571 | 0.11625 | 0.015961 | 347.9548 | 1.2726 | 47167.4189 | 1.1255 | 4.3895 | 4.6624 | 3.963 | 0 | 0 | 0 | 340.0912 | 1536.2873 | 0.04145 | 1896.6509 | 0.0094738 | 0.036818 | 0.0013007 | 0.038119 | 676.4059 | 1536.2873 | 0.04145 | 1896.6509 | 0.0094738 | 0.060766 | 0.0013007 | 0.062067 | 1101.3469 | 1536.2873 | 0.04145 | 1977.2037 | 0.0094738 | 0.0044768 | 0.055676 | 0.0019154 | 0.057591 | 1021.9274 | 1536.2873 | 0.04145 | 1984.8673 | 0.0042 | 0.038531 | 0.00057666 | 0.039108 | 684.9022 | 1536.2873 | 0.04145 | 1835.4686 | 0.0042 | 0.058806 | 0.00057666 | 0.059383 | 1044.6732 | 1536.2873 | 0.04145 | 1934.8706 | 0.0042 | 0.0044768 | 0.054484 | 0.0011913 | 0.055675 | 978.8841
03/28 01:00:00 | 62.06 | 16.7 | 7.497% | 1.2726 | 47167.4189 | 1.1255 | 4.0519 | 4.3037 | 3.8734 | 0.058907 | 0.21024 | 0.028866 | 347.9836 | 1.2726 | 47167.4189 | 1.1255 | 4.3895 | 4.6624 | 3.963 | 0.058907 | 0.20548 | 0.028213 | 340.1194 | 2778.5095 | 0.074966 | 3430.2586 | 0.017134 | 0.066589 | 0.0023525 | 0.068942 | 676.4748 | 2778.5095 | 0.074966 | 3430.2586 | 0.017134 | 0.1099 | 0.0023525 | 0.11225 | 1101.4592 | 2778.5095 | 0.074966 | 3575.9452 | 0.017134 | 0.0080968 | 0.10069 | 0.0034642 | 0.10416 | 1022.0316 | 2778.5095 | 0.074966 | 3589.8055 | 0.0042 | 0.069686 | 0.00057666 | 0.070263 | 684.9724 | 2778.5095 | 0.074966 | 3319.6051 | 0.0042 | 0.10636 | 0.00057666 | 0.10693 | 1044.7802 | 2778.5095 | 0.074966 | 3499.3822 | 0.0042 | 0.0080968 | 0.098539 | 0.0016883 | 0.10023 | 978.9844
03/28 02:00:00 | 60.08 | 15.6 | 10.28% | 1.238 | 45882.914 | 1.1264 | 4.0549 | 4.249 | 3.8241 | 0.08308 | 0.29215 | 0.040113 | 348.0237 | 1.238 | 45882.914 | 1.1264 | 4.3928 | 4.603 | 3.9126 | 0.060557 | 0.20813 | 0.028577 | 340.148 | 3811.9363 | 0.10285 | 4706.0942 | 0.023507 | 0.091356 | 0.0032275 | 0.094584 | 676.5694 | 3811.9363 | 0.10285 | 4706.0942 | 0.023507 | 0.15078 | 0.0032275 | 0.154 | 1101.6132 | 3811.9363 | 0.10285 | 4905.9669 | 0.023507 | 0.011108 | 0.13815 | 0.0047527 | 0.1429 | 1022.1745 | 3811.9363 | 0.10285 | 4924.9823 | 0.0042 | 0.095605 | 0.00057666 | 0.096182 | 685.0686 | 3811.9363 | 0.10285 | 4554.2847 | 0.0042 | 0.14591 | 0.00057666 | 0.14649 | 1044.9267 | 3811.9363 | 0.10285 | 4800.9273 | 0.0042 | 0.011108 | 0.13519 | 0.0021018 | 0.13729 | 979.1217
03/28 03:00:00 | 60.98 | 16.1 | 11.86% | 1.2536 | 46464.6508 | 1.1263 | 4.0545 | 4.274 | 3.8466 | 0.094568 | 0.3348 | 0.045968 | 348.0697 | 1.2536 | 46464.6508 | 1.1263 | 4.3924 | 4.6301 | 3.9356 | 0.094568 | 0.32722 | 0.044928 | 340.193 | 4394.071 | 0.11856 | 5424.779 | 0.027097 | 0.10531 | 0.0037204 | 0.10903 | 676.6784 | 4394.071 | 0.11856 | 5424.779 | 0.027097 | 0.1738 | 0.0037204 | 0.17752 | 1101.7907 | 4394.071 | 0.11856 | 5655.175 | 0.027097 | 0.012805 | 0.15924 | 0.0054785 | 0.16472 | 1022.3392 | 4394.071 | 0.11856 | 5677.0943 | 0.0042 | 0.11021 | 0.00057666 | 0.11078 | 685.1794 | 4394.071 | 0.11856 | 5249.7861 | 0.0042 | 0.1682 | 0.00057666 | 0.16877 | 1045.0954 | 4394.071 | 0.11856 | 5534.0945 | 0.0042 | 0.012805 | 0.15583 | 0.0023347 | 0.15817 | 979.2798
03/28 04:00:00 | 60.08 | 15.6 | 11.23% | 1.238 | 45882.914 | 1.1264 | 4.0549 | 4.249 | 3.8241 | 0.090737 | 0.31908 | 0.04381 | 348.1135 | 1.238 | 45882.914 | 1.1264 | 4.3928 | 4.603 | 3.9126 | 0.095767 | 0.32915 | 0.045192 | 340.2381 | 4163.2559 | 0.11233 | 5139.822 | 0.025673 | 0.099776 | 0.003525 | 0.1033 | 676.7817 | 4163.2559 | 0.11233 | 5139.822 | 0.025673 | 0.16467 | 0.003525 | 0.1682 | 1101.9589 | 4163.2559 | 0.11233 | 5358.1156 | 0.025673 | 0.012132 | 0.15088 | 0.0051907 | 0.15607 | 1022.4953 | 4163.2559 | 0.11233 | 5378.8835 | 0.0042 | 0.10442 | 0.00057666 | 0.10499 | 685.2844 | 4163.2559 | 0.11233 | 4974.0213 | 0.0042 | 0.15936 | 0.00057666 | 0.15994 | 1045.2554 | 4163.2559 | 0.11233 | 5243.3953 | 0.0042 | 0.012132 | 0.14765 | 0.0022424 | 0.14989 | 979.4297
03/28 05:00:00 | 60.08 | 15.6 | 10.13% | 1.238 | 45882.914 | 1.1264 | 4.0549 | 4.249 | 3.8241 | 0.08185 | 0.28783 | 0.039519 | 348.153 | 1.238 | 45882.914 | 1.1264 | 4.3928 | 4.603 | 3.9126 | 0.08185 | 0.28132 | 0.038625 | 340.2768 | 3755.5088 | 0.10133 | 4636.4306 | 0.023159 | 0.090004 | 0.0031797 | 0.093184 | 676.8749 | 3755.5088 | 0.10133 | 4636.4306 | 0.023159 | 0.14855 | 0.0031797 | 0.15172 | 1102.1106 | 3755.5088 | 0.10133 | 4833.3447 | 0.023159 | 0.010944 | 0.1361 | 0.0046823 | 0.14078 | 1022.636 | 3755.5088 | 0.10133 | 4852.0786 | 0.0042 | 0.09419 | 0.00057666 | 0.094767 | 685.3791 | 3755.5088 | 0.10133 | 4486.8683 | 0.0042 | 0.14375 | 0.00057666 | 0.14433 | 1045.3997 | 3755.5088 | 0.10133 | 4729.86 | 0.0042 | 0.010944 | 0.13319 | 0.0020792 | 0.13527 | 979.565
03/28 06:00:00 | 59 | 15 | 9.167% | 1.2192 | 45189.514 | 1.1258 | 4.053 | 4.2187 | 3.7968 | 0.075187 | 0.26227 | 0.03601 | 348.189 | 1.2192 | 45189.514 | 1.1258 | 4.3908 | 4.5702 | 3.8847 | 0.083106 | 0.28334 | 0.038902 | 340.3157 | 3397.6438 | 0.091671 | 4194.622 | 0.020952 | 0.081427 | 0.0028767 | 0.084304 | 676.9592 | 3397.6438 | 0.091671 | 4194.622 | 0.020952 | 0.13439 | 0.0028767 | 0.13727 | 1102.2479 | 3397.6438 | 0.091671 | 4372.772 | 0.020952 | 0.0099009 | 0.12313 | 0.0042361 | 0.12737 | 1022.7634 | 3397.6438 | 0.091671 | 4389.7207 | 0.0042 | 0.085215 | 0.00057666 | 0.085791 | 685.4649 | 3397.6438 | 0.091671 | 4059.3116 | 0.0042 | 0.13005 | 0.00057666 | 0.13063 | 1045.5303 | 3397.6438 | 0.091671 | 4279.1484 | 0.0042 | 0.0099009 | 0.1205 | 0.0019361 | 0.12243 | 979.6874
03/28 07:00:00 | 57.92 | 14.4 | 7.952% | 1.2007 | 44501.2239 | 1.1247 | 4.0487 | 4.188 | 3.7692 | 0.066228 | 0.22917 | 0.031465 | 348.2205 | 1.2007 | 44501.2239 | 1.1247 | 4.3861 | 4.537 | 3.8565 | 0.066228 | 0.22398 | 0.030753 | 340.3464 | 2947.2239 | 0.079518 | 3638.548 | 0.018175 | 0.070633 | 0.0024954 | 0.073128 | 677.0324 | 2947.2239 | 0.079518 | 3638.548 | 0.018175 | 0.11657 | 0.0024954 | 0.11907 | 1102.367 | 2947.2239 | 0.079518 | 3793.081 | 0.018175 | 0.0085884 | 0.10681 | 0.0036746 | 0.11048 | 1022.8739 | 2947.2239 | 0.079518 | 3807.7828 | 0.0042 | 0.073918 | 0.00057666 | 0.074495 | 685.5394 | 2947.2239 | 0.079518 | 3521.1755 | 0.0042 | 0.11281 | 0.00057666 | 0.11339 | 1045.6437 | 2947.2239 | 0.079518 | 3711.8689 | 0.0042 | 0.0085884 | 0.10452 | 0.0017558 | 0.10628 | 979.7937
03/28 08:00:00 | 62.96 | 17.2 | 5.397% | 1.2885 | 47756.9624 | 1.1244 | 4.0478 | 4.3283 | 3.8955 | 0.041885 | 0.1505 | 0.020663 | 348.2412 | 1.2885 | 47756.9624 | 1.1244 | 4.3851 | 4.689 | 3.9857 | 0.061713 | 0.21672 | 0.029756 | 340.3762 | 2000.3035 | 0.05397 | 2469.5104 | 0.012335 | 0.047939 | 0.0016936 | 0.049633 | 677.082 | 2000.3035 | 0.05397 | 2469.5104 | 0.012335 | 0.07912 | 0.0016936 | 0.080813 | 1102.4478 | 2000.3035 | 0.05397 | 2574.3931 | 0.012335 | 0.005829 | 0.072492 | 0.0024939 | 0.074986 | 1022.9489 | 2000.3035 | 0.05397 | 2584.3714 | 0.0042 | 0.050169 | 0.00057666 | 0.050745 | 685.5902 | 2000.3035 | 0.05397 | 2389.8488 | 0.0042 | 0.076568 | 0.00057666 | 0.077144 | 1045.7209 | 2000.3035 | 0.05397 | 2519.2739 | 0.0042 | 0.005829 | 0.07094 | 0.001377 | 0.072317 | 979.866
03/28 09:00:00 | 66.02 | 18.9 | 2.162% | 1.3433 | 49787.9534 | 1.117 | 4.0213 | 4.4109 | 3.9698 | 0.016094 | 0.059159 | 0.0081225 | 348.2493 | 1.3433 | 49787.9534 | 1.117 | 4.3565 | 4.7785 | 4.0617 | 0.016094 | 0.05782 | 0.0079387 | 340.3841 | 801.3112 | 0.02162 | 989.2731 | 0.0049414 | 0.019204 | 0.00067846 | 0.019883 | 677.1019 | 801.3112 | 0.02162 | 989.2731 | 0.0049414 | 0.031695 | 0.00067846 | 0.032373 | 1102.4801 | 801.3112 | 0.02162 | 1031.2886 | 0.0049414 | 0.0023351 | 0.02904 | 0.00099906 | 0.030039 | 1022.9789 | 801.3112 | 0.02162 | 1035.2858 | 0.0042 | 0.020097 | 0.00057666 | 0.020674 | 685.6109 | 801.3112 | 0.02162 | 957.3611 | 0.0042 | 0.030673 | 0.00057666 | 0.031249 | 1045.7521 | 801.3112 | 0.02162 | 1009.2081 | 0.0042 | 0.0023351 | 0.028418 | 0.00089727 | 0.029315 | 979.8953
03/28 10:00:00 | 69.08 | 20.6 | 0% | 1.3992 | 51859.9654 | 1.1045 | 3.9762 | 4.4925 | 4.0432 | 0 | 0 | 0 | 348.2493 | 1.3992 | 51859.9654 | 1.1045 | 4.3075 | 4.8668 | 4.1368 | 0.015451 | 0.056771 | 0.0077947 | 340.3919 | 0 | 0 | 0 | 0 | 0 | 0 | 0 | 677.1019 | 0 | 0 | 0 | 0 | 0 | 0 | 0 | 1102.4801 | 0 | 0 | 0 | 0 | 0 | 0 | 0 | 0 | 1022.9789 | 0 | 0 | 0 | 0.0042 | 0 | 0.00057666 | 0.00057666 | 685.6114 | 0 | 0 | 0 | 0.0042 | 0 | 0.00057666 | 0.00057666 | 1045.7527 | 0 | 0 | 0 | 0.0042 | 0 | 0 | 0.00057666 | 0.00057666 | 979.8959
03/28 11:00:00 | 69.98 | 21.1 | 0% | 1.4159 | 52477.1875 | 1.0999 | 3.9595 | 4.5163 | 4.0647 | 0 | 0 | 0 | 348.2493 | 1.4159 | 52477.1875 | 1.0999 | 4.2895 | 4.8927 | 4.1588 | 0 | 0 | 0 | 340.3919 | 0 | 0 | 0 | 0 | 0 | 0 | 0 | 677.1019 | 0 | 0 | 0 | 0 | 0 | 0 | 0 | 1102.4801 | 0 | 0 | 0 | 0 | 0 | 0 | 0 | 0 | 1022.9789 | 0 | 0 | 0 | 0.0042 | 0 | 0.00057666 | 0.00057666 | 685.612 | 0 | 0 | 0 | 0.0042 | 0 | 0.00057666 | 0.00057666 | 1045.7533 | 0 | 0 | 0 | 0.0042 | 0 | 0 | 0.00057666 | 0.00057666 | 979.8965
03/28 12:00:00 | 71.96 | 22.2 | 0% | 1.4528 | 53847.5669 | 1.0882 | 3.9177 | 4.5689 | 4.112 | 0 | 0 | 0 | 348.2493 | 1.4528 | 53847.5669 | 1.0882 | 4.2442 | 4.9496 | 4.2072 | 0 | 0 | 0 | 340.3919 | 0 | 0 | 0 | 0 | 0 | 0 | 0 | 677.1019 | 0 | 0 | 0 | 0 | 0 | 0 | 0 | 1102.4801 | 0 | 0 | 0 | 0 | 0 | 0 | 0 | 0 | 1022.9789 | 0 | 0 | 0 | 0.0042 | 0 | 0.00057666 | 0.00057666 | 685.6126 | 0 | 0 | 0 | 0.0042 | 0 | 0.00057666 | 0.00057666 | 1045.7538 | 0 | 0 | 0 | 0.0042 | 0 | 0 | 0.00057666 | 0.00057666 | 979.8971
03/28 13:00:00 | 71.96 | 22.2 | 0% | 1.4528 | 53847.5669 | 1.0882 | 3.9177 | 4.5689 | 4.112 | 0 | 0 | 0 | 348.2493 | 1.4528 | 53847.5669 | 1.0882 | 4.2442 | 4.9496 | 4.2072 | 0 | 0 | 0 | 340.3919 | 0 | 0 | 0 | 0 | 0 | 0 | 0 | 677.1019 | 0 | 0 | 0 | 0 | 0 | 0 | 0 | 1102.4801 | 0 | 0 | 0 | 0 | 0 | 0 | 0 | 0 | 1022.9789 | 0 | 0 | 0 | 0.0042 | 0 | 0.00057666 | 0.00057666 | 685.6132 | 0 | 0 | 0 | 0.0042 | 0 | 0.00057666 | 0.00057666 | 1045.7544 | 0 | 0 | 0 | 0.0042 | 0 | 0 | 0.00057666 | 0.00057666 | 979.8976
03/28 14:00:00 | 78.98 | 26.1 | 0% | 1.5877 | 58844.5776 | 1.0332 | 3.7194 | 4.7574 | 4.2816 | 0 | 0 | 0 | 348.2493 | 1.5877 | 58844.5776 | 1.0332 | 4.0294 | 5.1538 | 4.3808 | 0 | 0 | 0 | 340.3919 | 0 | 0 | 0 | 0 | 0 | 0 | 0 | 677.1019 | 0 | 0 | 0 | 0 | 0 | 0 | 0 | 1102.4801 | 0 | 0 | 0 | 0 | 0 | 0 | 0 | 0 | 1022.9789 | 0 | 0 | 0 | 0.0042 | 0 | 0.00057666 | 0.00057666 | 685.6137 | 0 | 0 | 0 | 0.0042 | 0 | 0.00057666 | 0.00057666 | 1045.755 | 0 | 0 | 0 | 0.0042 | 0 | 0 | 0.00057666 | 0.00057666 | 979.8982
03/28 15:00:00 | 78.98 | 26.1 | 0% | 1.5877 | 58844.5776 | 1.0332 | 3.7194 | 4.7574 | 4.2816 | 0 | 0 | 0 | 348.2493 | 1.5877 | 58844.5776 | 1.0332 | 4.0294 | 5.1538 | 4.3808 | 0 | 0 | 0 | 340.3919 | 0 | 0 | 0 | 0 | 0 | 0 | 0 | 677.1019 | 0 | 0 | 0 | 0 | 0 | 0 | 0 | 1102.4801 | 0 | 0 | 0 | 0 | 0 | 0 | 0 | 0 | 1022.9789 | 0 | 0 | 0 | 0.0042 | 0 | 0.00057666 | 0.00057666 | 685.6143 | 0 | 0 | 0 | 0.0042 | 0 | 0.00057666 | 0.00057666 | 1045.7556 | 0 | 0 | 0 | 0.0042 | 0 | 0 | 0.00057666 | 0.00057666 | 979.8988
03/28 16:00:00 | 78.08 | 25.6 | 0% | 1.5701 | 58191.8702 | 1.0413 | 3.7487 | 4.7329 | 4.2596 | 0 | 0 | 0 | 348.2493 | 1.5701 | 58191.8702 | 1.0413 | 4.0611 | 5.1273 | 4.3582 | 0 | 0 | 0 | 340.3919 | 0 | 0 | 0 | 0 | 0 | 0 | 0 | 677.1019 | 0 | 0 | 0 | 0 | 0 | 0 | 0 | 1102.4801 | 0 | 0 | 0 | 0 | 0 | 0 | 0 | 0 | 1022.9789 | 0 | 0 | 0 | 0.0042 | 0 | 0.00057666 | 0.00057666 | 685.6149 | 0 | 0 | 0 | 0.0042 | 0 | 0.00057666 | 0.00057666 | 1045.7561 | 0 | 0 | 0 | 0.0042 | 0 | 0 | 0.00057666 | 0.00057666 | 979.8994
03/28 17:00:00 | 78.08 | 25.6 | 0% | 1.5701 | 58191.8702 | 1.0413 | 3.7487 | 4.7329 | 4.2596 | 0 | 0 | 0 | 348.2493 | 1.5701 | 58191.8702 | 1.0413 | 4.0611 | 5.1273 | 4.3582 | 0 | 0 | 0 | 340.3919 | 0 | 0 | 0 | 0 | 0 | 0 | 0 | 677.1019 | 0 | 0 | 0 | 0 | 0 | 0 | 0 | 1102.4801 | 0 | 0 | 0 | 0 | 0 | 0 | 0 | 0 | 1022.9789 | 0 | 0 | 0 | 0.0042 | 0 | 0.00057666 | 0.00057666 | 685.6155 | 0 | 0 | 0 | 0.0042 | 0 | 0.00057666 | 0.00057666 | 1045.7567 | 0 | 0 | 0 | 0.0042 | 0 | 0 | 0.00057666 | 0.00057666 | 979.8999
03/28 18:00:00 | 73.94 | 23.3 | 0% | 1.4903 | 55235.1212 | 1.0748 | 3.8692 | 4.6215 | 4.1594 | 0 | 0 | 0 | 348.2493 | 1.4903 | 55235.1212 | 1.0748 | 4.1916 | 5.0067 | 4.2557 | 0 | 0 | 0 | 340.3919 | 0 | 0 | 0 | 0 | 0 | 0 | 0 | 677.1019 | 0 | 0 | 0 | 0 | 0 | 0 | 0 | 1102.4801 | 0 | 0 | 0 | 0 | 0 | 0 | 0 | 0 | 1022.9789 | 0 | 0 | 0 | 0.0042 | 0 | 0.00057666 | 0.00057666 | 685.616 | 0 | 0 | 0 | 0.0042 | 0 | 0.00057666 | 0.00057666 | 1045.7573 | 0 | 0 | 0 | 0.0042 | 0 | 0 | 0.00057666 | 0.00057666 | 979.9005
03/28 19:00:00 | 73.94 | 23.3 | 0% | 1.4903 | 55235.1212 | 1.0748 | 3.8692 | 4.6215 | 4.1594 | 0 | 0 | 0 | 348.2493 | 1.4903 | 55235.1212 | 1.0748 | 4.1916 | 5.0067 | 4.2557 | 0 | 0 | 0 | 340.3919 | 0 | 0 | 0 | 0 | 0 | 0 | 0 | 677.1019 | 0 | 0 | 0 | 0 | 0 | 0 | 0 | 1102.4801 | 0 | 0 | 0 | 0 | 0 | 0 | 0 | 0 | 1022.9789 | 0 | 0 | 0 | 0.0042 | 0 | 0.00057666 | 0.00057666 | 685.6166 | 0 | 0 | 0 | 0.0042 | 0 | 0.00057666 | 0.00057666 | 1045.7579 | 0 | 0 | 0 | 0.0042 | 0 | 0 | 0.00057666 | 0.00057666 | 979.9011
03/28 20:00:00 | 64.04 | 17.8 | 0% | 1.3077 | 48469.0987 | 1.1224 | 4.0406 | 4.3577 | 3.9219 | 0 | 0 | 0 | 348.2493 | 1.3077 | 48469.0987 | 1.1224 | 4.3774 | 4.7208 | 4.0127 | 0 | 0 | 0 | 340.3919 | 0 | 0 | 0 | 0 | 0 | 0 | 0 | 677.1019 | 0 | 0 | 0 | 0 | 0 | 0 | 0 | 1102.4801 | 0 | 0 | 0 | 0 | 0 | 0 | 0 | 0 | 1022.9789 | 0 | 0 | 0 | 0.0042 | 0 | 0.00057666 | 0.00057666 | 685.6172 | 0 | 0 | 0 | 0.0042 | 0 | 0.00057666 | 0.00057666 | 1045.7585 | 0 | 0 | 0 | 0.0042 | 0 | 0 | 0.00057666 | 0.00057666 | 979.9017
03/28 21:00:00 | 60.08 | 15.6 | 0% | 1.238 | 45882.914 | 1.1264 | 4.0549 | 4.249 | 3.8241 | 0 | 0 | 0 | 348.2493 | 1.238 | 45882.914 | 1.1264 | 4.3928 | 4.603 | 3.9126 | 0 | 0 | 0 | 340.3919 | 0 | 0 | 0 | 0 | 0 | 0 | 0 | 677.1019 | 0 | 0 | 0 | 0 | 0 | 0 | 0 | 1102.4801 | 0 | 0 | 0 | 0 | 0 | 0 | 0 | 0 | 1022.9789 | 0 | 0 | 0 | 0.0042 | 0 | 0.00057666 | 0.00057666 | 685.6178 | 0 | 0 | 0 | 0.0042 | 0 | 0.00057666 | 0.00057666 | 1045.759 | 0 | 0 | 0 | 0.0042 | 0 | 0 | 0.00057666 | 0.00057666 | 979.9022
03/28 22:00:00 | 62.96 | 17.2 | 0% | 1.2885 | 47756.9624 | 1.1244 | 4.0478 | 4.3283 | 3.8955 | 0 | 0 | 0 | 348.2493 | 1.2885 | 47756.9624 | 1.1244 | 4.3851 | 4.689 | 3.9857 | 0 | 0 | 0 | 340.3919 | 0 | 0 | 0 | 0 | 0 | 0 | 0 | 677.1019 | 0 | 0 | 0 | 0 | 0 | 0 | 0 | 1102.4801 | 0 | 0 | 0 | 0 | 0 | 0 | 0 | 0 | 1022.9789 | 0 | 0 | 0 | 0.0042 | 0 | 0.00057666 | 0.00057666 | 685.6184 | 0 | 0 | 0 | 0.0042 | 0 | 0.00057666 | 0.00057666 | 1045.7596 | 0 | 0 | 0 | 0.0042 | 0 | 0 | 0.00057666 | 0.00057666 | 979.9028
03/28 23:00:00 | 62.06 | 16.7 | 0% | 1.2726 | 47167.4189 | 1.1255 | 4.0519 | 4.3037 | 3.8734 | 0 | 0 | 0 | 348.2493 | 1.2726 | 47167.4189 | 1.1255 | 4.3895 | 4.6624 | 3.963 | 0 | 0 | 0 | 340.3919 | 0 | 0 | 0 | 0 | 0 | 0 | 0 | 677.1019 | 0 | 0 | 0 | 0 | 0 | 0 | 0 | 1102.4801 | 0 | 0 | 0 | 0 | 0 | 0 | 0 | 0 | 1022.9789 | 0 | 0 | 0 | 0.0042 | 0 | 0.00057666 | 0.00057666 | 685.6189 | 0 | 0 | 0 | 0.0042 | 0 | 0.00057666 | 0.00057666 | 1045.7602 | 0 | 0 | 0 | 0.0042 | 0 | 0 | 0.00057666 | 0.00057666 | 979.9034
03/28 24:00:00 | 55.94 | 13.3 | 4.181% | 1.167 | 43252.6302 | 1.1207 | 4.0346 | 4.1309 | 3.7178 | 0.035829 | 0.12217 | 0.016773 | 348.2661 | 1.167 | 43252.6302 | 1.1207 | 4.3708 | 4.4751 | 3.8039 | 0 | 0 | 0 | 340.3919 | 1549.6882 | 0.041812 | 1913.1953 | 0.0095564 | 0.03714 | 0.0013121 | 0.038452 | 677.1403 | 1549.6882 | 0.041812 | 1913.1953 | 0.0095564 | 0.061296 | 0.0013121 | 0.062608 | 1102.5428 | 1549.6882 | 0.041812 | 1994.4507 | 0.0095564 | 0.0045159 | 0.056161 | 0.0019321 | 0.058094 | 1023.037 | 1549.6882 | 0.041812 | 2002.1811 | 0.0042 | 0.038867 | 0.00057666 | 0.039444 | 685.6584 | 1549.6882 | 0.041812 | 1851.4793 | 0.0042 | 0.059319 | 0.00057666 | 0.059896 | 1045.8201 | 1549.6882 | 0.041812 | 1951.7483 | 0.0042 | 0.0045159 | 0.054959 | 0.0011967 | 0.056156 | 979.9596
03/29 01:00:00 | 55.94 | 13.3 | 11% | 1.167 | 43252.6302 | 1.1207 | 4.0346 | 4.1309 | 3.7178 | 0.094293 | 0.32151 | 0.044143 | 348.3102 | 1.167 | 43252.6302 | 1.1207 | 4.3708 | 4.4751 | 3.8039 | 0.094293 | 0.31424 | 0.043145 | 340.4351 | 4078.4182 | 0.11004 | 5035.0842 | 0.02515 | 0.097743 | 0.0034531 | 0.1012 | 677.2415 | 4078.4182 | 0.11004 | 5035.0842 | 0.02515 | 0.16132 | 0.0034531 | 0.16477 | 1102.7075 | 4078.4182 | 0.11004 | 5248.9295 | 0.02515 | 0.011885 | 0.1478 | 0.0050849 | 0.15289 | 1023.1899 | 4078.4182 | 0.11004 | 5269.2742 | 0.0042 | 0.10229 | 0.00057666 | 0.10287 | 685.7612 | 4078.4182 | 0.11004 | 4872.6622 | 0.0042 | 0.15611 | 0.00057666 | 0.15669 | 1045.9768 | 4078.4182 | 0.11004 | 5136.5469 | 0.0042 | 0.011885 | 0.14464 | 0.0022084 | 0.14685 | 980.1064
03/29 02:00:00 | 55.04 | 12.8 | 15.47% | 1.1518 | 42690.7653 | 1.1182 | 4.0255 | 4.1045 | 3.694 | 0.13432 | 0.45494 | 0.062464 | 348.3727 | 1.1518 | 42690.7653 | 1.1182 | 4.3609 | 4.4465 | 3.7795 | 0.095534 | 0.31626 | 0.043422 | 340.4785 | 5734.1332 | 0.15471 | 7079.1768 | 0.03536 | 0.13742 | 0.004855 | 0.14228 | 677.3838 | 5734.1332 | 0.15471 | 7079.1768 | 0.03536 | 0.22681 | 0.004855 | 0.23166 | 1102.9392 | 5734.1332 | 0.15471 | 7379.8368 | 0.03536 | 0.01671 | 0.20781 | 0.0071492 | 0.21496 | 1023.4049 | 5734.1332 | 0.15471 | 7408.4408 | 0.0042 | 0.14382 | 0.00057666 | 0.14439 | 685.9056 | 5734.1332 | 0.15471 | 6850.8162 | 0.0042 | 0.21949 | 0.00057666 | 0.22007 | 1046.1968 | 5734.1332 | 0.15471 | 7221.8302 | 0.0042 | 0.01671 | 0.20336 | 0.0028709 | 0.20623 | 980.3126
03/29 03:00:00 | 53.06 | 11.7 | 19.87% | 1.1188 | 41467.1533 | 1.111 | 3.9997 | 4.0453 | 3.6408 | 0.17764 | 0.59297 | 0.081415 | 348.4541 | 1.1188 | 41467.1533 | 1.111 | 4.333 | 4.3824 | 3.7251 | 0.17764 | 0.57956 | 0.079573 | 340.5581 | 7366.1436 | 0.19874 | 9094.0045 | 0.045425 | 0.17654 | 0.0062368 | 0.18277 | 677.5666 | 7366.1436 | 0.19874 | 9094.0045 | 0.045425 | 0.29136 | 0.0062368 | 0.2976 | 1103.2368 | 7366.1436 | 0.19874 | 9480.2363 | 0.045425 | 0.021465 | 0.26695 | 0.009184 | 0.27614 | 1023.681 | 7366.1436 | 0.19874 | 9516.9814 | 0.0042 | 0.18475 | 0.00057666 | 0.18532 | 686.091 | 7366.1436 | 0.19874 | 8800.6495 | 0.0042 | 0.28196 | 0.00057666 | 0.28254 | 1046.4794 | 7366.1436 | 0.19874 | 9277.259 | 0.0042 | 0.021465 | 0.26124 | 0.0035239 | 0.26476 | 980.5774
03/29 04:00:00 | 51.98 | 11.1 | 23.68% | 1.101 | 40806.9675 | 1.1062 | 3.9825 | 4.0124 | 3.6112 | 0.21507 | 0.71229 | 0.097797 | 348.5519 | 1.101 | 40806.9675 | 1.1062 | 4.3143 | 4.3468 | 3.6948 | 0.18051 | 0.58431 | 0.080226 | 340.6383 | 8776.2963 | 0.23679 | 10834.9337 | 0.05412 | 0.21033 | 0.0074307 | 0.21776 | 677.7843 | 8776.2963 | 0.23679 | 10834.9337 | 0.05412 | 0.34714 | 0.0074307 | 0.35457 | 1103.5914 | 8776.2963 | 0.23679 | 11295.1046 | 0.05412 | 0.025575 | 0.31806 | 0.010942 | 0.329 | 1024.01 | 8776.2963 | 0.23679 | 11338.8841 | 0.0042 | 0.22011 | 0.00057666 | 0.22069 | 686.3116 | 8776.2963 | 0.23679 | 10485.4197 | 0.0042 | 0.33594 | 0.00057666 | 0.33652 | 1046.8159 | 8776.2963 | 0.23679 | 11053.2699 | 0.0042 | 0.025575 | 0.31125 | 0.0040881 | 0.31534 | 980.8927
03/29 05:00:00 | 51.98 | 11.1 | 25.51% | 1.101 | 40806.9675 | 1.1062 | 3.9825 | 4.0124 | 3.6112 | 0.23168 | 0.76732 | 0.10535 | 348.6572 | 1.101 | 40806.9675 | 1.1062 | 4.3143 | 4.3468 | 3.6948 | 0.23168 | 0.74996 | 0.10297 | 340.7413 | 9454.334 | 0.25508 | 11672.0173 | 0.058302 | 0.22658 | 0.0080048 | 0.23459 | 678.0189 | 9454.334 | 0.25508 | 11672.0173 | 0.058302 | 0.37396 | 0.0080048 | 0.38196 | 1103.9733 | 9454.334 | 0.25508 | 12167.74 | 0.058302 | 0.027551 | 0.34263 | 0.011788 | 0.35442 | 1024.3644 | 9454.334 | 0.25508 | 12214.9018 | 0.0042 | 0.23712 | 0.00057666 | 0.2377 | 686.5493 | 9454.334 | 0.25508 | 11295.5006 | 0.0042 | 0.36189 | 0.00057666 | 0.36247 | 1047.1784 | 9454.334 | 0.25508 | 11907.2217 | 0.0042 | 0.027551 | 0.33529 | 0.0043593 | 0.33965 | 981.2324
03/29 06:00:00 | 51.98 | 11.1 | 25.57% | 1.101 | 40806.9675 | 1.1062 | 3.9825 | 4.0124 | 3.6112 | 0.23226 | 0.76921 | 0.10561 | 348.7628 | 1.101 | 40806.9675 | 1.1062 | 4.3143 | 4.3468 | 3.6948 | 0.23168 | 0.74996 | 0.10297 | 340.8442 | 9477.6634 | 0.25571 | 11700.819 | 0.058446 | 0.22714 | 0.0080246 | 0.23516 | 678.2541 | 9477.6634 | 0.25571 | 11700.819 | 0.058446 | 0.37488 | 0.0080246 | 0.3829 | 1104.3562 | 9477.6634 | 0.25571 | 12197.7649 | 0.058446 | 0.027619 | 0.34347 | 0.011817 | 0.35529 | 1024.7197 | 9477.6634 | 0.25571 | 12245.0431 | 0.0042 | 0.2377 | 0.00057666 | 0.23828 | 686.7876 | 9477.6634 | 0.25571 | 11323.3732 | 0.0042 | 0.36279 | 0.00057666 | 0.36336 | 1047.5417 | 9477.6634 | 0.25571 | 11936.6037 | 0.0042 | 0.027619 | 0.33612 | 0.0043687 | 0.34049 | 981.5729
03/29 07:00:00 | 51.98 | 11.1 | 22.33% | 1.101 | 40806.9675 | 1.1062 | 3.9825 | 4.0124 | 3.6112 | 0.20281 | 0.67169 | 0.092223 | 348.8551 | 1.101 | 40806.9675 | 1.1062 | 4.3143 | 4.3468 | 3.6948 | 0.20281 | 0.65649 | 0.090137 | 340.9344 | 8276.0827 | 0.22329 | 10217.386 | 0.051036 | 0.19834 | 0.0070072 | 0.20535 | 678.4594 | 8276.0827 | 0.22329 | 10217.386 | 0.051036 | 0.32735 | 0.0070072 | 0.33436 | 1104.6906 | 8276.0827 | 0.22329 | 10651.3291 | 0.051036 | 0.024117 | 0.29993 | 0.010318 | 0.31025 | 1025.03 | 8276.0827 | 0.22329 | 10692.6133 | 0.0042 | 0.20757 | 0.00057666 | 0.20815 | 686.9958 | 8276.0827 | 0.22329 | 9887.7929 | 0.0042 | 0.31679 | 0.00057666 | 0.31737 | 1047.8591 | 8276.0827 | 0.22329 | 10423.278 | 0.0042 | 0.024117 | 0.29351 | 0.0038879 | 0.2974 | 981.8703
03/29 08:00:00 | 60.98 | 16.1 | 5.852% | 1.2536 | 46464.6508 | 1.1263 | 4.0545 | 4.274 | 3.8466 | 0.046678 | 0.16525 | 0.022689 | 348.8778 | 1.2536 | 46464.6508 | 1.1263 | 4.3924 | 4.6301 | 3.9356 | 0.17812 | 0.61632 | 0.08462 | 341.019 | 2168.8767 | 0.058518 | 2677.6255 | 0.013375 | 0.051979 | 0.0018364 | 0.053815 | 678.5133 | 2168.8767 | 0.058518 | 2677.6255 | 0.013375 | 0.085788 | 0.0018364 | 0.087624 | 1104.7782 | 2168.8767 | 0.058518 | 2791.3471 | 0.013375 | 0.0063202 | 0.078601 | 0.0027041 | 0.081305 | 1025.1113 | 2168.8767 | 0.058518 | 2802.1662 | 0.0042 | 0.054397 | 0.00057666 | 0.054973 | 687.0507 | 2168.8767 | 0.058518 | 2591.2505 | 0.0042 | 0.08302 | 0.00057666 | 0.083597 | 1047.9427 | 2168.8767 | 0.058518 | 2731.5827 | 0.0042 | 0.0063202 | 0.076918 | 0.0014444 | 0.078363 | 981.9486
03/29 09:00:00 | 64.94 | 18.3 | 0% | 1.3238 | 49066.449 | 1.1202 | 4.0329 | 4.3819 | 3.9437 | 0 | 0 | 0 | 348.8778 | 1.3238 | 49066.449 | 1.1202 | 4.3689 | 4.7471 | 4.035 | 0 | 0 | 0 | 341.019 | 0 | 0 | 0 | 0 | 0 | 0 | 0 | 678.5133 | 0 | 0 | 0 | 0 | 0 | 0 | 0 | 1104.7782 | 0 | 0 | 0 | 0 | 0 | 0 | 0 | 0 | 1025.1113 | 0 | 0 | 0 | 0.0042 | 0 | 0.00057666 | 0.00057666 | 687.0513 | 0 | 0 | 0 | 0.0042 | 0 | 0.00057666 | 0.00057666 | 1047.9433 | 0 | 0 | 0 | 0.0042 | 0 | 0 | 0.00057666 | 0.00057666 | 981.9492
03/29 10:00:00 | 71.96 | 22.2 | 0% | 1.4528 | 53847.5669 | 1.0882 | 3.9177 | 4.5689 | 4.112 | 0 | 0 | 0 | 348.8778 | 1.4528 | 53847.5669 | 1.0882 | 4.2442 | 4.9496 | 4.2072 | 0 | 0 | 0 | 341.019 | 0 | 0 | 0 | 0 | 0 | 0 | 0 | 678.5133 | 0 | 0 | 0 | 0 | 0 | 0 | 0 | 1104.7782 | 0 | 0 | 0 | 0 | 0 | 0 | 0 | 0 | 1025.1113 | 0 | 0 | 0 | 0.0042 | 0 | 0.00057666 | 0.00057666 | 687.0519 | 0 | 0 | 0 | 0.0042 | 0 | 0.00057666 | 0.00057666 | 1047.9438 | 0 | 0 | 0 | 0.0042 | 0 | 0 | 0.00057666 | 0.00057666 | 981.9498
03/29 11:00:00 | 77 | 25 | 0% | 1.5491 | 57413.3053 | 1.0507 | 3.7824 | 4.7036 | 4.2332 | 0 | 0 | 0 | 348.8778 | 1.5491 | 57413.3053 | 1.0507 | 4.0976 | 5.0956 | 4.3312 | 0 | 0 | 0 | 341.019 | 0 | 0 | 0 | 0 | 0 | 0 | 0 | 678.5133 | 0 | 0 | 0 | 0 | 0 | 0 | 0 | 1104.7782 | 0 | 0 | 0 | 0 | 0 | 0 | 0 | 0 | 1025.1113 | 0 | 0 | 0 | 0.0042 | 0 | 0.00057666 | 0.00057666 | 687.0525 | 0 | 0 | 0 | 0.0042 | 0 | 0.00057666 | 0.00057666 | 1047.9444 | 0 | 0 | 0 | 0.0042 | 0 | 0 | 0.00057666 | 0.00057666 | 981.9504
03/29 12:00:00 | 78.98 | 26.1 | 0% | 1.5877 | 58844.5776 | 1.0332 | 3.7194 | 4.7574 | 4.2816 | 0 | 0 | 0 | 348.8778 | 1.5877 | 58844.5776 | 1.0332 | 4.0294 | 5.1538 | 4.3808 | 0 | 0 | 0 | 341.019 | 0 | 0 | 0 | 0 | 0 | 0 | 0 | 678.5133 | 0 | 0 | 0 | 0 | 0 | 0 | 0 | 1104.7782 | 0 | 0 | 0 | 0 | 0 | 0 | 0 | 0 | 1025.1113 | 0 | 0 | 0 | 0.0042 | 0 | 0.00057666 | 0.00057666 | 687.053 | 0 | 0 | 0 | 0.0042 | 0 | 0.00057666 | 0.00057666 | 1047.945 | 0 | 0 | 0 | 0.0042 | 0 | 0 | 0.00057666 | 0.00057666 | 981.9509
03/29 13:00:00 | 78.98 | 26.1 | 0% | 1.5877 | 58844.5776 | 1.0332 | 3.7194 | 4.7574 | 4.2816 | 0 | 0 | 0 | 348.8778 | 1.5877 | 58844.5776 | 1.0332 | 4.0294 | 5.1538 | 4.3808 | 0 | 0 | 0 | 341.019 | 0 | 0 | 0 | 0 | 0 | 0 | 0 | 678.5133 | 0 | 0 | 0 | 0 | 0 | 0 | 0 | 1104.7782 | 0 | 0 | 0 | 0 | 0 | 0 | 0 | 0 | 1025.1113 | 0 | 0 | 0 | 0.0042 | 0 | 0.00057666 | 0.00057666 | 687.0536 | 0 | 0 | 0 | 0.0042 | 0 | 0.00057666 | 0.00057666 | 1047.9456 | 0 | 0 | 0 | 0.0042 | 0 | 0 | 0.00057666 | 0.00057666 | 981.9515
03/29 14:00:00 | 80.96 | 27.2 | 0% | 1.6267 | 60293.0247 | 1.0144 | 3.6518 | 4.8119 | 4.3307 | 0 | 0 | 0 | 348.8778 | 1.6267 | 60293.0247 | 1.0144 | 3.9561 | 5.2129 | 4.4309 | 0 | 0 | 0 | 341.019 | 0 | 0 | 0 | 0 | 0 | 0 | 0 | 678.5133 | 0 | 0 | 0 | 0 | 0 | 0 | 0 | 1104.7782 | 0 | 0 | 0 | 0 | 0 | 0 | 0 | 0 | 1025.1113 | 0 | 0 | 0 | 0.0042 | 0 | 0.00057666 | 0.00057666 | 687.0542 | 0 | 0 | 0 | 0.0042 | 0 | 0.00057666 | 0.00057666 | 1047.9461 | 0 | 0 | 0 | 0.0042 | 0 | 0 | 0.00057666 | 0.00057666 | 981.9521
03/29 15:00:00 | 82.04 | 27.8 | 0% | 1.6483 | 61090.3258 | 1.0036 | 3.6131 | 4.8419 | 4.3578 | 0 | 0 | 0 | 348.8778 | 1.6483 | 61090.3258 | 1.0036 | 3.9142 | 5.2454 | 4.4586 | 0 | 0 | 0 | 341.019 | 0 | 0 | 0 | 0 | 0 | 0 | 0 | 678.5133 | 0 | 0 | 0 | 0 | 0 | 0 | 0 | 1104.7782 | 0 | 0 | 0 | 0 | 0 | 0 | 0 | 0 | 1025.1113 | 0 | 0 | 0 | 0.0042 | 0 | 0.00057666 | 0.00057666 | 687.0548 | 0 | 0 | 0 | 0.0042 | 0 | 0.00057666 | 0.00057666 | 1047.9467 | 0 | 0 | 0 | 0.0042 | 0 | 0 | 0.00057666 | 0.00057666 | 981.9527
03/29 16:00:00 | 82.94 | 28.3 | 0% | 1.6663 | 61758.6468 | 0.99447 | 3.5801 | 4.8672 | 4.3805 | 0 | 0 | 0 | 348.8778 | 1.6663 | 61758.6468 | 0.99447 | 3.8784 | 5.2728 | 4.4819 | 0 | 0 | 0 | 341.019 | 0 | 0 | 0 | 0 | 0 | 0 | 0 | 678.5133 | 0 | 0 | 0 | 0 | 0 | 0 | 0 | 1104.7782 | 0 | 0 | 0 | 0 | 0 | 0 | 0 | 0 | 1025.1113 | 0 | 0 | 0 | 0.0042 | 0 | 0.00057666 | 0.00057666 | 687.0554 | 0 | 0 | 0 | 0.0042 | 0 | 0.00057666 | 0.00057666 | 1047.9473 | 0 | 0 | 0 | 0.0042 | 0 | 0 | 0.00057666 | 0.00057666 | 981.9532
03/29 17:00:00 | 82.94 | 28.3 | 0% | 1.6663 | 61758.6468 | 0.99447 | 3.5801 | 4.8672 | 4.3805 | 0 | 0 | 0 | 348.8778 | 1.6663 | 61758.6468 | 0.99447 | 3.8784 | 5.2728 | 4.4819 | 0 | 0 | 0 | 341.019 | 0 | 0 | 0 | 0 | 0 | 0 | 0 | 678.5133 | 0 | 0 | 0 | 0 | 0 | 0 | 0 | 1104.7782 | 0 | 0 | 0 | 0 | 0 | 0 | 0 | 0 | 1025.1113 | 0 | 0 | 0 | 0.0042 | 0 | 0.00057666 | 0.00057666 | 687.0559 | 0 | 0 | 0 | 0.0042 | 0 | 0.00057666 | 0.00057666 | 1047.9479 | 0 | 0 | 0 | 0.0042 | 0 | 0 | 0.00057666 | 0.00057666 | 981.9538
03/29 18:00:00 | 78.98 | 26.1 | 0% | 1.5877 | 58844.5776 | 1.0332 | 3.7194 | 4.7574 | 4.2816 | 0 | 0 | 0 | 348.8778 | 1.5877 | 58844.5776 | 1.0332 | 4.0294 | 5.1538 | 4.3808 | 0 | 0 | 0 | 341.019 | 0 | 0 | 0 | 0 | 0 | 0 | 0 | 678.5133 | 0 | 0 | 0 | 0 | 0 | 0 | 0 | 1104.7782 | 0 | 0 | 0 | 0 | 0 | 0 | 0 | 0 | 1025.1113 | 0 | 0 | 0 | 0.0042 | 0 | 0.00057666 | 0.00057666 | 687.0565 | 0 | 0 | 0 | 0.0042 | 0 | 0.00057666 | 0.00057666 | 1047.9485 | 0 | 0 | 0 | 0.0042 | 0 | 0 | 0.00057666 | 0.00057666 | 981.9544
03/29 19:00:00 | 78.98 | 26.1 | 0% | 1.5877 | 58844.5776 | 1.0332 | 3.7194 | 4.7574 | 4.2816 | 0 | 0 | 0 | 348.8778 | 1.5877 | 58844.5776 | 1.0332 | 4.0294 | 5.1538 | 4.3808 | 0 | 0 | 0 | 341.019 | 0 | 0 | 0 | 0 | 0 | 0 | 0 | 678.5133 | 0 | 0 | 0 | 0 | 0 | 0 | 0 | 1104.7782 | 0 | 0 | 0 | 0 | 0 | 0 | 0 | 0 | 1025.1113 | 0 | 0 | 0 | 0.0042 | 0 | 0.00057666 | 0.00057666 | 687.0571 | 0 | 0 | 0 | 0.0042 | 0 | 0.00057666 | 0.00057666 | 1047.949 | 0 | 0 | 0 | 0.0042 | 0 | 0 | 0.00057666 | 0.00057666 | 981.955
03/29 20:00:00 | 69.08 | 20.6 | 0% | 1.3992 | 51859.9654 | 1.1045 | 3.9762 | 4.4925 | 4.0432 | 0 | 0 | 0 | 348.8778 | 1.3992 | 51859.9654 | 1.1045 | 4.3075 | 4.8668 | 4.1368 | 0 | 0 | 0 | 341.019 | 0 | 0 | 0 | 0 | 0 | 0 | 0 | 678.5133 | 0 | 0 | 0 | 0 | 0 | 0 | 0 | 1104.7782 | 0 | 0 | 0 | 0 | 0 | 0 | 0 | 0 | 1025.1113 | 0 | 0 | 0 | 0.0042 | 0 | 0.00057666 | 0.00057666 | 687.0577 | 0 | 0 | 0 | 0.0042 | 0 | 0.00057666 | 0.00057666 | 1047.9496 | 0 | 0 | 0 | 0.0042 | 0 | 0 | 0.00057666 | 0.00057666 | 981.9555
03/29 21:00:00 | 68 | 20 | 0% | 1.3794 | 51123.983 | 1.1095 | 3.9942 | 4.4638 | 4.0174 | 0 | 0 | 0 | 348.8778 | 1.3794 | 51123.983 | 1.1095 | 4.327 | 4.8357 | 4.1104 | 0 | 0 | 0 | 341.019 | 0 | 0 | 0 | 0 | 0 | 0 | 0 | 678.5133 | 0 | 0 | 0 | 0 | 0 | 0 | 0 | 1104.7782 | 0 | 0 | 0 | 0 | 0 | 0 | 0 | 0 | 1025.1113 | 0 | 0 | 0 | 0.0042 | 0 | 0.00057666 | 0.00057666 | 687.0582 | 0 | 0 | 0 | 0.0042 | 0 | 0.00057666 | 0.00057666 | 1047.9502 | 0 | 0 | 0 | 0.0042 | 0 | 0 | 0.00057666 | 0.00057666 | 981.9561
03/29 22:00:00 | 66.92 | 19.4 | 0% | 1.3596 | 50393.1104 | 1.1139 | 4.01 | 4.435 | 3.9915 | 0 | 0 | 0 | 348.8778 | 1.3596 | 50393.1104 | 1.1139 | 4.3441 | 4.8046 | 4.0839 | 0 | 0 | 0 | 341.019 | 0 | 0 | 0 | 0 | 0 | 0 | 0 | 678.5133 | 0 | 0 | 0 | 0 | 0 | 0 | 0 | 1104.7782 | 0 | 0 | 0 | 0 | 0 | 0 | 0 | 0 | 1025.1113 | 0 | 0 | 0 | 0.0042 | 0 | 0.00057666 | 0.00057666 | 687.0588 | 0 | 0 | 0 | 0.0042 | 0 | 0.00057666 | 0.00057666 | 1047.9508 | 0 | 0 | 0 | 0.0042 | 0 | 0 | 0.00057666 | 0.00057666 | 981.9567
03/29 23:00:00 | 64.04 | 17.8 | 0% | 1.3077 | 48469.0987 | 1.1224 | 4.0406 | 4.3577 | 3.9219 | 0 | 0 | 0 | 348.8778 | 1.3077 | 48469.0987 | 1.1224 | 4.3774 | 4.7208 | 4.0127 | 0 | 0 | 0 | 341.019 | 0 | 0 | 0 | 0 | 0 | 0 | 0 | 678.5133 | 0 | 0 | 0 | 0 | 0 | 0 | 0 | 1104.7782 | 0 | 0 | 0 | 0 | 0 | 0 | 0 | 0 | 1025.1113 | 0 | 0 | 0 | 0.0042 | 0 | 0.00057666 | 0.00057666 | 687.0594 | 0 | 0 | 0 | 0.0042 | 0 | 0.00057666 | 0.00057666 | 1047.9513 | 0 | 0 | 0 | 0.0042 | 0 | 0 | 0.00057666 | 0.00057666 | 981.9573
03/29 24:00:00 | 64.04 | 17.8 | 0% | 1.3077 | 48469.0987 | 1.1224 | 4.0406 | 4.3577 | 3.9219 | 0 | 0 | 0 | 348.8778 | 1.3077 | 48469.0987 | 1.1224 | 4.3774 | 4.7208 | 4.0127 | 0 | 0 | 0 | 341.019 | 0 | 0 | 0 | 0 | 0 | 0 | 0 | 678.5133 | 0 | 0 | 0 | 0 | 0 | 0 | 0 | 1104.7782 | 0 | 0 | 0 | 0 | 0 | 0 | 0 | 0 | 1025.1113 | 0 | 0 | 0 | 0.0042 | 0 | 0.00057666 | 0.00057666 | 687.06 | 0 | 0 | 0 | 0.0042 | 0 | 0.00057666 | 0.00057666 | 1047.9519 | 0 | 0 | 0 | 0.0042 | 0 | 0 | 0.00057666 | 0.00057666 | 981.9579
03/30 01:00:00 | 64.04 | 17.8 | 0% | 1.3077 | 48469.0987 | 1.1224 | 4.0406 | 4.3577 | 3.9219 | 0 | 0 | 0 | 348.8778 | 1.3077 | 48469.0987 | 1.1224 | 4.3774 | 4.7208 | 4.0127 | 0 | 0 | 0 | 341.019 | 0 | 0 | 0 | 0 | 0 | 0 | 0 | 678.5133 | 0 | 0 | 0 | 0 | 0 | 0 | 0 | 1104.7782 | 0 | 0 | 0 | 0 | 0 | 0 | 0 | 0 | 1025.1113 | 0 | 0 | 0 | 0.0042 | 0 | 0.00057666 | 0.00057666 | 687.0605 | 0 | 0 | 0 | 0.0042 | 0 | 0.00057666 | 0.00057666 | 1047.9525 | 0 | 0 | 0 | 0.0042 | 0 | 0 | 0.00057666 | 0.00057666 | 981.9584
03/30 02:00:00 | 60.98 | 16.1 | 1.022% | 1.2536 | 46464.6508 | 1.1263 | 4.0545 | 4.274 | 3.8466 | 0.0081545 | 0.028869 | 0.0039637 | 348.8817 | 1.2536 | 46464.6508 | 1.1263 | 4.3924 | 4.6301 | 3.9356 | 0 | 0 | 0 | 341.019 | 378.8937 | 0.010223 | 467.77 | 0.0023365 | 0.0090805 | 0.0003208 | 0.0094013 | 678.5227 | 378.8937 | 0.010223 | 467.77 | 0.0023365 | 0.014987 | 0.0003208 | 0.015308 | 1104.7935 | 378.8937 | 0.010223 | 487.6367 | 0.0023365 | 0.0011041 | 0.013731 | 0.0004724 | 0.014204 | 1025.1255 | 378.8937 | 0.010223 | 489.5268 | 0.0042 | 0.0095029 | 0.00057666 | 0.01008 | 687.0706 | 378.8937 | 0.010223 | 452.6807 | 0.0042 | 0.014503 | 0.00057666 | 0.01508 | 1047.9676 | 378.8937 | 0.010223 | 477.1961 | 0.0042 | 0.0011041 | 0.013437 | 0.00072826 | 0.014166 | 981.9726
03/30 03:00:00 | 60.98 | 16.1 | 5.735% | 1.2536 | 46464.6508 | 1.1263 | 4.0545 | 4.274 | 3.8466 | 0.045743 | 0.16195 | 0.022235 | 348.904 | 1.2536 | 46464.6508 | 1.1263 | 4.3924 | 4.6301 | 3.9356 | 0.045743 | 0.15828 | 0.021732 | 341.0407 | 2125.4514 | 0.057346 | 2624.0141 | 0.013107 | 0.050938 | 0.0017996 | 0.052738 | 678.5754 | 2125.4514 | 0.057346 | 2624.0141 | 0.013107 | 0.08407 | 0.0017996 | 0.085869 | 1104.8794 | 2125.4514 | 0.057346 | 2735.4587 | 0.013107 | 0.0061937 | 0.077027 | 0.00265 | 0.079677 | 1025.2051 | 2125.4514 | 0.057346 | 2746.0613 | 0.0042 | 0.053307 | 0.00057666 | 0.053884 | 687.1245 | 2125.4514 | 0.057346 | 2539.3685 | 0.0042 | 0.081358 | 0.00057666 | 0.081935 | 1048.0495 | 2125.4514 | 0.057346 | 2676.891 | 0.0042 | 0.0061937 | 0.075378 | 0.0014271 | 0.076805 | 982.0494
03/30 04:00:00 | 62.06 | 16.7 | 7.898% | 1.2726 | 47167.4189 | 1.1255 | 4.0519 | 4.3037 | 3.8734 | 0.062063 | 0.2215 | 0.030412 | 348.9344 | 1.2726 | 47167.4189 | 1.1255 | 4.3895 | 4.6624 | 3.963 | 0.045062 | 0.15719 | 0.021582 | 341.0623 | 2927.3332 | 0.078982 | 3613.9916 | 0.018052 | 0.070156 | 0.0024785 | 0.072635 | 678.648 | 2927.3332 | 0.078982 | 3613.9916 | 0.018052 | 0.11579 | 0.0024785 | 0.11827 | 1104.9976 | 2927.3332 | 0.078982 | 3767.4816 | 0.018052 | 0.0085304 | 0.10609 | 0.0036498 | 0.10974 | 1025.3149 | 2927.3332 | 0.078982 | 3782.0843 | 0.0042 | 0.073419 | 0.00057666 | 0.073996 | 687.1985 | 2927.3332 | 0.078982 | 3497.4113 | 0.0042 | 0.11205 | 0.00057666 | 0.11263 | 1048.1621 | 2927.3332 | 0.078982 | 3686.8177 | 0.0042 | 0.0085304 | 0.10382 | 0.0017479 | 0.10556 | 982.155
03/30 05:00:00 | 60.08 | 15.6 | 9.736% | 1.238 | 45882.914 | 1.1264 | 4.0549 | 4.249 | 3.8241 | 0.078649 | 0.27657 | 0.037973 | 348.9723 | 1.238 | 45882.914 | 1.1264 | 4.3928 | 4.603 | 3.9126 | 0.078649 | 0.27032 | 0.037114 | 341.0994 | 3608.6336 | 0.097364 | 4455.1032 | 0.022253 | 0.086484 | 0.0030554 | 0.089539 | 678.7376 | 3608.6336 | 0.097364 | 4455.1032 | 0.022253 | 0.14274 | 0.0030554 | 0.14579 | 1105.1434 | 3608.6336 | 0.097364 | 4644.3161 | 0.022253 | 0.010516 | 0.13078 | 0.0044992 | 0.13528 | 1025.4502 | 3608.6336 | 0.097364 | 4662.3173 | 0.0042 | 0.090506 | 0.00057666 | 0.091083 | 687.2896 | 3608.6336 | 0.097364 | 4311.3902 | 0.0042 | 0.13813 | 0.00057666 | 0.13871 | 1048.3008 | 3608.6336 | 0.097364 | 4544.8786 | 0.0042 | 0.010516 | 0.12798 | 0.0020205 | 0.13 | 982.285
03/30 06:00:00 | 60.98 | 16.1 | 9.859% | 1.2536 | 46464.6508 | 1.1263 | 4.0545 | 4.274 | 3.8466 | 0.078645 | 0.27843 | 0.038228 | 349.0106 | 1.2536 | 46464.6508 | 1.1263 | 4.3924 | 4.6301 | 3.9356 | 0.077664 | 0.26873 | 0.036897 | 341.1363 | 3654.1949 | 0.098593 | 4511.3518 | 0.022534 | 0.087576 | 0.0030939 | 0.09067 | 678.8282 | 3654.1949 | 0.098593 | 4511.3518 | 0.022534 | 0.14454 | 0.0030939 | 0.14763 | 1105.2911 | 3654.1949 | 0.098593 | 4702.9536 | 0.022534 | 0.010649 | 0.13243 | 0.004556 | 0.13699 | 1025.5871 | 3654.1949 | 0.098593 | 4721.1821 | 0.0042 | 0.091649 | 0.00057666 | 0.092226 | 687.3818 | 3654.1949 | 0.098593 | 4365.8243 | 0.0042 | 0.13988 | 0.00057666 | 0.14045 | 1048.4413 | 3654.1949 | 0.098593 | 4602.2606 | 0.0042 | 0.010649 | 0.12959 | 0.0020387 | 0.13163 | 982.4166
03/30 07:00:00 | 60.98 | 16.1 | 5.959% | 1.2536 | 46464.6508 | 1.1263 | 4.0545 | 4.274 | 3.8466 | 0.047532 | 0.16828 | 0.023105 | 349.0337 | 1.2536 | 46464.6508 | 1.1263 | 4.3924 | 4.6301 | 3.9356 | 0.047532 | 0.16447 | 0.022582 | 341.1589 | 2208.563 | 0.059589 | 2726.621 | 0.013619 | 0.05293 | 0.00187 | 0.0548 | 678.883 | 2208.563 | 0.059589 | 2726.621 | 0.013619 | 0.087357 | 0.00187 | 0.089227 | 1105.3803 | 2208.563 | 0.059589 | 2842.4234 | 0.013619 | 0.0064359 | 0.080039 | 0.0027536 | 0.082793 | 1025.6699 | 2208.563 | 0.059589 | 2853.4406 | 0.0042 | 0.055392 | 0.00057666 | 0.055969 | 687.4378 | 2208.563 | 0.059589 | 2638.6655 | 0.0042 | 0.084539 | 0.00057666 | 0.085116 | 1048.5264 | 2208.563 | 0.059589 | 2781.5655 | 0.0042 | 0.0064359 | 0.078326 | 0.0014603 | 0.079786 | 982.4964
03/30 08:00:00 | 64.94 | 18.3 | 0.1957% | 1.3238 | 49066.449 | 1.1202 | 4.0329 | 4.3819 | 3.9437 | 0.0014784 | 0.0053908 | 0.00074016 | 349.0344 | 1.3238 | 49066.449 | 1.1202 | 4.3689 | 4.7471 | 4.035 | 0.045012 | 0.16042 | 0.022025 | 341.1809 | 72.5393 | 0.0019572 | 89.5547 | 0.00044733 | 0.0017385 | 6.1418e-05 | 0.0017999 | 678.8848 | 72.5393 | 0.0019572 | 89.5547 | 0.00044733 | 0.0028692 | 6.1418e-05 | 0.0029306 | 1105.3832 | 72.5393 | 0.0019572 | 93.3582 | 0.00044733 | 0.00021138 | 0.0026289 | 9.0441e-05 | 0.0027193 | 1025.6727 | 72.5393 | 0.0019572 | 93.72 | 0.0042 | 0.0018193 | 0.00057666 | 0.002396 | 687.4402 | 72.5393 | 0.0019572 | 86.6658 | 0.0042 | 0.0027767 | 0.00057666 | 0.0033533 | 1048.5298 | 72.5393 | 0.0019572 | 91.3593 | 0.0042 | 0.00021138 | 0.0025726 | 0.00060568 | 0.0031783 | 982.4996
03/30 09:00:00 | 66.02 | 18.9 | 0% | 1.3433 | 49787.9534 | 1.117 | 4.0213 | 4.4109 | 3.9698 | 0 | 0 | 0 | 349.0344 | 1.3433 | 49787.9534 | 1.117 | 4.3565 | 4.7785 | 4.0617 | 0 | 0 | 0 | 341.1809 | 0 | 0 | 0 | 0 | 0 | 0 | 0 | 678.8848 | 0 | 0 | 0 | 0 | 0 | 0 | 0 | 1105.3832 | 0 | 0 | 0 | 0 | 0 | 0 | 0 | 0 | 1025.6727 | 0 | 0 | 0 | 0.0042 | 0 | 0.00057666 | 0.00057666 | 687.4408 | 0 | 0 | 0 | 0.0042 | 0 | 0.00057666 | 0.00057666 | 1048.5303 | 0 | 0 | 0 | 0.0042 | 0 | 0 | 0.00057666 | 0.00057666 | 982.5001
03/30 10:00:00 | 73.94 | 23.3 | 0% | 1.4903 | 55235.1212 | 1.0748 | 3.8692 | 4.6215 | 4.1594 | 0 | 0 | 0 | 349.0344 | 1.4903 | 55235.1212 | 1.0748 | 4.1916 | 5.0067 | 4.2557 | 0 | 0 | 0 | 341.1809 | 0 | 0 | 0 | 0 | 0 | 0 | 0 | 678.8848 | 0 | 0 | 0 | 0 | 0 | 0 | 0 | 1105.3832 | 0 | 0 | 0 | 0 | 0 | 0 | 0 | 0 | 1025.6727 | 0 | 0 | 0 | 0.0042 | 0 | 0.00057666 | 0.00057666 | 687.4413 | 0 | 0 | 0 | 0.0042 | 0 | 0.00057666 | 0.00057666 | 1048.5309 | 0 | 0 | 0 | 0.0042 | 0 | 0 | 0.00057666 | 0.00057666 | 982.5007
03/30 11:00:00 | 75.92 | 24.4 | 0% | 1.5282 | 56639.8504 | 1.0596 | 3.8146 | 4.6745 | 4.2071 | 0 | 0 | 0 | 349.0344 | 1.5282 | 56639.8504 | 1.0596 | 4.1325 | 5.0641 | 4.3044 | 0 | 0 | 0 | 341.1809 | 0 | 0 | 0 | 0 | 0 | 0 | 0 | 678.8848 | 0 | 0 | 0 | 0 | 0 | 0 | 0 | 1105.3832 | 0 | 0 | 0 | 0 | 0 | 0 | 0 | 0 | 1025.6727 | 0 | 0 | 0 | 0.0042 | 0 | 0.00057666 | 0.00057666 | 687.4419 | 0 | 0 | 0 | 0.0042 | 0 | 0.00057666 | 0.00057666 | 1048.5315 | 0 | 0 | 0 | 0.0042 | 0 | 0 | 0.00057666 | 0.00057666 | 982.5013
03/30 12:00:00 | 78.08 | 25.6 | 0% | 1.5701 | 58191.8702 | 1.0413 | 3.7487 | 4.7329 | 4.2596 | 0 | 0 | 0 | 349.0344 | 1.5701 | 58191.8702 | 1.0413 | 4.0611 | 5.1273 | 4.3582 | 0 | 0 | 0 | 341.1809 | 0 | 0 | 0 | 0 | 0 | 0 | 0 | 678.8848 | 0 | 0 | 0 | 0 | 0 | 0 | 0 | 1105.3832 | 0 | 0 | 0 | 0 | 0 | 0 | 0 | 0 | 1025.6727 | 0 | 0 | 0 | 0.0042 | 0 | 0.00057666 | 0.00057666 | 687.4425 | 0 | 0 | 0 | 0.0042 | 0 | 0.00057666 | 0.00057666 | 1048.5321 | 0 | 0 | 0 | 0.0042 | 0 | 0 | 0.00057666 | 0.00057666 | 982.5019
03/30 13:00:00 | 78.08 | 25.6 | 0% | 1.5701 | 58191.8702 | 1.0413 | 3.7487 | 4.7329 | 4.2596 | 0 | 0 | 0 | 349.0344 | 1.5701 | 58191.8702 | 1.0413 | 4.0611 | 5.1273 | 4.3582 | 0 | 0 | 0 | 341.1809 | 0 | 0 | 0 | 0 | 0 | 0 | 0 | 678.8848 | 0 | 0 | 0 | 0 | 0 | 0 | 0 | 1105.3832 | 0 | 0 | 0 | 0 | 0 | 0 | 0 | 0 | 1025.6727 | 0 | 0 | 0 | 0.0042 | 0 | 0.00057666 | 0.00057666 | 687.4431 | 0 | 0 | 0 | 0.0042 | 0 | 0.00057666 | 0.00057666 | 1048.5326 | 0 | 0 | 0 | 0.0042 | 0 | 0 | 0.00057666 | 0.00057666 | 982.5024
03/30 14:00:00 | 80.06 | 26.7 | 0% | 1.6089 | 59632.5105 | 1.0231 | 3.6831 | 4.787 | 4.3083 | 0 | 0 | 0 | 349.0344 | 1.6089 | 59632.5105 | 1.0231 | 3.99 | 5.1859 | 4.408 | 0 | 0 | 0 | 341.1809 | 0 | 0 | 0 | 0 | 0 | 0 | 0 | 678.8848 | 0 | 0 | 0 | 0 | 0 | 0 | 0 | 1105.3832 | 0 | 0 | 0 | 0 | 0 | 0 | 0 | 0 | 1025.6727 | 0 | 0 | 0 | 0.0042 | 0 | 0.00057666 | 0.00057666 | 687.4436 | 0 | 0 | 0 | 0.0042 | 0 | 0.00057666 | 0.00057666 | 1048.5332 | 0 | 0 | 0 | 0.0042 | 0 | 0 | 0.00057666 | 0.00057666 | 982.503
03/30 15:00:00 | 80.06 | 26.7 | 0% | 1.6089 | 59632.5105 | 1.0231 | 3.6831 | 4.787 | 4.3083 | 0 | 0 | 0 | 349.0344 | 1.6089 | 59632.5105 | 1.0231 | 3.99 | 5.1859 | 4.408 | 0 | 0 | 0 | 341.1809 | 0 | 0 | 0 | 0 | 0 | 0 | 0 | 678.8848 | 0 | 0 | 0 | 0 | 0 | 0 | 0 | 1105.3832 | 0 | 0 | 0 | 0 | 0 | 0 | 0 | 0 | 1025.6727 | 0 | 0 | 0 | 0.0042 | 0 | 0.00057666 | 0.00057666 | 687.4442 | 0 | 0 | 0 | 0.0042 | 0 | 0.00057666 | 0.00057666 | 1048.5338 | 0 | 0 | 0 | 0.0042 | 0 | 0 | 0.00057666 | 0.00057666 | 982.5036
03/30 16:00:00 | 80.06 | 26.7 | 0% | 1.6089 | 59632.5105 | 1.0231 | 3.6831 | 4.787 | 4.3083 | 0 | 0 | 0 | 349.0344 | 1.6089 | 59632.5105 | 1.0231 | 3.99 | 5.1859 | 4.408 | 0 | 0 | 0 | 341.1809 | 0 | 0 | 0 | 0 | 0 | 0 | 0 | 678.8848 | 0 | 0 | 0 | 0 | 0 | 0 | 0 | 1105.3832 | 0 | 0 | 0 | 0 | 0 | 0 | 0 | 0 | 1025.6727 | 0 | 0 | 0 | 0.0042 | 0 | 0.00057666 | 0.00057666 | 687.4448 | 0 | 0 | 0 | 0.0042 | 0 | 0.00057666 | 0.00057666 | 1048.5344 | 0 | 0 | 0 | 0.0042 | 0 | 0 | 0.00057666 | 0.00057666 | 982.5042
03/30 17:00:00 | 78.98 | 26.1 | 0% | 1.5877 | 58844.5776 | 1.0332 | 3.7194 | 4.7574 | 4.2816 | 0 | 0 | 0 | 349.0344 | 1.5877 | 58844.5776 | 1.0332 | 4.0294 | 5.1538 | 4.3808 | 0 | 0 | 0 | 341.1809 | 0 | 0 | 0 | 0 | 0 | 0 | 0 | 678.8848 | 0 | 0 | 0 | 0 | 0 | 0 | 0 | 1105.3832 | 0 | 0 | 0 | 0 | 0 | 0 | 0 | 0 | 1025.6727 | 0 | 0 | 0 | 0.0042 | 0 | 0.00057666 | 0.00057666 | 687.4454 | 0 | 0 | 0 | 0.0042 | 0 | 0.00057666 | 0.00057666 | 1048.535 | 0 | 0 | 0 | 0.0042 | 0 | 0 | 0.00057666 | 0.00057666 | 982.5047
03/30 18:00:00 | 77 | 25 | 0% | 1.5491 | 57413.3053 | 1.0507 | 3.7824 | 4.7036 | 4.2332 | 0 | 0 | 0 | 349.0344 | 1.5491 | 57413.3053 | 1.0507 | 4.0976 | 5.0956 | 4.3312 | 0 | 0 | 0 | 341.1809 | 0 | 0 | 0 | 0 | 0 | 0 | 0 | 678.8848 | 0 | 0 | 0 | 0 | 0 | 0 | 0 | 1105.3832 | 0 | 0 | 0 | 0 | 0 | 0 | 0 | 0 | 1025.6727 | 0 | 0 | 0 | 0.0042 | 0 | 0.00057666 | 0.00057666 | 687.4459 | 0 | 0 | 0 | 0.0042 | 0 | 0.00057666 | 0.00057666 | 1048.5355 | 0 | 0 | 0 | 0.0042 | 0 | 0 | 0.00057666 | 0.00057666 | 982.5053
03/30 19:00:00 | 77 | 25 | 0% | 1.5491 | 57413.3053 | 1.0507 | 3.7824 | 4.7036 | 4.2332 | 0 | 0 | 0 | 349.0344 | 1.5491 | 57413.3053 | 1.0507 | 4.0976 | 5.0956 | 4.3312 | 0 | 0 | 0 | 341.1809 | 0 | 0 | 0 | 0 | 0 | 0 | 0 | 678.8848 | 0 | 0 | 0 | 0 | 0 | 0 | 0 | 1105.3832 | 0 | 0 | 0 | 0 | 0 | 0 | 0 | 0 | 1025.6727 | 0 | 0 | 0 | 0.0042 | 0 | 0.00057666 | 0.00057666 | 687.4465 | 0 | 0 | 0 | 0.0042 | 0 | 0.00057666 | 0.00057666 | 1048.5361 | 0 | 0 | 0 | 0.0042 | 0 | 0 | 0.00057666 | 0.00057666 | 982.5059
03/30 20:00:00 | 62.06 | 16.7 | 0% | 1.2726 | 47167.4189 | 1.1255 | 4.0519 | 4.3037 | 3.8734 | 0 | 0 | 0 | 349.0344 | 1.2726 | 47167.4189 | 1.1255 | 4.3895 | 4.6624 | 3.963 | 0 | 0 | 0 | 341.1809 | 0 | 0 | 0 | 0 | 0 | 0 | 0 | 678.8848 | 0 | 0 | 0 | 0 | 0 | 0 | 0 | 1105.3832 | 0 | 0 | 0 | 0 | 0 | 0 | 0 | 0 | 1025.6727 | 0 | 0 | 0 | 0.0042 | 0 | 0.00057666 | 0.00057666 | 687.4471 | 0 | 0 | 0 | 0.0042 | 0 | 0.00057666 | 0.00057666 | 1048.5367 | 0 | 0 | 0 | 0.0042 | 0 | 0 | 0.00057666 | 0.00057666 | 982.5065
03/30 21:00:00 | 62.06 | 16.7 | 0% | 1.2726 | 47167.4189 | 1.1255 | 4.0519 | 4.3037 | 3.8734 | 0 | 0 | 0 | 349.0344 | 1.2726 | 47167.4189 | 1.1255 | 4.3895 | 4.6624 | 3.963 | 0 | 0 | 0 | 341.1809 | 0 | 0 | 0 | 0 | 0 | 0 | 0 | 678.8848 | 0 | 0 | 0 | 0 | 0 | 0 | 0 | 1105.3832 | 0 | 0 | 0 | 0 | 0 | 0 | 0 | 0 | 1025.6727 | 0 | 0 | 0 | 0.0042 | 0 | 0.00057666 | 0.00057666 | 687.4477 | 0 | 0 | 0 | 0.0042 | 0 | 0.00057666 | 0.00057666 | 1048.5373 | 0 | 0 | 0 | 0.0042 | 0 | 0 | 0.00057666 | 0.00057666 | 982.5071
03/30 22:00:00 | 62.06 | 16.7 | 0% | 1.2726 | 47167.4189 | 1.1255 | 4.0519 | 4.3037 | 3.8734 | 0 | 0 | 0 | 349.0344 | 1.2726 | 47167.4189 | 1.1255 | 4.3895 | 4.6624 | 3.963 | 0 | 0 | 0 | 341.1809 | 0 | 0 | 0 | 0 | 0 | 0 | 0 | 678.8848 | 0 | 0 | 0 | 0 | 0 | 0 | 0 | 1105.3832 | 0 | 0 | 0 | 0 | 0 | 0 | 0 | 0 | 1025.6727 | 0 | 0 | 0 | 0.0042 | 0 | 0.00057666 | 0.00057666 | 687.4482 | 0 | 0 | 0 | 0.0042 | 0 | 0.00057666 | 0.00057666 | 1048.5378 | 0 | 0 | 0 | 0.0042 | 0 | 0 | 0.00057666 | 0.00057666 | 982.5076
03/30 23:00:00 | 62.06 | 16.7 | 0% | 1.2726 | 47167.4189 | 1.1255 | 4.0519 | 4.3037 | 3.8734 | 0 | 0 | 0 | 349.0344 | 1.2726 | 47167.4189 | 1.1255 | 4.3895 | 4.6624 | 3.963 | 0 | 0 | 0 | 341.1809 | 0 | 0 | 0 | 0 | 0 | 0 | 0 | 678.8848 | 0 | 0 | 0 | 0 | 0 | 0 | 0 | 1105.3832 | 0 | 0 | 0 | 0 | 0 | 0 | 0 | 0 | 1025.6727 | 0 | 0 | 0 | 0.0042 | 0 | 0.00057666 | 0.00057666 | 687.4488 | 0 | 0 | 0 | 0.0042 | 0 | 0.00057666 | 0.00057666 | 1048.5384 | 0 | 0 | 0 | 0.0042 | 0 | 0 | 0.00057666 | 0.00057666 | 982.5082
03/30 24:00:00 | 62.06 | 16.7 | 0% | 1.2726 | 47167.4189 | 1.1255 | 4.0519 | 4.3037 | 3.8734 | 0 | 0 | 0 | 349.0344 | 1.2726 | 47167.4189 | 1.1255 | 4.3895 | 4.6624 | 3.963 | 0 | 0 | 0 | 341.1809 | 0 | 0 | 0 | 0 | 0 | 0 | 0 | 678.8848 | 0 | 0 | 0 | 0 | 0 | 0 | 0 | 1105.3832 | 0 | 0 | 0 | 0 | 0 | 0 | 0 | 0 | 1025.6727 | 0 | 0 | 0 | 0.0042 | 0 | 0.00057666 | 0.00057666 | 687.4494 | 0 | 0 | 0 | 0.0042 | 0 | 0.00057666 | 0.00057666 | 1048.539 | 0 | 0 | 0 | 0.0042 | 0 | 0 | 0.00057666 | 0.00057666 | 982.5088
03/31 01:00:00 | 62.06 | 16.7 | 3.104% | 1.2726 | 47167.4189 | 1.1255 | 4.0519 | 4.3037 | 3.8734 | 0.024394 | 0.087061 | 0.011953 | 349.0464 | 1.2726 | 47167.4189 | 1.1255 | 4.3895 | 4.6624 | 3.963 | 0.024394 | 0.085091 | 0.011683 | 341.1926 | 1150.5845 | 0.031044 | 1420.4747 | 0.0070953 | 0.027575 | 0.00097418 | 0.028549 | 678.9134 | 1150.5845 | 0.031044 | 1420.4747 | 0.0070953 | 0.04551 | 0.00097418 | 0.046484 | 1105.4297 | 1150.5845 | 0.031044 | 1480.8037 | 0.0070953 | 0.0033529 | 0.041698 | 0.0014345 | 0.043132 | 1025.7158 | 1150.5845 | 0.031044 | 1486.5433 | 0.0042 | 0.028857 | 0.00057666 | 0.029434 | 687.4788 | 1150.5845 | 0.031044 | 1374.6529 | 0.0042 | 0.044042 | 0.00057666 | 0.044619 | 1048.5836 | 1150.5845 | 0.031044 | 1449.0989 | 0.0042 | 0.0033529 | 0.040805 | 0.001037 | 0.041842 | 982.5506
03/31 02:00:00 | 62.6 | 17 | 6.647% | 1.2821 | 47520.7192 | 1.1249 | 4.0496 | 4.3185 | 3.8867 | 0.051842 | 0.18577 | 0.025506 | 349.0719 | 1.2821 | 47520.7192 | 1.1249 | 4.3871 | 4.6784 | 3.9766 | 0.024212 | 0.0848 | 0.011643 | 341.2042 | 2463.5726 | 0.066469 | 3041.4477 | 0.015192 | 0.059042 | 0.0020859 | 0.061127 | 678.9745 | 2463.5726 | 0.066469 | 3041.4477 | 0.015192 | 0.097444 | 0.0020859 | 0.09953 | 1105.5292 | 2463.5726 | 0.066469 | 3170.6212 | 0.015192 | 0.007179 | 0.089281 | 0.0030715 | 0.092353 | 1025.8081 | 2463.5726 | 0.066469 | 3182.9104 | 0.0042 | 0.061788 | 0.00057666 | 0.062364 | 687.5412 | 2463.5726 | 0.066469 | 2943.3365 | 0.0042 | 0.094301 | 0.00057666 | 0.094877 | 1048.6785 | 2463.5726 | 0.066469 | 3102.7363 | 0.0042 | 0.007179 | 0.087369 | 0.0015623 | 0.088932 | 982.6396
03/31 03:00:00 | 62.06 | 16.7 | 8.609% | 1.2726 | 47167.4189 | 1.1255 | 4.0519 | 4.3037 | 3.8734 | 0.067651 | 0.24145 | 0.033151 | 349.105 | 1.2726 | 47167.4189 | 1.1255 | 4.3895 | 4.6624 | 3.963 | 0.067651 | 0.23598 | 0.0324 | 341.2366 | 3190.9184 | 0.086093 | 3939.4054 | 0.019677 | 0.076473 | 0.0027017 | 0.079175 | 679.0537 | 3190.9184 | 0.086093 | 3939.4054 | 0.019677 | 0.12621 | 0.0027017 | 0.12891 | 1105.6582 | 3190.9184 | 0.086093 | 4106.7161 | 0.019677 | 0.0092985 | 0.11564 | 0.0039784 | 0.11962 | 1025.9278 | 3190.9184 | 0.086093 | 4122.6336 | 0.0042 | 0.08003 | 0.00057666 | 0.080607 | 687.6218 | 3190.9184 | 0.086093 | 3812.3278 | 0.0042 | 0.12214 | 0.00057666 | 0.12272 | 1048.8012 | 3190.9184 | 0.086093 | 4018.7889 | 0.0042 | 0.0092985 | 0.11316 | 0.0018533 | 0.11502 | 982.7546
03/31 04:00:00 | 59 | 15 | 11.6% | 1.2192 | 45189.514 | 1.1258 | 4.053 | 4.2187 | 3.7968 | 0.095165 | 0.33196 | 0.045579 | 349.1506 | 1.2192 | 45189.514 | 1.1258 | 4.3908 | 4.5702 | 3.8847 | 0.070612 | 0.24074 | 0.033054 | 341.2697 | 4300.4628 | 0.11603 | 5309.2134 | 0.02652 | 0.10306 | 0.0036411 | 0.10671 | 679.1604 | 4300.4628 | 0.11603 | 5309.2134 | 0.02652 | 0.1701 | 0.0036411 | 0.17374 | 1105.8319 | 4300.4628 | 0.11603 | 5534.7012 | 0.02652 | 0.012532 | 0.15585 | 0.0053617 | 0.16121 | 1026.089 | 4300.4628 | 0.11603 | 5556.1535 | 0.0042 | 0.10786 | 0.00057666 | 0.10843 | 687.7302 | 4300.4628 | 0.11603 | 5137.9484 | 0.0042 | 0.16461 | 0.00057666 | 0.16519 | 1048.9664 | 4300.4628 | 0.11603 | 5416.2001 | 0.0042 | 0.012532 | 0.15251 | 0.0022973 | 0.15481 | 982.9094
03/31 05:00:00 | 55.94 | 13.3 | 14.92% | 1.167 | 43252.6302 | 1.1207 | 4.0346 | 4.1309 | 3.7178 | 0.12786 | 0.43597 | 0.059859 | 349.2105 | 1.167 | 43252.6302 | 1.1207 | 4.3708 | 4.4751 | 3.8039 | 0.12786 | 0.42611 | 0.058504 | 341.3282 | 5530.3442 | 0.14921 | 6827.5855 | 0.034104 | 0.13254 | 0.0046825 | 0.13722 | 679.2976 | 5530.3442 | 0.14921 | 6827.5855 | 0.034104 | 0.21875 | 0.0046825 | 0.22343 | 1106.0553 | 5530.3442 | 0.14921 | 7117.5601 | 0.034104 | 0.016116 | 0.20042 | 0.0068951 | 0.20732 | 1026.2963 | 5530.3442 | 0.14921 | 7145.1476 | 0.0042 | 0.1387 | 0.00057666 | 0.13928 | 687.8695 | 5530.3442 | 0.14921 | 6607.3408 | 0.0042 | 0.21169 | 0.00057666 | 0.21227 | 1049.1787 | 5530.3442 | 0.14921 | 6965.1691 | 0.0042 | 0.016116 | 0.19613 | 0.0027894 | 0.19892 | 983.1083
03/31 06:00:00 | 53.06 | 11.7 | 15.25% | 1.1188 | 41467.1533 | 1.111 | 3.9997 | 4.0453 | 3.6408 | 0.13635 | 0.45515 | 0.062492 | 349.273 | 1.1188 | 41467.1533 | 1.111 | 4.333 | 4.3824 | 3.7251 | 0.13337 | 0.43512 | 0.059742 | 341.3879 | 5653.9976 | 0.15255 | 6980.2439 | 0.034866 | 0.1355 | 0.0047871 | 0.14029 | 679.4379 | 5653.9976 | 0.15255 | 6980.2439 | 0.034866 | 0.22364 | 0.0047871 | 0.22842 | 1106.2837 | 5653.9976 | 0.15255 | 7276.7022 | 0.034866 | 0.016476 | 0.2049 | 0.0070493 | 0.21195 | 1026.5082 | 5653.9976 | 0.15255 | 7304.9064 | 0.0042 | 0.14181 | 0.00057666 | 0.14238 | 688.0119 | 5653.9976 | 0.15255 | 6755.0748 | 0.0042 | 0.21642 | 0.00057666 | 0.217 | 1049.3957 | 5653.9976 | 0.15255 | 7120.9038 | 0.0042 | 0.016476 | 0.20052 | 0.0028388 | 0.20336 | 983.3117
03/31 07:00:00 | 53.06 | 11.7 | 17.79% | 1.1188 | 41467.1533 | 1.111 | 3.9997 | 4.0453 | 3.6408 | 0.159 | 0.53074 | 0.072871 | 349.3458 | 1.1188 | 41467.1533 | 1.111 | 4.333 | 4.3824 | 3.7251 | 0.159 | 0.51874 | 0.071223 | 341.4592 | 6593.104 | 0.17789 | 8139.6345 | 0.040657 | 0.15801 | 0.0055823 | 0.16359 | 679.6015 | 6593.104 | 0.17789 | 8139.6345 | 0.040657 | 0.26078 | 0.0055823 | 0.26637 | 1106.5501 | 6593.104 | 0.17789 | 8485.3333 | 0.040657 | 0.019213 | 0.23894 | 0.0082202 | 0.24716 | 1026.7554 | 6593.104 | 0.17789 | 8518.2222 | 0.0042 | 0.16536 | 0.00057666 | 0.16594 | 688.1778 | 6593.104 | 0.17789 | 7877.0657 | 0.0042 | 0.25237 | 0.00057666 | 0.25295 | 1049.6486 | 6593.104 | 0.17789 | 8303.6574 | 0.0042 | 0.019213 | 0.23382 | 0.0032146 | 0.23704 | 983.5487
03/31 08:00:00 | 60.98 | 16.1 | 9.851% | 1.2536 | 46464.6508 | 1.1263 | 4.0545 | 4.274 | 3.8466 | 0.078577 | 0.27819 | 0.038195 | 349.384 | 1.2536 | 46464.6508 | 1.1263 | 4.3924 | 4.6301 | 3.9356 | 0.1419 | 0.49099 | 0.067412 | 341.5266 | 3651.0392 | 0.098508 | 4507.4558 | 0.022515 | 0.0875 | 0.0030913 | 0.090591 | 679.6921 | 3651.0392 | 0.098508 | 4507.4558 | 0.022515 | 0.14441 | 0.0030913 | 0.1475 | 1106.6976 | 3651.0392 | 0.098508 | 4698.8921 | 0.022515 | 0.010639 | 0.13232 | 0.0045521 | 0.13687 | 1026.8923 | 3651.0392 | 0.098508 | 4717.1049 | 0.0042 | 0.09157 | 0.00057666 | 0.092147 | 688.27 | 3651.0392 | 0.098508 | 4362.054 | 0.0042 | 0.13975 | 0.00057666 | 0.14033 | 1049.7889 | 3651.0392 | 0.098508 | 4598.2861 | 0.0042 | 0.010639 | 0.12948 | 0.0020374 | 0.13152 | 983.6802
03/31 09:00:00 | 62.96 | 17.2 | 4.652% | 1.2885 | 47756.9624 | 1.1244 | 4.0478 | 4.3283 | 3.8955 | 0.036103 | 0.12972 | 0.017811 | 349.4018 | 1.2885 | 47756.9624 | 1.1244 | 4.3851 | 4.689 | 3.9857 | 0.036103 | 0.12679 | 0.017408 | 341.544 | 1724.1818 | 0.04652 | 2128.6195 | 0.010632 | 0.041321 | 0.0014598 | 0.042781 | 679.7349 | 1724.1818 | 0.04652 | 2128.6195 | 0.010632 | 0.068198 | 0.0014598 | 0.069658 | 1106.7673 | 1724.1818 | 0.04652 | 2219.0242 | 0.010632 | 0.0050244 | 0.062485 | 0.0021497 | 0.064635 | 1026.9569 | 1724.1818 | 0.04652 | 2227.625 | 0.0042 | 0.043243 | 0.00057666 | 0.04382 | 688.3138 | 1724.1818 | 0.04652 | 2059.9543 | 0.0042 | 0.065998 | 0.00057666 | 0.066575 | 1049.8555 | 1724.1818 | 0.04652 | 2171.5136 | 0.0042 | 0.0050244 | 0.061147 | 0.0012665 | 0.062414 | 983.7426
03/31 10:00:00 | 64.04 | 17.8 | 5.185% | 1.3077 | 48469.0987 | 1.1224 | 4.0406 | 4.3577 | 3.9219 | 0.039648 | 0.14361 | 0.019718 | 349.4216 | 1.3077 | 48469.0987 | 1.1224 | 4.3774 | 4.7208 | 4.0127 | 0.035573 | 0.12593 | 0.017291 | 341.5613 | 1921.7018 | 0.051849 | 2372.4714 | 0.01185 | 0.046055 | 0.0016271 | 0.047682 | 679.7825 | 1921.7018 | 0.051849 | 2372.4714 | 0.01185 | 0.076011 | 0.0016271 | 0.077638 | 1106.8449 | 1921.7018 | 0.051849 | 2473.2327 | 0.01185 | 0.0056 | 0.069643 | 0.0023959 | 0.072039 | 1027.0289 | 1921.7018 | 0.051849 | 2482.8189 | 0.0042 | 0.048197 | 0.00057666 | 0.048774 | 688.3626 | 1921.7018 | 0.051849 | 2295.94 | 0.0042 | 0.073559 | 0.00057666 | 0.074136 | 1049.9296 | 1921.7018 | 0.051849 | 2420.2794 | 0.0042 | 0.0056 | 0.068152 | 0.0013455 | 0.069498 | 983.8121
03/31 11:00:00 | 64.94 | 18.3 | 6.332% | 1.3238 | 49066.449 | 1.1202 | 4.0329 | 4.3819 | 3.9437 | 0.047833 | 0.17442 | 0.023948 | 349.4455 | 1.3238 | 49066.449 | 1.1202 | 4.3689 | 4.7471 | 4.035 | 0.047833 | 0.17047 | 0.023406 | 341.5847 | 2346.9934 | 0.063324 | 2897.5227 | 0.014473 | 0.056248 | 0.0019872 | 0.058235 | 679.8408 | 2346.9934 | 0.063324 | 2897.5227 | 0.014473 | 0.092833 | 0.0019872 | 0.09482 | 1106.9397 | 2346.9934 | 0.063324 | 3020.5836 | 0.014473 | 0.0068393 | 0.085056 | 0.0029262 | 0.087982 | 1027.1169 | 2346.9934 | 0.063324 | 3032.2912 | 0.0042 | 0.058864 | 0.00057666 | 0.059441 | 688.422 | 2346.9934 | 0.063324 | 2804.0543 | 0.0042 | 0.089838 | 0.00057666 | 0.090415 | 1050.0201 | 2346.9934 | 0.063324 | 2955.9111 | 0.0042 | 0.0068393 | 0.083235 | 0.0015157 | 0.084751 | 983.8969
03/31 12:00:00 | 66.92 | 19.4 | 3.974% | 1.3596 | 50393.1104 | 1.1139 | 4.01 | 4.435 | 3.9915 | 0.029225 | 0.10814 | 0.014848 | 349.4603 | 1.3596 | 50393.1104 | 1.1139 | 4.3441 | 4.8046 | 4.0839 | 0.046574 | 0.16843 | 0.023126 | 341.6078 | 1472.7622 | 0.039736 | 1818.2249 | 0.009082 | 0.035296 | 0.001247 | 0.036543 | 679.8773 | 1472.7622 | 0.039736 | 1818.2249 | 0.009082 | 0.058253 | 0.001247 | 0.0595 | 1106.9992 | 1472.7622 | 0.039736 | 1895.4468 | 0.009082 | 0.0042917 | 0.053374 | 0.0018362 | 0.05521 | 1027.1721 | 1472.7622 | 0.039736 | 1902.7935 | 0.0042 | 0.036938 | 0.00057666 | 0.037514 | 688.4595 | 1472.7622 | 0.039736 | 1759.5725 | 0.0042 | 0.056374 | 0.00057666 | 0.056951 | 1050.077 | 1472.7622 | 0.039736 | 1854.8642 | 0.0042 | 0.0042917 | 0.052231 | 0.0011659 | 0.053397 | 983.9503
03/31 13:00:00 | 66.92 | 19.4 | 2.622% | 1.3596 | 50393.1104 | 1.1139 | 4.01 | 4.435 | 3.9915 | 0.019286 | 0.071362 | 0.009798 | 349.4701 | 1.3596 | 50393.1104 | 1.1139 | 4.3441 | 4.8046 | 4.0839 | 0.019286 | 0.069747 | 0.0095763 | 341.6174 | 971.8753 | 0.026222 | 1199.8461 | 0.0059932 | 0.023292 | 0.00082287 | 0.024115 | 679.9014 | 971.8753 | 0.026222 | 1199.8461 | 0.0059932 | 0.038441 | 0.00082287 | 0.039264 | 1107.0385 | 971.8753 | 0.026222 | 1250.8048 | 0.0059932 | 0.0028321 | 0.035221 | 0.0012117 | 0.036433 | 1027.2086 | 971.8753 | 0.026222 | 1255.6529 | 0.0042 | 0.024375 | 0.00057666 | 0.024952 | 688.4845 | 971.8753 | 0.026222 | 1161.1414 | 0.0042 | 0.037201 | 0.00057666 | 0.037778 | 1050.1148 | 971.8753 | 0.026222 | 1224.0244 | 0.0042 | 0.0028321 | 0.034467 | 0.00096551 | 0.035433 | 983.9857
03/31 14:00:00 | 69.08 | 20.6 | 1.735% | 1.3992 | 51859.9654 | 1.1045 | 3.9762 | 4.4925 | 4.0432 | 0.0124 | 0.046615 | 0.0064003 | 349.4765 | 1.3992 | 51859.9654 | 1.1045 | 4.3075 | 4.8668 | 4.1368 | 0.01874 | 0.068855 | 0.0094538 | 341.6268 | 643.0774 | 0.017351 | 793.9227 | 0.0039656 | 0.015412 | 0.00054448 | 0.015956 | 679.9174 | 643.0774 | 0.017351 | 793.9227 | 0.0039656 | 0.025436 | 0.00054448 | 0.025981 | 1107.0645 | 643.0774 | 0.017351 | 827.6415 | 0.0039656 | 0.001874 | 0.023305 | 0.00080178 | 0.024107 | 1027.2327 | 643.0774 | 0.017351 | 830.8494 | 0.0042 | 0.016129 | 0.00057666 | 0.016705 | 688.5012 | 643.0774 | 0.017351 | 768.3123 | 0.0042 | 0.024616 | 0.00057666 | 0.025192 | 1050.14 | 643.0774 | 0.017351 | 809.9212 | 0.0042 | 0.001874 | 0.022806 | 0.00083396 | 0.02364 | 984.0094
03/31 15:00:00 | 69.98 | 21.1 | 0.07283% | 1.4159 | 52477.1875 | 1.0999 | 3.9595 | 4.5163 | 4.0647 | 0.0005144 | 0.0019464 | 0.00026724 | 349.4768 | 1.4159 | 52477.1875 | 1.0999 | 4.2895 | 4.8927 | 4.1588 | 0.0005144 | 0.0019024 | 0.00026119 | 341.6271 | 26.9941 | 0.00072832 | 33.326 | 0.00016646 | 0.00064694 | 2.2855e-05 | 0.00066979 | 679.9181 | 26.9941 | 0.00072832 | 33.326 | 0.00016646 | 0.0010677 | 2.2855e-05 | 0.0010906 | 1107.0656 | 26.9941 | 0.00072832 | 34.7414 | 0.00016646 | 7.8662e-05 | 0.00097828 | 3.3656e-05 | 0.0010119 | 1027.2337 | 26.9941 | 0.00072832 | 34.8761 | 0.0042 | 0.00067703 | 0.00057666 | 0.0012537 | 688.5024 | 26.9941 | 0.00072832 | 32.251 | 0.0042 | 0.0010333 | 0.00057666 | 0.0016099 | 1050.1416 | 26.9941 | 0.00072832 | 33.9976 | 0.0042 | 7.8662e-05 | 0.00095733 | 0.00058746 | 0.0015448 | 984.0109
03/31 16:00:00 | 69.98 | 21.1 | 0% | 1.4159 | 52477.1875 | 1.0999 | 3.9595 | 4.5163 | 4.0647 | 0 | 0 | 0 | 349.4768 | 1.4159 | 52477.1875 | 1.0999 | 4.2895 | 4.8927 | 4.1588 | 0.0005144 | 0.0019024 | 0.00026119 | 341.6274 | 0 | 0 | 0 | 0 | 0 | 0 | 0 | 679.9181 | 0 | 0 | 0 | 0 | 0 | 0 | 0 | 1107.0656 | 0 | 0 | 0 | 0 | 0 | 0 | 0 | 0 | 1027.2337 | 0 | 0 | 0 | 0.0042 | 0 | 0.00057666 | 0.00057666 | 688.503 | 0 | 0 | 0 | 0.0042 | 0 | 0.00057666 | 0.00057666 | 1050.1422 | 0 | 0 | 0 | 0.0042 | 0 | 0 | 0.00057666 | 0.00057666 | 984.0115
03/31 17:00:00 | 69.08 | 20.6 | 0% | 1.3992 | 51859.9654 | 1.1045 | 3.9762 | 4.4925 | 4.0432 | 0 | 0 | 0 | 349.4768 | 1.3992 | 51859.9654 | 1.1045 | 4.3075 | 4.8668 | 4.1368 | 0 | 0 | 0 | 341.6274 | 0 | 0 | 0 | 0 | 0 | 0 | 0 | 679.9181 | 0 | 0 | 0 | 0 | 0 | 0 | 0 | 1107.0656 | 0 | 0 | 0 | 0 | 0 | 0 | 0 | 0 | 1027.2337 | 0 | 0 | 0 | 0.0042 | 0 | 0.00057666 | 0.00057666 | 688.5036 | 0 | 0 | 0 | 0.0042 | 0 | 0.00057666 | 0.00057666 | 1050.1427 | 0 | 0 | 0 | 0.0042 | 0 | 0 | 0.00057666 | 0.00057666 | 984.0121
03/31 18:00:00 | 66.02 | 18.9 | 0% | 1.3433 | 49787.9534 | 1.117 | 4.0213 | 4.4109 | 3.9698 | 0 | 0 | 0 | 349.4768 | 1.3433 | 49787.9534 | 1.117 | 4.3565 | 4.7785 | 4.0617 | 0 | 0 | 0 | 341.6274 | 0 | 0 | 0 | 0 | 0 | 0 | 0 | 679.9181 | 0 | 0 | 0 | 0 | 0 | 0 | 0 | 1107.0656 | 0 | 0 | 0 | 0 | 0 | 0 | 0 | 0 | 1027.2337 | 0 | 0 | 0 | 0.0042 | 0 | 0.00057666 | 0.00057666 | 688.5042 | 0 | 0 | 0 | 0.0042 | 0 | 0.00057666 | 0.00057666 | 1050.1433 | 0 | 0 | 0 | 0.0042 | 0 | 0 | 0.00057666 | 0.00057666 | 984.0126
03/31 19:00:00 | 59.54 | 15.3 | 1.57% | 1.2286 | 45535.5753 | 1.1262 | 4.0543 | 4.2338 | 3.8105 | 0.012777 | 0.044751 | 0.0061443 | 349.483 | 1.2286 | 45535.5753 | 1.1262 | 4.3921 | 4.5867 | 3.8987 | 0.012777 | 0.043739 | 0.0060053 | 341.6334 | 581.821 | 0.015698 | 718.2975 | 0.0035879 | 0.013944 | 0.00049262 | 0.014436 | 679.9325 | 581.821 | 0.015698 | 718.2975 | 0.0035879 | 0.023013 | 0.00049262 | 0.023506 | 1107.0891 | 581.821 | 0.015698 | 748.8044 | 0.0035879 | 0.0016955 | 0.021085 | 0.00072541 | 0.021811 | 1027.2555 | 581.821 | 0.015698 | 751.7067 | 0.0042 | 0.014592 | 0.00057666 | 0.015169 | 688.5193 | 581.821 | 0.015698 | 695.1266 | 0.0042 | 0.022271 | 0.00057666 | 0.022848 | 1050.1662 | 581.821 | 0.015698 | 732.772 | 0.0042 | 0.0016955 | 0.020634 | 0.00080945 | 0.021443 | 984.0341
03/31 20:00:00 | 56.3 | 13.5 | 5.368% | 1.1731 | 43478.3698 | 1.1216 | 4.0377 | 4.1414 | 3.7272 | 0.045757 | 0.15643 | 0.021478 | 349.5044 | 1.1731 | 43478.3698 | 1.1216 | 4.3742 | 4.4865 | 3.8135 | 0.013382 | 0.044715 | 0.0061394 | 341.6395 | 1989.4329 | 0.053676 | 2456.09 | 0.012268 | 0.047678 | 0.0016844 | 0.049363 | 679.9819 | 1989.4329 | 0.053676 | 2456.09 | 0.012268 | 0.07869 | 0.0016844 | 0.080374 | 1107.1694 | 1989.4329 | 0.053676 | 2560.4027 | 0.012268 | 0.0057973 | 0.072098 | 0.0024804 | 0.074578 | 1027.3301 | 1989.4329 | 0.053676 | 2570.3267 | 0.0042 | 0.049896 | 0.00057666 | 0.050473 | 688.5698 | 1989.4329 | 0.053676 | 2376.8613 | 0.0042 | 0.076151 | 0.00057666 | 0.076728 | 1050.2429 | 1989.4329 | 0.053676 | 2505.583 | 0.0042 | 0.0057973 | 0.070554 | 0.0013726 | 0.071927 | 984.106
03/31 21:00:00 | 54.5 | 12.5 | 9.693% | 1.1428 | 42355.3496 | 1.1164 | 4.0192 | 4.0885 | 3.6796 | 0.084816 | 0.28613 | 0.039286 | 349.5437 | 1.1428 | 42355.3496 | 1.1164 | 4.3541 | 4.4292 | 3.7648 | 0.084816 | 0.27966 | 0.038397 | 341.6779 | 3592.4065 | 0.096926 | 4435.0698 | 0.022153 | 0.086095 | 0.0030416 | 0.089137 | 680.071 | 3592.4065 | 0.096926 | 4435.0698 | 0.022153 | 0.14209 | 0.0030416 | 0.14514 | 1107.3146 | 3592.4065 | 0.096926 | 4623.4318 | 0.022153 | 0.010468 | 0.13019 | 0.004479 | 0.13467 | 1027.4647 | 3592.4065 | 0.096926 | 4641.3521 | 0.0042 | 0.090099 | 0.00057666 | 0.090676 | 688.6605 | 3592.4065 | 0.096926 | 4292.003 | 0.0042 | 0.13751 | 0.00057666 | 0.13809 | 1050.381 | 3592.4065 | 0.096926 | 4524.4415 | 0.0042 | 0.010468 | 0.1274 | 0.002014 | 0.12942 | 984.2354
03/31 22:00:00 | 55.22 | 12.9 | 12.45% | 1.1549 | 42802.8544 | 1.1187 | 4.0274 | 4.1098 | 3.6988 | 0.10781 | 0.36564 | 0.050203 | 349.5939 | 1.1549 | 42802.8544 | 1.1187 | 4.363 | 4.4523 | 3.7844 | 0.083929 | 0.27821 | 0.038199 | 341.7161 | 4614.5333 | 0.1245 | 5696.9546 | 0.028456 | 0.11059 | 0.003907 | 0.1145 | 680.1855 | 4614.5333 | 0.1245 | 5696.9546 | 0.028456 | 0.18252 | 0.003907 | 0.18643 | 1107.501 | 4614.5333 | 0.1245 | 5938.9102 | 0.028456 | 0.013447 | 0.16723 | 0.0057533 | 0.17299 | 1027.6377 | 4614.5333 | 0.1245 | 5961.9293 | 0.0042 | 0.11573 | 0.00057666 | 0.11631 | 688.7768 | 4614.5333 | 0.1245 | 5513.1819 | 0.0042 | 0.17663 | 0.00057666 | 0.17721 | 1050.5582 | 4614.5333 | 0.1245 | 5811.7547 | 0.0042 | 0.013447 | 0.16365 | 0.0024229 | 0.16608 | 984.4015
03/31 23:00:00 | 57.56 | 14.2 | 14.32% | 1.1945 | 44272.9294 | 1.1241 | 4.0468 | 4.1777 | 3.76 | 0.11986 | 0.41364 | 0.056793 | 349.6507 | 1.1945 | 44272.9294 | 1.1241 | 4.384 | 4.5259 | 3.847 | 0.11986 | 0.40428 | 0.055508 | 341.7716 | 5306.5765 | 0.14318 | 6551.329 | 0.032724 | 0.12718 | 0.004493 | 0.13167 | 680.3172 | 5306.5765 | 0.14318 | 6551.329 | 0.032724 | 0.2099 | 0.004493 | 0.21439 | 1107.7154 | 5306.5765 | 0.14318 | 6829.5708 | 0.032724 | 0.015464 | 0.19231 | 0.0066162 | 0.19893 | 1027.8367 | 5306.5765 | 0.14318 | 6856.042 | 0.0042 | 0.13309 | 0.00057666 | 0.13367 | 688.9105 | 5306.5765 | 0.14318 | 6339.9958 | 0.0042 | 0.20313 | 0.00057666 | 0.2037 | 1050.7619 | 5306.5765 | 0.14318 | 6683.3457 | 0.0042 | 0.015464 | 0.1882 | 0.0026998 | 0.1909 | 984.5924
03/31 24:00:00 | 60.08 | 15.6 | 15.58% | 1.238 | 45882.914 | 1.1264 | 4.0549 | 4.249 | 3.8241 | 0.12589 | 0.4427 | 0.060782 | 349.7115 | 1.238 | 45882.914 | 1.1264 | 4.3928 | 4.603 | 3.9126 | 0.11565 | 0.39751 | 0.054577 | 341.8262 | 5776.1732 | 0.15585 | 7131.0781 | 0.03562 | 0.13843 | 0.0048906 | 0.14332 | 680.4605 | 5776.1732 | 0.15585 | 7131.0781 | 0.03562 | 0.22847 | 0.0048906 | 0.23336 | 1107.9488 | 5776.1732 | 0.15585 | 7433.9424 | 0.03562 | 0.016832 | 0.20933 | 0.0072016 | 0.21653 | 1028.0532 | 5776.1732 | 0.15585 | 7462.7561 | 0.0042 | 0.14487 | 0.00057666 | 0.14545 | 689.0559 | 5776.1732 | 0.15585 | 6901.0433 | 0.0042 | 0.2211 | 0.00057666 | 0.22168 | 1050.9836 | 5776.1732 | 0.15585 | 7274.7774 | 0.0042 | 0.016832 | 0.20485 | 0.0028877 | 0.20774 | 984.8001
04/01 01:00:00 | 62.24 | 16.8 | 15.25% | 1.2758 | 47285.0437 | 1.1253 | 4.0512 | 4.3087 | 3.8778 | 0.11951 | 0.42711 | 0.058642 | 349.7701 | 1.2758 | 47285.0437 | 1.1253 | 4.3888 | 4.6677 | 3.9676 | 0.11951 | 0.41745 | 0.057316 | 341.8835 | 5651.1153 | 0.15247 | 6976.6856 | 0.034849 | 0.13543 | 0.0047847 | 0.14022 | 680.6007 | 5651.1153 | 0.15247 | 6976.6856 | 0.034849 | 0.22352 | 0.0047847 | 0.22831 | 1108.1771 | 5651.1153 | 0.15247 | 7272.9927 | 0.034849 | 0.016468 | 0.2048 | 0.0070457 | 0.21184 | 1028.265 | 5651.1153 | 0.15247 | 7301.1826 | 0.0042 | 0.14173 | 0.00057666 | 0.14231 | 689.1982 | 5651.1153 | 0.15247 | 6751.6312 | 0.0042 | 0.21631 | 0.00057666 | 0.21689 | 1051.2005 | 5651.1153 | 0.15247 | 7117.2737 | 0.0042 | 0.016468 | 0.20041 | 0.0028377 | 0.20325 | 985.0034
04/01 02:00:00 | 62.96 | 17.2 | 14.33% | 1.2885 | 47756.9624 | 1.1244 | 4.0478 | 4.3283 | 3.8955 | 0.11122 | 0.39962 | 0.054867 | 349.825 | 1.2885 | 47756.9624 | 1.1244 | 4.3851 | 4.689 | 3.9857 | 0.11833 | 0.41555 | 0.057055 | 341.9406 | 5311.4862 | 0.14331 | 6557.3904 | 0.032754 | 0.12729 | 0.0044971 | 0.13179 | 680.7325 | 5311.4862 | 0.14331 | 6557.3904 | 0.032754 | 0.21009 | 0.0044971 | 0.21459 | 1108.3917 | 5311.4862 | 0.14331 | 6835.8896 | 0.032754 | 0.015478 | 0.19249 | 0.0066223 | 0.19911 | 1028.4641 | 5311.4862 | 0.14331 | 6862.3853 | 0.0042 | 0.13321 | 0.00057666 | 0.13379 | 689.332 | 5311.4862 | 0.14331 | 6345.8616 | 0.0042 | 0.20331 | 0.00057666 | 0.20389 | 1051.4044 | 5311.4862 | 0.14331 | 6689.5292 | 0.0042 | 0.015478 | 0.18837 | 0.0027018 | 0.19107 | 985.1944
04/01 03:00:00 | 62.96 | 17.2 | 13.61% | 1.2885 | 47756.9624 | 1.1244 | 4.0478 | 4.3283 | 3.8955 | 0.10562 | 0.37951 | 0.052107 | 349.8771 | 1.2885 | 47756.9624 | 1.1244 | 4.3851 | 4.689 | 3.9857 | 0.10562 | 0.37092 | 0.050928 | 341.9915 | 5044.2472 | 0.1361 | 6227.4657 | 0.031106 | 0.12089 | 0.0042709 | 0.12516 | 680.8577 | 5044.2472 | 0.1361 | 6227.4657 | 0.031106 | 0.19952 | 0.0042709 | 0.20379 | 1108.5954 | 5044.2472 | 0.1361 | 6491.9526 | 0.031106 | 0.014699 | 0.18281 | 0.0062891 | 0.18909 | 1028.6532 | 5044.2472 | 0.1361 | 6517.1152 | 0.0042 | 0.12651 | 0.00057666 | 0.12709 | 689.4591 | 5044.2472 | 0.1361 | 6026.5797 | 0.0042 | 0.19308 | 0.00057666 | 0.19366 | 1051.598 | 5044.2472 | 0.1361 | 6352.9562 | 0.0042 | 0.014699 | 0.17889 | 0.0025949 | 0.18149 | 985.3759
04/01 04:00:00 | 62.96 | 17.2 | 12.21% | 1.2885 | 47756.9624 | 1.1244 | 4.0478 | 4.3283 | 3.8955 | 0.094746 | 0.34043 | 0.046741 | 349.9239 | 1.2885 | 47756.9624 | 1.1244 | 4.3851 | 4.689 | 3.9857 | 0.10562 | 0.37092 | 0.050928 | 342.0424 | 4524.7769 | 0.12208 | 5586.1443 | 0.027903 | 0.10844 | 0.0038311 | 0.11227 | 680.9699 | 4524.7769 | 0.12208 | 5586.1443 | 0.027903 | 0.17897 | 0.0038311 | 0.1828 | 1108.7783 | 4524.7769 | 0.12208 | 5823.3937 | 0.027903 | 0.013185 | 0.16398 | 0.0056414 | 0.16962 | 1028.8229 | 4524.7769 | 0.12208 | 5845.965 | 0.0042 | 0.11348 | 0.00057666 | 0.11406 | 689.5732 | 4524.7769 | 0.12208 | 5405.9461 | 0.0042 | 0.1732 | 0.00057666 | 0.17378 | 1051.7718 | 4524.7769 | 0.12208 | 5698.7115 | 0.0042 | 0.013185 | 0.16047 | 0.002387 | 0.16286 | 985.5388
04/01 05:00:00 | 63.32 | 17.4 | 10.24% | 1.2949 | 47993.7734 | 1.1238 | 4.0457 | 4.3381 | 3.9043 | 0.079062 | 0.28484 | 0.039108 | 349.963 | 1.2949 | 47993.7734 | 1.1238 | 4.3828 | 4.6996 | 3.9947 | 0.079062 | 0.27839 | 0.038223 | 342.0806 | 3794.4631 | 0.10238 | 4684.5223 | 0.023399 | 0.090938 | 0.0032127 | 0.09415 | 681.0641 | 3794.4631 | 0.10238 | 4684.5223 | 0.023399 | 0.15009 | 0.0032127 | 0.1533 | 1108.9316 | 3794.4631 | 0.10238 | 4883.4789 | 0.023399 | 0.011057 | 0.13751 | 0.0047309 | 0.14224 | 1028.9651 | 3794.4631 | 0.10238 | 4902.4071 | 0.0042 | 0.095167 | 0.00057666 | 0.095744 | 689.6689 | 3794.4631 | 0.10238 | 4533.4087 | 0.0042 | 0.14524 | 0.00057666 | 0.14582 | 1051.9176 | 3794.4631 | 0.10238 | 4778.9208 | 0.0042 | 0.011057 | 0.13457 | 0.0020948 | 0.13666 | 985.6755
04/01 06:00:00 | 64.22 | 17.9 | 7.818% | 1.3109 | 48588.2849 | 1.122 | 4.0392 | 4.3625 | 3.9263 | 0.059635 | 0.21629 | 0.029697 | 349.9927 | 1.3109 | 48588.2849 | 1.122 | 4.3758 | 4.7261 | 4.0172 | 0.078094 | 0.27684 | 0.03801 | 342.1186 | 2897.5394 | 0.078178 | 3577.2091 | 0.017868 | 0.069442 | 0.0024533 | 0.071895 | 681.136 | 2897.5394 | 0.078178 | 3577.2091 | 0.017868 | 0.11461 | 0.0024533 | 0.11706 | 1109.0486 | 2897.5394 | 0.078178 | 3729.1369 | 0.017868 | 0.0084436 | 0.10501 | 0.0036126 | 0.10862 | 1029.0737 | 2897.5394 | 0.078178 | 3743.5909 | 0.0042 | 0.072672 | 0.00057666 | 0.073248 | 689.7422 | 2897.5394 | 0.078178 | 3461.8152 | 0.0042 | 0.11091 | 0.00057666 | 0.11149 | 1052.0291 | 2897.5394 | 0.078178 | 3649.2939 | 0.0042 | 0.0084436 | 0.10276 | 0.001736 | 0.1045 | 985.7799
04/01 07:00:00 | 62.96 | 17.2 | 5.294% | 1.2885 | 47756.9624 | 1.1244 | 4.0478 | 4.3283 | 3.8955 | 0.041089 | 0.14764 | 0.02027 | 350.0129 | 1.2885 | 47756.9624 | 1.1244 | 4.3851 | 4.689 | 3.9857 | 0.041089 | 0.1443 | 0.019812 | 342.1385 | 1962.2961 | 0.052944 | 2422.5878 | 0.012101 | 0.047028 | 0.0016614 | 0.04869 | 681.1847 | 1962.2961 | 0.052944 | 2422.5878 | 0.012101 | 0.077616 | 0.0016614 | 0.079278 | 1109.1279 | 1962.2961 | 0.052944 | 2525.4776 | 0.012101 | 0.0057183 | 0.071115 | 0.0024466 | 0.073561 | 1029.1473 | 1962.2961 | 0.052944 | 2535.2663 | 0.0042 | 0.049215 | 0.00057666 | 0.049792 | 689.792 | 1962.2961 | 0.052944 | 2344.4398 | 0.0042 | 0.075113 | 0.00057666 | 0.075689 | 1052.1048 | 1962.2961 | 0.052944 | 2471.4057 | 0.0042 | 0.0057183 | 0.069592 | 0.0013618 | 0.070954 | 985.8509
04/01 08:00:00 | 64.94 | 18.3 | 2.705% | 1.3238 | 49066.449 | 1.1202 | 4.0329 | 4.3819 | 3.9437 | 0.020435 | 0.074513 | 0.010231 | 350.0232 | 1.3238 | 49066.449 | 1.1202 | 4.3689 | 4.7471 | 4.035 | 0.039993 | 0.14253 | 0.019569 | 342.158 | 1002.6582 | 0.027052 | 1237.8497 | 0.0061831 | 0.02403 | 0.00084893 | 0.024878 | 681.2095 | 1002.6582 | 0.027052 | 1237.8497 | 0.0061831 | 0.039659 | 0.00084893 | 0.040508 | 1109.1684 | 1002.6582 | 0.027052 | 1290.4224 | 0.0061831 | 0.0029218 | 0.036337 | 0.0012501 | 0.037587 | 1029.1849 | 1002.6582 | 0.027052 | 1295.4241 | 0.0042 | 0.025147 | 0.00057666 | 0.025724 | 689.8177 | 1002.6582 | 0.027052 | 1197.919 | 0.0042 | 0.03838 | 0.00057666 | 0.038956 | 1052.1437 | 1002.6582 | 0.027052 | 1262.7937 | 0.0042 | 0.0029218 | 0.035559 | 0.00097782 | 0.036537 | 985.8874
04/01 09:00:00 | 66.02 | 18.9 | 3.931% | 1.3433 | 49787.9534 | 1.117 | 4.0213 | 4.4109 | 3.9698 | 0.029262 | 0.10756 | 0.014768 | 350.0379 | 1.3433 | 49787.9534 | 1.117 | 4.3565 | 4.7785 | 4.0617 | 0.029262 | 0.10513 | 0.014434 | 342.1725 | 1456.906 | 0.039308 | 1798.6494 | 0.0089843 | 0.034916 | 0.0012335 | 0.03615 | 681.2457 | 1456.906 | 0.039308 | 1798.6494 | 0.0089843 | 0.057626 | 0.0012335 | 0.05886 | 1109.2273 | 1456.906 | 0.039308 | 1875.04 | 0.0089843 | 0.0042455 | 0.052799 | 0.0018164 | 0.054615 | 1029.2395 | 1456.906 | 0.039308 | 1882.3076 | 0.0042 | 0.03654 | 0.00057666 | 0.037117 | 689.8548 | 1456.906 | 0.039308 | 1740.6285 | 0.0042 | 0.055767 | 0.00057666 | 0.056344 | 1052.2001 | 1456.906 | 0.039308 | 1834.8943 | 0.0042 | 0.0042455 | 0.051669 | 0.0011596 | 0.052828 | 985.9403
04/01 10:00:00 | 66.2 | 19 | 4.793% | 1.3466 | 49908.7009 | 1.1164 | 4.0192 | 4.4158 | 3.9742 | 0.035596 | 0.13102 | 0.017989 | 350.0559 | 1.3466 | 49908.7009 | 1.1164 | 4.3541 | 4.7837 | 4.0662 | 0.029191 | 0.10501 | 0.014418 | 342.1869 | 1776.5651 | 0.047933 | 2193.2903 | 0.010955 | 0.042577 | 0.0015042 | 0.044081 | 681.2898 | 1776.5651 | 0.047933 | 2193.2903 | 0.010955 | 0.07027 | 0.0015042 | 0.071774 | 1109.299 | 1776.5651 | 0.047933 | 2286.4416 | 0.010955 | 0.005177 | 0.064384 | 0.002215 | 0.066599 | 1029.3061 | 1776.5651 | 0.047933 | 2295.3038 | 0.0042 | 0.044557 | 0.00057666 | 0.045134 | 689.8999 | 1776.5651 | 0.047933 | 2122.539 | 0.0042 | 0.068003 | 0.00057666 | 0.06858 | 1052.2687 | 1776.5651 | 0.047933 | 2237.4875 | 0.0042 | 0.005177 | 0.063005 | 0.0012875 | 0.064293 | 986.0046
04/01 11:00:00 | 64.4 | 18 | 4.424% | 1.3142 | 48707.613 | 1.1216 | 4.0377 | 4.3674 | 3.9306 | 0.033662 | 0.12225 | 0.016785 | 350.0727 | 1.3142 | 48707.613 | 1.1216 | 4.3742 | 4.7313 | 4.0216 | 0.033662 | 0.11949 | 0.016406 | 342.2033 | 1639.5926 | 0.044237 | 2024.1884 | 0.010111 | 0.039294 | 0.0013882 | 0.040682 | 681.3305 | 1639.5926 | 0.044237 | 2024.1884 | 0.010111 | 0.064852 | 0.0013882 | 0.066241 | 1109.3653 | 1639.5926 | 0.044237 | 2110.1578 | 0.010111 | 0.0047779 | 0.05942 | 0.0020442 | 0.061464 | 1029.3676 | 1639.5926 | 0.044237 | 2118.3367 | 0.0042 | 0.041122 | 0.00057666 | 0.041699 | 689.9416 | 1639.5926 | 0.044237 | 1958.892 | 0.0042 | 0.06276 | 0.00057666 | 0.063337 | 1052.332 | 1639.5926 | 0.044237 | 2064.9781 | 0.0042 | 0.0047779 | 0.058147 | 0.0012327 | 0.05938 | 986.0639
04/01 12:00:00 | 64.04 | 17.8 | 3.005% | 1.3077 | 48469.0987 | 1.1224 | 4.0406 | 4.3577 | 3.9219 | 0.022978 | 0.083229 | 0.011427 | 350.0841 | 1.3077 | 48469.0987 | 1.1224 | 4.3774 | 4.7208 | 4.0127 | 0.033828 | 0.11975 | 0.016442 | 342.2197 | 1113.7331 | 0.030049 | 1374.9792 | 0.006868 | 0.026692 | 0.00094298 | 0.027635 | 681.3581 | 1113.7331 | 0.030049 | 1374.9792 | 0.006868 | 0.044052 | 0.00094298 | 0.044995 | 1109.4103 | 1113.7331 | 0.030049 | 1433.376 | 0.006868 | 0.0032455 | 0.040362 | 0.0013886 | 0.041751 | 1029.4093 | 1113.7331 | 0.030049 | 1438.9317 | 0.0042 | 0.027933 | 0.00057666 | 0.02851 | 689.9701 | 1113.7331 | 0.030049 | 1330.625 | 0.0042 | 0.042631 | 0.00057666 | 0.043208 | 1052.3752 | 1113.7331 | 0.030049 | 1402.6866 | 0.0042 | 0.0032455 | 0.039498 | 0.0010223 | 0.04052 | 986.1045
04/01 13:00:00 | 64.04 | 17.8 | 2.118% | 1.3077 | 48469.0987 | 1.1224 | 4.0406 | 4.3577 | 3.9219 | 0.016193 | 0.058653 | 0.0080531 | 350.0922 | 1.3077 | 48469.0987 | 1.1224 | 4.3774 | 4.7208 | 4.0127 | 0.016193 | 0.057326 | 0.0078709 | 342.2276 | 784.865 | 0.021176 | 968.9692 | 0.00484 | 0.01881 | 0.00066453 | 0.019474 | 681.3776 | 784.865 | 0.021176 | 968.9692 | 0.00484 | 0.031044 | 0.00066453 | 0.031709 | 1109.442 | 784.865 | 0.021176 | 1010.1223 | 0.00484 | 0.0022871 | 0.028444 | 0.00097856 | 0.029422 | 1029.4387 | 784.865 | 0.021176 | 1014.0375 | 0.0042 | 0.019685 | 0.00057666 | 0.020261 | 689.9904 | 784.865 | 0.021176 | 937.7121 | 0.0042 | 0.030043 | 0.00057666 | 0.03062 | 1052.4058 | 784.865 | 0.021176 | 988.495 | 0.0042 | 0.0022871 | 0.027835 | 0.00089069 | 0.028726 | 986.1332
04/01 14:00:00 | 62.06 | 16.7 | 4.357% | 1.2726 | 47167.4189 | 1.1255 | 4.0519 | 4.3037 | 3.8734 | 0.034235 | 0.12219 | 0.016776 | 350.109 | 1.2726 | 47167.4189 | 1.1255 | 4.3895 | 4.6624 | 3.963 | 0.01664 | 0.058044 | 0.0079695 | 342.2356 | 1614.791 | 0.043568 | 1993.5691 | 0.0099579 | 0.0387 | 0.0013672 | 0.040067 | 681.4176 | 1614.791 | 0.043568 | 1993.5691 | 0.0099579 | 0.063871 | 0.0013672 | 0.065239 | 1109.5072 | 1614.791 | 0.043568 | 2078.2381 | 0.0099579 | 0.0047056 | 0.058521 | 0.0020133 | 0.060534 | 1029.4993 | 1614.791 | 0.043568 | 2086.2933 | 0.0042 | 0.0405 | 0.00057666 | 0.041076 | 690.0315 | 1614.791 | 0.043568 | 1929.2604 | 0.0042 | 0.061811 | 0.00057666 | 0.062388 | 1052.4682 | 1614.791 | 0.043568 | 2033.7418 | 0.0042 | 0.0047056 | 0.057268 | 0.0012227 | 0.058491 | 986.1917
04/01 15:00:00 | 62.96 | 17.2 | 3.871% | 1.2885 | 47756.9624 | 1.1244 | 4.0478 | 4.3283 | 3.8955 | 0.030043 | 0.10794 | 0.014821 | 350.1238 | 1.2885 | 47756.9624 | 1.1244 | 4.3851 | 4.689 | 3.9857 | 0.030043 | 0.1055 | 0.014485 | 342.25 | 1434.7401 | 0.03871 | 1771.2841 | 0.0088476 | 0.034385 | 0.0012148 | 0.0356 | 681.4532 | 1434.7401 | 0.03871 | 1771.2841 | 0.0088476 | 0.05675 | 0.0012148 | 0.057964 | 1109.5652 | 1434.7401 | 0.03871 | 1846.5124 | 0.0088476 | 0.0041809 | 0.051996 | 0.0017888 | 0.053784 | 1029.553 | 1434.7401 | 0.03871 | 1853.6694 | 0.0042 | 0.035984 | 0.00057666 | 0.036561 | 690.068 | 1434.7401 | 0.03871 | 1714.1459 | 0.0042 | 0.054919 | 0.00057666 | 0.055496 | 1052.5237 | 1434.7401 | 0.03871 | 1806.9775 | 0.0042 | 0.0041809 | 0.050882 | 0.0011507 | 0.052033 | 986.2437
04/01 16:00:00 | 66.92 | 19.4 | 0.2221% | 1.3596 | 50393.1104 | 1.1139 | 4.01 | 4.435 | 3.9915 | 0.0016333 | 0.0060435 | 0.00082978 | 350.1246 | 1.3596 | 50393.1104 | 1.1139 | 4.3441 | 4.8046 | 4.0839 | 0.028471 | 0.10297 | 0.014137 | 342.2642 | 82.3067 | 0.0022207 | 101.6133 | 0.00050756 | 0.0019726 | 6.9688e-05 | 0.0020422 | 681.4553 | 82.3067 | 0.0022207 | 101.6133 | 0.00050756 | 0.0032556 | 6.9688e-05 | 0.0033252 | 1109.5685 | 82.3067 | 0.0022207 | 105.9289 | 0.00050756 | 0.00023985 | 0.0029828 | 0.00010262 | 0.0030855 | 1029.5561 | 82.3067 | 0.0022207 | 106.3395 | 0.0042 | 0.0020643 | 0.00057666 | 0.002641 | 690.0707 | 82.3067 | 0.0022207 | 98.3354 | 0.0042 | 0.0031505 | 0.00057666 | 0.0037272 | 1052.5274 | 82.3067 | 0.0022207 | 103.6609 | 0.0042 | 0.00023985 | 0.002919 | 0.00060959 | 0.0035286 | 986.2472
04/01 17:00:00 | 66.02 | 18.9 | 0% | 1.3433 | 49787.9534 | 1.117 | 4.0213 | 4.4109 | 3.9698 | 0 | 0 | 0 | 350.1246 | 1.3433 | 49787.9534 | 1.117 | 4.3565 | 4.7785 | 4.0617 | 0 | 0 | 0 | 342.2642 | 0 | 0 | 0 | 0 | 0 | 0 | 0 | 681.4553 | 0 | 0 | 0 | 0 | 0 | 0 | 0 | 1109.5685 | 0 | 0 | 0 | 0 | 0 | 0 | 0 | 0 | 1029.5561 | 0 | 0 | 0 | 0.0042 | 0 | 0.00057666 | 0.00057666 | 690.0713 | 0 | 0 | 0 | 0.0042 | 0 | 0.00057666 | 0.00057666 | 1052.528 | 0 | 0 | 0 | 0.0042 | 0 | 0 | 0.00057666 | 0.00057666 | 986.2478
04/01 18:00:00 | 64.94 | 18.3 | 0% | 1.3238 | 49066.449 | 1.1202 | 4.0329 | 4.3819 | 3.9437 | 0 | 0 | 0 | 350.1246 | 1.3238 | 49066.449 | 1.1202 | 4.3689 | 4.7471 | 4.035 | 0 | 0 | 0 | 342.2642 | 0 | 0 | 0 | 0 | 0 | 0 | 0 | 681.4553 | 0 | 0 | 0 | 0 | 0 | 0 | 0 | 1109.5685 | 0 | 0 | 0 | 0 | 0 | 0 | 0 | 0 | 1029.5561 | 0 | 0 | 0 | 0.0042 | 0 | 0.00057666 | 0.00057666 | 690.0718 | 0 | 0 | 0 | 0.0042 | 0 | 0.00057666 | 0.00057666 | 1052.5286 | 0 | 0 | 0 | 0.0042 | 0 | 0 | 0.00057666 | 0.00057666 | 986.2484
04/01 19:00:00 | 64.94 | 18.3 | 0% | 1.3238 | 49066.449 | 1.1202 | 4.0329 | 4.3819 | 3.9437 | 0 | 0 | 0 | 350.1246 | 1.3238 | 49066.449 | 1.1202 | 4.3689 | 4.7471 | 4.035 | 0 | 0 | 0 | 342.2642 | 0 | 0 | 0 | 0 | 0 | 0 | 0 | 681.4553 | 0 | 0 | 0 | 0 | 0 | 0 | 0 | 1109.5685 | 0 | 0 | 0 | 0 | 0 | 0 | 0 | 0 | 1029.5561 | 0 | 0 | 0 | 0.0042 | 0 | 0.00057666 | 0.00057666 | 690.0724 | 0 | 0 | 0 | 0.0042 | 0 | 0.00057666 | 0.00057666 | 1052.5292 | 0 | 0 | 0 | 0.0042 | 0 | 0 | 0.00057666 | 0.00057666 | 986.249
04/01 20:00:00 | 64.94 | 18.3 | 0% | 1.3238 | 49066.449 | 1.1202 | 4.0329 | 4.3819 | 3.9437 | 0 | 0 | 0 | 350.1246 | 1.3238 | 49066.449 | 1.1202 | 4.3689 | 4.7471 | 4.035 | 0 | 0 | 0 | 342.2642 | 0 | 0 | 0 | 0 | 0 | 0 | 0 | 681.4553 | 0 | 0 | 0 | 0 | 0 | 0 | 0 | 1109.5685 | 0 | 0 | 0 | 0 | 0 | 0 | 0 | 0 | 1029.5561 | 0 | 0 | 0 | 0.0042 | 0 | 0.00057666 | 0.00057666 | 690.073 | 0 | 0 | 0 | 0.0042 | 0 | 0.00057666 | 0.00057666 | 1052.5298 | 0 | 0 | 0 | 0.0042 | 0 | 0 | 0.00057666 | 0.00057666 | 986.2495
04/01 21:00:00 | 62.6 | 17 | 0% | 1.2821 | 47520.7192 | 1.1249 | 4.0496 | 4.3185 | 3.8867 | 0 | 0 | 0 | 350.1246 | 1.2821 | 47520.7192 | 1.1249 | 4.3871 | 4.6784 | 3.9766 | 0 | 0 | 0 | 342.2642 | 0 | 0 | 0 | 0 | 0 | 0 | 0 | 681.4553 | 0 | 0 | 0 | 0 | 0 | 0 | 0 | 1109.5685 | 0 | 0 | 0 | 0 | 0 | 0 | 0 | 0 | 1029.5561 | 0 | 0 | 0 | 0.0042 | 0 | 0.00057666 | 0.00057666 | 690.0736 | 0 | 0 | 0 | 0.0042 | 0 | 0.00057666 | 0.00057666 | 1052.5303 | 0 | 0 | 0 | 0.0042 | 0 | 0 | 0.00057666 | 0.00057666 | 986.2501
04/01 22:00:00 | 64.04 | 17.8 | 0% | 1.3077 | 48469.0987 | 1.1224 | 4.0406 | 4.3577 | 3.9219 | 0 | 0 | 0 | 350.1246 | 1.3077 | 48469.0987 | 1.1224 | 4.3774 | 4.7208 | 4.0127 | 0 | 0 | 0 | 342.2642 | 0 | 0 | 0 | 0 | 0 | 0 | 0 | 681.4553 | 0 | 0 | 0 | 0 | 0 | 0 | 0 | 1109.5685 | 0 | 0 | 0 | 0 | 0 | 0 | 0 | 0 | 1029.5561 | 0 | 0 | 0 | 0.0042 | 0 | 0.00057666 | 0.00057666 | 690.0741 | 0 | 0 | 0 | 0.0042 | 0 | 0.00057666 | 0.00057666 | 1052.5309 | 0 | 0 | 0 | 0.0042 | 0 | 0 | 0.00057666 | 0.00057666 | 986.2507
04/01 23:00:00 | 64.04 | 17.8 | 0% | 1.3077 | 48469.0987 | 1.1224 | 4.0406 | 4.3577 | 3.9219 | 0 | 0 | 0 | 350.1246 | 1.3077 | 48469.0987 | 1.1224 | 4.3774 | 4.7208 | 4.0127 | 0 | 0 | 0 | 342.2642 | 0 | 0 | 0 | 0 | 0 | 0 | 0 | 681.4553 | 0 | 0 | 0 | 0 | 0 | 0 | 0 | 1109.5685 | 0 | 0 | 0 | 0 | 0 | 0 | 0 | 0 | 1029.5561 | 0 | 0 | 0 | 0.0042 | 0 | 0.00057666 | 0.00057666 | 690.0747 | 0 | 0 | 0 | 0.0042 | 0 | 0.00057666 | 0.00057666 | 1052.5315 | 0 | 0 | 0 | 0.0042 | 0 | 0 | 0.00057666 | 0.00057666 | 986.2513
04/01 24:00:00 | 64.94 | 18.3 | 0% | 1.3238 | 49066.449 | 1.1202 | 4.0329 | 4.3819 | 3.9437 | 0 | 0 | 0 | 350.1246 | 1.3238 | 49066.449 | 1.1202 | 4.3689 | 4.7471 | 4.035 | 0 | 0 | 0 | 342.2642 | 0 | 0 | 0 | 0 | 0 | 0 | 0 | 681.4553 | 0 | 0 | 0 | 0 | 0 | 0 | 0 | 1109.5685 | 0 | 0 | 0 | 0 | 0 | 0 | 0 | 0 | 1029.5561 | 0 | 0 | 0 | 0.0042 | 0 | 0.00057666 | 0.00057666 | 690.0753 | 0 | 0 | 0 | 0.0042 | 0 | 0.00057666 | 0.00057666 | 1052.5321 | 0 | 0 | 0 | 0.0042 | 0 | 0 | 0.00057666 | 0.00057666 | 986.2518
04/02 01:00:00 | 66.02 | 18.9 | 0% | 1.3433 | 49787.9534 | 1.117 | 4.0213 | 4.4109 | 3.9698 | 0 | 0 | 0 | 350.1246 | 1.3433 | 49787.9534 | 1.117 | 4.3565 | 4.7785 | 4.0617 | 0 | 0 | 0 | 342.2642 | 0 | 0 | 0 | 0 | 0 | 0 | 0 | 681.4553 | 0 | 0 | 0 | 0 | 0 | 0 | 0 | 1109.5685 | 0 | 0 | 0 | 0 | 0 | 0 | 0 | 0 | 1029.5561 | 0 | 0 | 0 | 0.0042 | 0 | 0.00057666 | 0.00057666 | 690.0759 | 0 | 0 | 0 | 0.0042 | 0 | 0.00057666 | 0.00057666 | 1052.5326 | 0 | 0 | 0 | 0.0042 | 0 | 0 | 0.00057666 | 0.00057666 | 986.2524
04/02 02:00:00 | 64.04 | 17.8 | 2.152% | 1.3077 | 48469.0987 | 1.1224 | 4.0406 | 4.3577 | 3.9219 | 0.01646 | 0.059619 | 0.0081856 | 350.1328 | 1.3077 | 48469.0987 | 1.1224 | 4.3774 | 4.7208 | 4.0127 | 0 | 0 | 0 | 342.2642 | 797.7845 | 0.021525 | 984.9191 | 0.0049197 | 0.01912 | 0.00067547 | 0.019795 | 681.4751 | 797.7845 | 0.021525 | 984.9191 | 0.0049197 | 0.031555 | 0.00067547 | 0.032231 | 1109.6007 | 797.7845 | 0.021525 | 1026.7497 | 0.0049197 | 0.0023248 | 0.028912 | 0.00099467 | 0.029907 | 1029.586 | 797.7845 | 0.021525 | 1030.7293 | 0.0042 | 0.020009 | 0.00057666 | 0.020586 | 690.0965 | 797.7845 | 0.021525 | 953.1476 | 0.0042 | 0.030538 | 0.00057666 | 0.031114 | 1052.5638 | 797.7845 | 0.021525 | 1004.7664 | 0.0042 | 0.0023248 | 0.028293 | 0.00089585 | 0.029189 | 986.2816
04/02 03:00:00 | 64.04 | 17.8 | 4.157% | 1.3077 | 48469.0987 | 1.1224 | 4.0406 | 4.3577 | 3.9219 | 0.031787 | 0.11514 | 0.015808 | 350.1486 | 1.3077 | 48469.0987 | 1.1224 | 4.3774 | 4.7208 | 4.0127 | 0.031787 | 0.11253 | 0.01545 | 342.2796 | 1540.6851 | 0.041569 | 1902.0804 | 0.0095009 | 0.036924 | 0.0013045 | 0.038228 | 681.5133 | 1540.6851 | 0.041569 | 1902.0804 | 0.0095009 | 0.06094 | 0.0013045 | 0.062245 | 1109.663 | 1540.6851 | 0.041569 | 1982.8637 | 0.0095009 | 0.0044897 | 0.055835 | 0.0019209 | 0.057756 | 1029.6438 | 1540.6851 | 0.041569 | 1990.5492 | 0.0042 | 0.038641 | 0.00057666 | 0.039218 | 690.1357 | 1540.6851 | 0.041569 | 1840.7229 | 0.0042 | 0.058974 | 0.00057666 | 0.059551 | 1052.6233 | 1540.6851 | 0.041569 | 1940.4094 | 0.0042 | 0.0044897 | 0.05464 | 0.0011931 | 0.055833 | 986.3374
04/02 04:00:00 | 64.04 | 17.8 | 4.627% | 1.3077 | 48469.0987 | 1.1224 | 4.0406 | 4.3577 | 3.9219 | 0.035382 | 0.12816 | 0.017596 | 350.1662 | 1.3077 | 48469.0987 | 1.1224 | 4.3774 | 4.7208 | 4.0127 | 0.031787 | 0.11253 | 0.01545 | 342.2951 | 1714.938 | 0.04627 | 2117.2074 | 0.010575 | 0.0411 | 0.001452 | 0.042552 | 681.5559 | 1714.938 | 0.04627 | 2117.2074 | 0.010575 | 0.067833 | 0.001452 | 0.069285 | 1109.7323 | 1714.938 | 0.04627 | 2207.1274 | 0.010575 | 0.0049974 | 0.06215 | 0.0021382 | 0.064288 | 1029.7081 | 1714.938 | 0.04627 | 2215.6822 | 0.0042 | 0.043012 | 0.00057666 | 0.043588 | 690.1793 | 1714.938 | 0.04627 | 2048.9104 | 0.0042 | 0.065644 | 0.00057666 | 0.066221 | 1052.6895 | 1714.938 | 0.04627 | 2159.8716 | 0.0042 | 0.0049974 | 0.060819 | 0.0012628 | 0.062082 | 986.3995
04/02 05:00:00 | 64.04 | 17.8 | 4.169% | 1.3077 | 48469.0987 | 1.1224 | 4.0406 | 4.3577 | 3.9219 | 0.031882 | 0.11548 | 0.015856 | 350.1821 | 1.3077 | 48469.0987 | 1.1224 | 4.3774 | 4.7208 | 4.0127 | 0.031882 | 0.11287 | 0.015497 | 342.3106 | 1545.3067 | 0.041693 | 1907.7861 | 0.0095294 | 0.037035 | 0.0013084 | 0.038343 | 681.5942 | 1545.3067 | 0.041693 | 1907.7861 | 0.0095294 | 0.061123 | 0.0013084 | 0.062431 | 1109.7947 | 1545.3067 | 0.041693 | 1988.8118 | 0.0095294 | 0.0045031 | 0.056003 | 0.0019267 | 0.057929 | 1029.766 | 1545.3067 | 0.041693 | 1996.5203 | 0.0042 | 0.038757 | 0.00057666 | 0.039334 | 690.2186 | 1545.3067 | 0.041693 | 1846.2446 | 0.0042 | 0.059151 | 0.00057666 | 0.059728 | 1052.7493 | 1545.3067 | 0.041693 | 1946.2301 | 0.0042 | 0.0045031 | 0.054804 | 0.0011949 | 0.055999 | 986.4555
04/02 06:00:00 | 64.04 | 17.8 | 2.92% | 1.3077 | 48469.0987 | 1.1224 | 4.0406 | 4.3577 | 3.9219 | 0.022328 | 0.080874 | 0.011104 | 350.1932 | 1.3077 | 48469.0987 | 1.1224 | 4.3774 | 4.7208 | 4.0127 | 0.031882 | 0.11287 | 0.015497 | 342.3261 | 1082.2094 | 0.029199 | 1336.061 | 0.0066736 | 0.025936 | 0.00091629 | 0.026852 | 681.621 | 1082.2094 | 0.029199 | 1336.061 | 0.0066736 | 0.042806 | 0.00091629 | 0.043722 | 1109.8384 | 1082.2094 | 0.029199 | 1392.8049 | 0.0066736 | 0.0031536 | 0.03922 | 0.0013493 | 0.040569 | 1029.8066 | 1082.2094 | 0.029199 | 1398.2034 | 0.0042 | 0.027142 | 0.00057666 | 0.027719 | 690.2463 | 1082.2094 | 0.029199 | 1292.9623 | 0.0042 | 0.041425 | 0.00057666 | 0.042001 | 1052.7913 | 1082.2094 | 0.029199 | 1362.9841 | 0.0042 | 0.0031536 | 0.03838 | 0.0010097 | 0.03939 | 986.4949
04/02 07:00:00 | 64.04 | 17.8 | 2.372% | 1.3077 | 48469.0987 | 1.1224 | 4.0406 | 4.3577 | 3.9219 | 0.018139 | 0.065701 | 0.0090207 | 350.2022 | 1.3077 | 48469.0987 | 1.1224 | 4.3774 | 4.7208 | 4.0127 | 0.018139 | 0.064215 | 0.0088167 | 342.3349 | 879.1771 | 0.023721 | 1085.4038 | 0.0054216 | 0.02107 | 0.00074438 | 0.021815 | 681.6429 | 879.1771 | 0.023721 | 1085.4038 | 0.0054216 | 0.034775 | 0.00074438 | 0.035519 | 1109.8739 | 879.1771 | 0.023721 | 1131.502 | 0.0054216 | 0.002562 | 0.031862 | 0.0010961 | 0.032958 | 1029.8395 | 879.1771 | 0.023721 | 1135.8877 | 0.0042 | 0.02205 | 0.00057666 | 0.022627 | 690.2689 | 879.1771 | 0.023721 | 1050.3908 | 0.0042 | 0.033653 | 0.00057666 | 0.03423 | 1052.8255 | 879.1771 | 0.023721 | 1107.2759 | 0.0042 | 0.002562 | 0.03118 | 0.00092842 | 0.032108 | 986.527
04/02 08:00:00 | 66.02 | 18.9 | 1.325% | 1.3433 | 49787.9534 | 1.117 | 4.0213 | 4.4109 | 3.9698 | 0.0098614 | 0.036248 | 0.0049768 | 350.2072 | 1.3433 | 49787.9534 | 1.117 | 4.3565 | 4.7785 | 4.0617 | 0.017658 | 0.063439 | 0.0087102 | 342.3436 | 490.9772 | 0.013247 | 606.1447 | 0.0030277 | 0.011767 | 0.0004157 | 0.012182 | 681.655 | 490.9772 | 0.013247 | 606.1447 | 0.0030277 | 0.01942 | 0.0004157 | 0.019836 | 1109.8938 | 490.9772 | 0.013247 | 631.8883 | 0.0030277 | 0.0014307 | 0.017793 | 0.00061214 | 0.018405 | 1029.8579 | 490.9772 | 0.013247 | 634.3375 | 0.0042 | 0.012314 | 0.00057666 | 0.012891 | 690.2818 | 490.9772 | 0.013247 | 586.5917 | 0.0042 | 0.018794 | 0.00057666 | 0.01937 | 1052.8449 | 490.9772 | 0.013247 | 618.3592 | 0.0042 | 0.0014307 | 0.017412 | 0.0007731 | 0.018185 | 986.5452
04/02 09:00:00 | 68 | 20 | 0% | 1.3794 | 51123.983 | 1.1095 | 3.9942 | 4.4638 | 4.0174 | 0 | 0 | 0 | 350.2072 | 1.3794 | 51123.983 | 1.1095 | 4.327 | 4.8357 | 4.1104 | 0 | 0 | 0 | 342.3436 | 0 | 0 | 0 | 0 | 0 | 0 | 0 | 681.655 | 0 | 0 | 0 | 0 | 0 | 0 | 0 | 1109.8938 | 0 | 0 | 0 | 0 | 0 | 0 | 0 | 0 | 1029.8579 | 0 | 0 | 0 | 0.0042 | 0 | 0.00057666 | 0.00057666 | 690.2824 | 0 | 0 | 0 | 0.0042 | 0 | 0.00057666 | 0.00057666 | 1052.8454 | 0 | 0 | 0 | 0.0042 | 0 | 0 | 0.00057666 | 0.00057666 | 986.5458
04/02 10:00:00 | 71.06 | 21.7 | 0% | 1.436 | 53222.538 | 1.0938 | 3.9376 | 4.545 | 4.0905 | 0 | 0 | 0 | 350.2072 | 1.436 | 53222.538 | 1.0938 | 4.2657 | 4.9237 | 4.1852 | 0 | 0 | 0 | 342.3436 | 0 | 0 | 0 | 0 | 0 | 0 | 0 | 681.655 | 0 | 0 | 0 | 0 | 0 | 0 | 0 | 1109.8938 | 0 | 0 | 0 | 0 | 0 | 0 | 0 | 0 | 1029.8579 | 0 | 0 | 0 | 0.0042 | 0 | 0.00057666 | 0.00057666 | 690.283 | 0 | 0 | 0 | 0.0042 | 0 | 0.00057666 | 0.00057666 | 1052.846 | 0 | 0 | 0 | 0.0042 | 0 | 0 | 0.00057666 | 0.00057666 | 986.5464
04/02 11:00:00 | 71.06 | 21.7 | 0% | 1.436 | 53222.538 | 1.0938 | 3.9376 | 4.545 | 4.0905 | 0 | 0 | 0 | 350.2072 | 1.436 | 53222.538 | 1.0938 | 4.2657 | 4.9237 | 4.1852 | 0 | 0 | 0 | 342.3436 | 0 | 0 | 0 | 0 | 0 | 0 | 0 | 681.655 | 0 | 0 | 0 | 0 | 0 | 0 | 0 | 1109.8938 | 0 | 0 | 0 | 0 | 0 | 0 | 0 | 0 | 1029.8579 | 0 | 0 | 0 | 0.0042 | 0 | 0.00057666 | 0.00057666 | 690.2836 | 0 | 0 | 0 | 0.0042 | 0 | 0.00057666 | 0.00057666 | 1052.8466 | 0 | 0 | 0 | 0.0042 | 0 | 0 | 0.00057666 | 0.00057666 | 986.5469
04/02 12:00:00 | 69.98 | 21.1 | 0% | 1.4159 | 52477.1875 | 1.0999 | 3.9595 | 4.5163 | 4.0647 | 0 | 0 | 0 | 350.2072 | 1.4159 | 52477.1875 | 1.0999 | 4.2895 | 4.8927 | 4.1588 | 0 | 0 | 0 | 342.3436 | 0 | 0 | 0 | 0 | 0 | 0 | 0 | 681.655 | 0 | 0 | 0 | 0 | 0 | 0 | 0 | 1109.8938 | 0 | 0 | 0 | 0 | 0 | 0 | 0 | 0 | 1029.8579 | 0 | 0 | 0 | 0.0042 | 0 | 0.00057666 | 0.00057666 | 690.2841 | 0 | 0 | 0 | 0.0042 | 0 | 0.00057666 | 0.00057666 | 1052.8472 | 0 | 0 | 0 | 0.0042 | 0 | 0 | 0.00057666 | 0.00057666 | 986.5475
04/02 13:00:00 | 69.98 | 21.1 | 0% | 1.4159 | 52477.1875 | 1.0999 | 3.9595 | 4.5163 | 4.0647 | 0 | 0 | 0 | 350.2072 | 1.4159 | 52477.1875 | 1.0999 | 4.2895 | 4.8927 | 4.1588 | 0 | 0 | 0 | 342.3436 | 0 | 0 | 0 | 0 | 0 | 0 | 0 | 681.655 | 0 | 0 | 0 | 0 | 0 | 0 | 0 | 1109.8938 | 0 | 0 | 0 | 0 | 0 | 0 | 0 | 0 | 1029.8579 | 0 | 0 | 0 | 0.0042 | 0 | 0.00057666 | 0.00057666 | 690.2847 | 0 | 0 | 0 | 0.0042 | 0 | 0.00057666 | 0.00057666 | 1052.8477 | 0 | 0 | 0 | 0.0042 | 0 | 0 | 0.00057666 | 0.00057666 | 986.5481
04/02 14:00:00 | 69.98 | 21.1 | 0% | 1.4159 | 52477.1875 | 1.0999 | 3.9595 | 4.5163 | 4.0647 | 0 | 0 | 0 | 350.2072 | 1.4159 | 52477.1875 | 1.0999 | 4.2895 | 4.8927 | 4.1588 | 0 | 0 | 0 | 342.3436 | 0 | 0 | 0 | 0 | 0 | 0 | 0 | 681.655 | 0 | 0 | 0 | 0 | 0 | 0 | 0 | 1109.8938 | 0 | 0 | 0 | 0 | 0 | 0 | 0 | 0 | 1029.8579 | 0 | 0 | 0 | 0.0042 | 0 | 0.00057666 | 0.00057666 | 690.2853 | 0 | 0 | 0 | 0.0042 | 0 | 0.00057666 | 0.00057666 | 1052.8483 | 0 | 0 | 0 | 0.0042 | 0 | 0 | 0.00057666 | 0.00057666 | 986.5487
04/02 15:00:00 | 69.08 | 20.6 | 0% | 1.3992 | 51859.9654 | 1.1045 | 3.9762 | 4.4925 | 4.0432 | 0 | 0 | 0 | 350.2072 | 1.3992 | 51859.9654 | 1.1045 | 4.3075 | 4.8668 | 4.1368 | 0 | 0 | 0 | 342.3436 | 0 | 0 | 0 | 0 | 0 | 0 | 0 | 681.655 | 0 | 0 | 0 | 0 | 0 | 0 | 0 | 1109.8938 | 0 | 0 | 0 | 0 | 0 | 0 | 0 | 0 | 1029.8579 | 0 | 0 | 0 | 0.0042 | 0 | 0.00057666 | 0.00057666 | 690.2859 | 0 | 0 | 0 | 0.0042 | 0 | 0.00057666 | 0.00057666 | 1052.8489 | 0 | 0 | 0 | 0.0042 | 0 | 0 | 0.00057666 | 0.00057666 | 986.5492
04/02 16:00:00 | 68 | 20 | 0% | 1.3794 | 51123.983 | 1.1095 | 3.9942 | 4.4638 | 4.0174 | 0 | 0 | 0 | 350.2072 | 1.3794 | 51123.983 | 1.1095 | 4.327 | 4.8357 | 4.1104 | 0 | 0 | 0 | 342.3436 | 0 | 0 | 0 | 0 | 0 | 0 | 0 | 681.655 | 0 | 0 | 0 | 0 | 0 | 0 | 0 | 1109.8938 | 0 | 0 | 0 | 0 | 0 | 0 | 0 | 0 | 1029.8579 | 0 | 0 | 0 | 0.0042 | 0 | 0.00057666 | 0.00057666 | 690.2864 | 0 | 0 | 0 | 0.0042 | 0 | 0.00057666 | 0.00057666 | 1052.8495 | 0 | 0 | 0 | 0.0042 | 0 | 0 | 0.00057666 | 0.00057666 | 986.5498
04/02 17:00:00 | 66.92 | 19.4 | 0% | 1.3596 | 50393.1104 | 1.1139 | 4.01 | 4.435 | 3.9915 | 0 | 0 | 0 | 350.2072 | 1.3596 | 50393.1104 | 1.1139 | 4.3441 | 4.8046 | 4.0839 | 0 | 0 | 0 | 342.3436 | 0 | 0 | 0 | 0 | 0 | 0 | 0 | 681.655 | 0 | 0 | 0 | 0 | 0 | 0 | 0 | 1109.8938 | 0 | 0 | 0 | 0 | 0 | 0 | 0 | 0 | 1029.8579 | 0 | 0 | 0 | 0.0042 | 0 | 0.00057666 | 0.00057666 | 690.287 | 0 | 0 | 0 | 0.0042 | 0 | 0.00057666 | 0.00057666 | 1052.85 | 0 | 0 | 0 | 0.0042 | 0 | 0 | 0.00057666 | 0.00057666 | 986.5504
04/02 18:00:00 | 64.94 | 18.3 | 0% | 1.3238 | 49066.449 | 1.1202 | 4.0329 | 4.3819 | 3.9437 | 0 | 0 | 0 | 350.2072 | 1.3238 | 49066.449 | 1.1202 | 4.3689 | 4.7471 | 4.035 | 0 | 0 | 0 | 342.3436 | 0 | 0 | 0 | 0 | 0 | 0 | 0 | 681.655 | 0 | 0 | 0 | 0 | 0 | 0 | 0 | 1109.8938 | 0 | 0 | 0 | 0 | 0 | 0 | 0 | 0 | 1029.8579 | 0 | 0 | 0 | 0.0042 | 0 | 0.00057666 | 0.00057666 | 690.2876 | 0 | 0 | 0 | 0.0042 | 0 | 0.00057666 | 0.00057666 | 1052.8506 | 0 | 0 | 0 | 0.0042 | 0 | 0 | 0.00057666 | 0.00057666 | 986.551
04/02 19:00:00 | 64.94 | 18.3 | 0% | 1.3238 | 49066.449 | 1.1202 | 4.0329 | 4.3819 | 3.9437 | 0 | 0 | 0 | 350.2072 | 1.3238 | 49066.449 | 1.1202 | 4.3689 | 4.7471 | 4.035 | 0 | 0 | 0 | 342.3436 | 0 | 0 | 0 | 0 | 0 | 0 | 0 | 681.655 | 0 | 0 | 0 | 0 | 0 | 0 | 0 | 1109.8938 | 0 | 0 | 0 | 0 | 0 | 0 | 0 | 0 | 1029.8579 | 0 | 0 | 0 | 0.0042 | 0 | 0.00057666 | 0.00057666 | 690.2882 | 0 | 0 | 0 | 0.0042 | 0 | 0.00057666 | 0.00057666 | 1052.8512 | 0 | 0 | 0 | 0.0042 | 0 | 0 | 0.00057666 | 0.00057666 | 986.5516
04/02 20:00:00 | 62.96 | 17.2 | 0% | 1.2885 | 47756.9624 | 1.1244 | 4.0478 | 4.3283 | 3.8955 | 0 | 0 | 0 | 350.2072 | 1.2885 | 47756.9624 | 1.1244 | 4.3851 | 4.689 | 3.9857 | 0 | 0 | 0 | 342.3436 | 0 | 0 | 0 | 0 | 0 | 0 | 0 | 681.655 | 0 | 0 | 0 | 0 | 0 | 0 | 0 | 1109.8938 | 0 | 0 | 0 | 0 | 0 | 0 | 0 | 0 | 1029.8579 | 0 | 0 | 0 | 0.0042 | 0 | 0.00057666 | 0.00057666 | 690.2887 | 0 | 0 | 0 | 0.0042 | 0 | 0.00057666 | 0.00057666 | 1052.8518 | 0 | 0 | 0 | 0.0042 | 0 | 0 | 0.00057666 | 0.00057666 | 986.5521
04/02 21:00:00 | 60.98 | 16.1 | 0% | 1.2536 | 46464.6508 | 1.1263 | 4.0545 | 4.274 | 3.8466 | 0 | 0 | 0 | 350.2072 | 1.2536 | 46464.6508 | 1.1263 | 4.3924 | 4.6301 | 3.9356 | 0 | 0 | 0 | 342.3436 | 0 | 0 | 0 | 0 | 0 | 0 | 0 | 681.655 | 0 | 0 | 0 | 0 | 0 | 0 | 0 | 1109.8938 | 0 | 0 | 0 | 0 | 0 | 0 | 0 | 0 | 1029.8579 | 0 | 0 | 0 | 0.0042 | 0 | 0.00057666 | 0.00057666 | 690.2893 | 0 | 0 | 0 | 0.0042 | 0 | 0.00057666 | 0.00057666 | 1052.8523 | 0 | 0 | 0 | 0.0042 | 0 | 0 | 0.00057666 | 0.00057666 | 986.5527
04/02 22:00:00 | 60.08 | 15.6 | 0% | 1.238 | 45882.914 | 1.1264 | 4.0549 | 4.249 | 3.8241 | 0 | 0 | 0 | 350.2072 | 1.238 | 45882.914 | 1.1264 | 4.3928 | 4.603 | 3.9126 | 0 | 0 | 0 | 342.3436 | 0 | 0 | 0 | 0 | 0 | 0 | 0 | 681.655 | 0 | 0 | 0 | 0 | 0 | 0 | 0 | 1109.8938 | 0 | 0 | 0 | 0 | 0 | 0 | 0 | 0 | 1029.8579 | 0 | 0 | 0 | 0.0042 | 0 | 0.00057666 | 0.00057666 | 690.2899 | 0 | 0 | 0 | 0.0042 | 0 | 0.00057666 | 0.00057666 | 1052.8529 | 0 | 0 | 0 | 0.0042 | 0 | 0 | 0.00057666 | 0.00057666 | 986.5533
04/02 23:00:00 | 57.02 | 13.9 | 2.753% | 1.1853 | 43931.5522 | 1.1231 | 4.0433 | 4.1622 | 3.746 | 0.023227 | 0.079836 | 0.010962 | 350.2181 | 1.1853 | 43931.5522 | 1.1231 | 4.3802 | 4.5091 | 3.8327 | 0.023227 | 0.07803 | 0.010714 | 342.3543 | 1020.4155 | 0.027532 | 1259.7722 | 0.0062926 | 0.024455 | 0.00086397 | 0.025319 | 681.6804 | 1020.4155 | 0.027532 | 1259.7722 | 0.0062926 | 0.040361 | 0.00086397 | 0.041225 | 1109.935 | 1020.4155 | 0.027532 | 1313.276 | 0.0062926 | 0.0029736 | 0.03698 | 0.0012722 | 0.038253 | 1029.8962 | 1020.4155 | 0.027532 | 1318.3662 | 0.0042 | 0.025593 | 0.00057666 | 0.026169 | 690.3161 | 1020.4155 | 0.027532 | 1219.1344 | 0.0042 | 0.039059 | 0.00057666 | 0.039636 | 1052.8926 | 1020.4155 | 0.027532 | 1285.158 | 0.0042 | 0.0029736 | 0.036189 | 0.00098493 | 0.037173 | 986.5905
04/02 24:00:00 | 57.02 | 13.9 | 8.825% | 1.1853 | 43931.5522 | 1.1231 | 4.0433 | 4.1622 | 3.746 | 0.074454 | 0.25591 | 0.035136 | 350.2533 | 1.1853 | 43931.5522 | 1.1231 | 4.3802 | 4.5091 | 3.8327 | 0.023227 | 0.07803 | 0.010714 | 342.365 | 3270.8694 | 0.08825 | 4038.1104 | 0.02017 | 0.078389 | 0.0027694 | 0.081159 | 681.7615 | 3270.8694 | 0.08825 | 4038.1104 | 0.02017 | 0.12938 | 0.0027694 | 0.13215 | 1110.0671 | 3270.8694 | 0.08825 | 4209.6132 | 0.02017 | 0.0095315 | 0.11854 | 0.0040781 | 0.12262 | 1030.0188 | 3270.8694 | 0.08825 | 4225.9295 | 0.0042 | 0.082035 | 0.00057666 | 0.082612 | 690.3987 | 3270.8694 | 0.08825 | 3907.8488 | 0.0042 | 0.1252 | 0.00057666 | 0.12578 | 1053.0183 | 3270.8694 | 0.08825 | 4119.4829 | 0.0042 | 0.0095315 | 0.116 | 0.0018853 | 0.11789 | 986.7083
04/03 01:00:00 | 57.02 | 13.9 | 13.98% | 1.1853 | 43931.5522 | 1.1231 | 4.0433 | 4.1622 | 3.746 | 0.11792 | 0.40532 | 0.05565 | 350.3089 | 1.1853 | 43931.5522 | 1.1231 | 4.3802 | 4.5091 | 3.8327 | 0.11792 | 0.39615 | 0.054391 | 342.4194 | 5180.5238 | 0.13977 | 6395.7084 | 0.031947 | 0.12416 | 0.0043863 | 0.12854 | 681.8901 | 5180.5238 | 0.13977 | 6395.7084 | 0.031947 | 0.20491 | 0.0043863 | 0.2093 | 1110.2764 | 5180.5238 | 0.13977 | 6667.3408 | 0.031947 | 0.015096 | 0.18774 | 0.006459 | 0.1942 | 1030.213 | 5180.5238 | 0.13977 | 6693.1832 | 0.0042 | 0.12993 | 0.00057666 | 0.13051 | 690.5292 | 5180.5238 | 0.13977 | 6189.3952 | 0.0042 | 0.1983 | 0.00057666 | 0.19888 | 1053.2172 | 5180.5238 | 0.13977 | 6524.5891 | 0.0042 | 0.015096 | 0.18372 | 0.0026494 | 0.18637 | 986.8947
04/03 02:00:00 | 55.94 | 13.3 | 18.62% | 1.167 | 43252.6302 | 1.1207 | 4.0346 | 4.1309 | 3.7178 | 0.15955 | 0.544 | 0.074692 | 350.3836 | 1.167 | 43252.6302 | 1.1207 | 4.3708 | 4.4751 | 3.8039 | 0.11977 | 0.39915 | 0.054804 | 342.4742 | 6900.757 | 0.18619 | 8519.4531 | 0.042555 | 0.16538 | 0.0058428 | 0.17123 | 682.0613 | 6900.757 | 0.18619 | 8519.4531 | 0.042555 | 0.27295 | 0.0058428 | 0.27879 | 1110.5552 | 6900.757 | 0.18619 | 8881.2831 | 0.042555 | 0.020109 | 0.25009 | 0.0086038 | 0.25869 | 1030.4717 | 6900.757 | 0.18619 | 8915.7067 | 0.0042 | 0.17307 | 0.00057666 | 0.17365 | 690.7028 | 6900.757 | 0.18619 | 8244.632 | 0.0042 | 0.26415 | 0.00057666 | 0.26472 | 1053.4819 | 6900.757 | 0.18619 | 8691.1297 | 0.0042 | 0.020109 | 0.24473 | 0.0033377 | 0.24807 | 987.1428
04/03 03:00:00 | 53.96 | 12.2 | 21.4% | 1.1338 | 42021.2114 | 1.1146 | 4.0124 | 4.0724 | 3.6652 | 0.18872 | 0.63413 | 0.087067 | 350.4707 | 1.1338 | 42021.2114 | 1.1146 | 4.3467 | 4.4118 | 3.75 | 0.18872 | 0.61979 | 0.085097 | 342.5593 | 7930.1923 | 0.21396 | 9790.3609 | 0.048903 | 0.19005 | 0.0067144 | 0.19677 | 682.2581 | 7930.1923 | 0.21396 | 9790.3609 | 0.048903 | 0.31367 | 0.0067144 | 0.32038 | 1110.8756 | 7930.1923 | 0.21396 | 10206.1677 | 0.048903 | 0.023109 | 0.28739 | 0.0098872 | 0.29728 | 1030.769 | 7930.1923 | 0.21396 | 10245.7265 | 0.0042 | 0.19889 | 0.00057666 | 0.19947 | 690.9023 | 7930.1923 | 0.21396 | 9474.5428 | 0.0042 | 0.30355 | 0.00057666 | 0.30413 | 1053.7861 | 7930.1923 | 0.21396 | 9987.6477 | 0.0042 | 0.023109 | 0.28124 | 0.0037495 | 0.28499 | 987.4278
04/03 04:00:00 | 50 | 10 | 25.77% | 1.0687 | 39609.8985 | 1.0959 | 3.9451 | 3.9508 | 3.5557 | 0.24115 | 0.78733 | 0.1081 | 350.5788 | 1.0687 | 39609.8985 | 1.0959 | 4.2739 | 4.28 | 3.638 | 0.20021 | 0.63887 | 0.087716 | 342.647 | 9551.9599 | 0.25772 | 11792.5431 | 0.058904 | 0.22892 | 0.0080875 | 0.23701 | 682.4951 | 9551.9599 | 0.25772 | 11792.5431 | 0.058904 | 0.37782 | 0.0080875 | 0.3859 | 1111.2615 | 9551.9599 | 0.25772 | 12293.3847 | 0.058904 | 0.027835 | 0.34617 | 0.011909 | 0.35808 | 1031.1271 | 9551.9599 | 0.25772 | 12341.0335 | 0.0042 | 0.23957 | 0.00057666 | 0.24014 | 691.1425 | 9551.9599 | 0.25772 | 11412.1385 | 0.0042 | 0.36563 | 0.00057666 | 0.36621 | 1054.1523 | 9551.9599 | 0.25772 | 12030.1762 | 0.0042 | 0.027835 | 0.33876 | 0.0043984 | 0.34315 | 987.7709
04/03 05:00:00 | 51.08 | 10.6 | 28.32% | 1.0863 | 40260.7161 | 1.1018 | 3.9664 | 3.9846 | 3.5861 | 0.26071 | 0.85783 | 0.11778 | 350.6965 | 1.0863 | 40260.7161 | 1.1018 | 4.2969 | 4.3166 | 3.6692 | 0.26071 | 0.83842 | 0.11512 | 342.7622 | 10496.3582 | 0.2832 | 12958.4669 | 0.064728 | 0.25155 | 0.0088871 | 0.26044 | 682.7555 | 10496.3582 | 0.2832 | 12958.4669 | 0.064728 | 0.41517 | 0.0088871 | 0.42406 | 1111.6856 | 10496.3582 | 0.2832 | 13508.8265 | 0.064728 | 0.030587 | 0.38039 | 0.013087 | 0.39348 | 1031.5205 | 10496.3582 | 0.2832 | 13561.1863 | 0.0042 | 0.26325 | 0.00057666 | 0.26383 | 691.4063 | 10496.3582 | 0.2832 | 12540.4518 | 0.0042 | 0.40178 | 0.00057666 | 0.40236 | 1054.5546 | 10496.3582 | 0.2832 | 13219.5947 | 0.0042 | 0.030587 | 0.37225 | 0.0047763 | 0.37702 | 988.148
04/03 06:00:00 | 50 | 10 | 28.46% | 1.0687 | 39609.8985 | 1.0959 | 3.9451 | 3.9508 | 3.5557 | 0.26634 | 0.86958 | 0.11939 | 350.8159 | 1.0687 | 39609.8985 | 1.0959 | 4.2739 | 4.28 | 3.638 | 0.26499 | 0.8456 | 0.1161 | 342.8783 | 10549.8505 | 0.28464 | 13024.5067 | 0.065057 | 0.25284 | 0.0089324 | 0.26177 | 683.0173 | 10549.8505 | 0.28464 | 13024.5067 | 0.065057 | 0.41729 | 0.0089324 | 0.42622 | 1112.1118 | 10549.8505 | 0.28464 | 13577.6711 | 0.065057 | 0.030743 | 0.38233 | 0.013153 | 0.39548 | 1031.916 | 10549.8505 | 0.28464 | 13630.2977 | 0.0042 | 0.2646 | 0.00057666 | 0.26517 | 691.6715 | 10549.8505 | 0.28464 | 12604.3614 | 0.0042 | 0.40383 | 0.00057666 | 0.4044 | 1054.959 | 10549.8505 | 0.28464 | 13286.9653 | 0.0042 | 0.030743 | 0.37415 | 0.0047977 | 0.37894 | 988.5269
04/03 07:00:00 | 50 | 10 | 26.06% | 1.0687 | 39609.8985 | 1.0959 | 3.9451 | 3.9508 | 3.5557 | 0.24383 | 0.79609 | 0.1093 | 350.9252 | 1.0687 | 39609.8985 | 1.0959 | 4.2739 | 4.28 | 3.638 | 0.24383 | 0.77808 | 0.10683 | 342.9851 | 9658.2004 | 0.26059 | 11923.7042 | 0.059559 | 0.23147 | 0.0081774 | 0.23964 | 683.2569 | 9658.2004 | 0.26059 | 11923.7042 | 0.059559 | 0.38202 | 0.0081774 | 0.3902 | 1112.502 | 9658.2004 | 0.26059 | 12430.1163 | 0.059559 | 0.028145 | 0.35002 | 0.012042 | 0.36206 | 1032.2781 | 9658.2004 | 0.26059 | 12478.295 | 0.0042 | 0.24223 | 0.00057666 | 0.24281 | 691.9143 | 9658.2004 | 0.26059 | 11539.0685 | 0.0042 | 0.3697 | 0.00057666 | 0.37027 | 1055.3293 | 9658.2004 | 0.26059 | 12163.9803 | 0.0042 | 0.028145 | 0.34252 | 0.0044409 | 0.34696 | 988.8739
04/03 08:00:00 | 55.04 | 12.8 | 19.54% | 1.1518 | 42690.7653 | 1.1182 | 4.0255 | 4.1045 | 3.694 | 0.16964 | 0.57457 | 0.078889 | 351.0041 | 1.1518 | 42690.7653 | 1.1182 | 4.3609 | 4.4465 | 3.7795 | 0.22624 | 0.74894 | 0.10283 | 343.0879 | 7241.9143 | 0.19539 | 8940.6349 | 0.044658 | 0.17356 | 0.0061316 | 0.17969 | 683.4366 | 7241.9143 | 0.19539 | 8940.6349 | 0.044658 | 0.28645 | 0.0061316 | 0.29258 | 1112.7946 | 7241.9143 | 0.19539 | 9320.353 | 0.044658 | 0.021103 | 0.26245 | 0.0090291 | 0.27148 | 1032.5496 | 7241.9143 | 0.19539 | 9356.4784 | 0.0042 | 0.18163 | 0.00057666 | 0.18221 | 692.0965 | 7241.9143 | 0.19539 | 8652.2274 | 0.0042 | 0.27721 | 0.00057666 | 0.27778 | 1055.6071 | 7241.9143 | 0.19539 | 9120.7989 | 0.0042 | 0.021103 | 0.25683 | 0.0034742 | 0.26031 | 989.1342
04/03 09:00:00 | 57.92 | 14.4 | 8.545% | 1.2007 | 44501.2239 | 1.1247 | 4.0487 | 4.188 | 3.7692 | 0.071168 | 0.24626 | 0.033812 | 351.0379 | 1.2007 | 44501.2239 | 1.1247 | 4.3861 | 4.537 | 3.8565 | 0.071168 | 0.24069 | 0.033047 | 343.121 | 3167.0557 | 0.085449 | 3909.9453 | 0.01953 | 0.075901 | 0.0026815 | 0.078583 | 683.5152 | 3167.0557 | 0.085449 | 3909.9453 | 0.01953 | 0.12527 | 0.0026815 | 0.12795 | 1112.9225 | 3167.0557 | 0.085449 | 4076.0048 | 0.01953 | 0.009229 | 0.11478 | 0.0039486 | 0.11872 | 1032.6683 | 3167.0557 | 0.085449 | 4091.8033 | 0.0042 | 0.079431 | 0.00057666 | 0.080008 | 692.1765 | 3167.0557 | 0.085449 | 3783.8181 | 0.0042 | 0.12123 | 0.00057666 | 0.12181 | 1055.7289 | 3167.0557 | 0.085449 | 3988.7352 | 0.0042 | 0.009229 | 0.11232 | 0.0018438 | 0.11416 | 989.2483
04/03 10:00:00 | 60.08 | 15.6 | 0% | 1.238 | 45882.914 | 1.1264 | 4.0549 | 4.249 | 3.8241 | 0 | 0 | 0 | 351.0379 | 1.238 | 45882.914 | 1.1264 | 4.3928 | 4.603 | 3.9126 | 0.069025 | 0.23724 | 0.032573 | 343.1535 | 0 | 0 | 0 | 0 | 0 | 0 | 0 | 683.5152 | 0 | 0 | 0 | 0 | 0 | 0 | 0 | 1112.9225 | 0 | 0 | 0 | 0 | 0 | 0 | 0 | 0 | 1032.6683 | 0 | 0 | 0 | 0.0042 | 0 | 0.00057666 | 0.00057666 | 692.1771 | 0 | 0 | 0 | 0.0042 | 0 | 0.00057666 | 0.00057666 | 1055.7295 | 0 | 0 | 0 | 0.0042 | 0 | 0 | 0.00057666 | 0.00057666 | 989.2489
04/03 11:00:00 | 60.08 | 15.6 | 0% | 1.238 | 45882.914 | 1.1264 | 4.0549 | 4.249 | 3.8241 | 0 | 0 | 0 | 351.0379 | 1.238 | 45882.914 | 1.1264 | 4.3928 | 4.603 | 3.9126 | 0 | 0 | 0 | 343.1535 | 0 | 0 | 0 | 0 | 0 | 0 | 0 | 683.5152 | 0 | 0 | 0 | 0 | 0 | 0 | 0 | 1112.9225 | 0 | 0 | 0 | 0 | 0 | 0 | 0 | 0 | 1032.6683 | 0 | 0 | 0 | 0.0042 | 0 | 0.00057666 | 0.00057666 | 692.1776 | 0 | 0 | 0 | 0.0042 | 0 | 0.00057666 | 0.00057666 | 1055.73 | 0 | 0 | 0 | 0.0042 | 0 | 0 | 0.00057666 | 0.00057666 | 989.2495
04/03 12:00:00 | 60.98 | 16.1 | 0% | 1.2536 | 46464.6508 | 1.1263 | 4.0545 | 4.274 | 3.8466 | 0 | 0 | 0 | 351.0379 | 1.2536 | 46464.6508 | 1.1263 | 4.3924 | 4.6301 | 3.9356 | 0 | 0 | 0 | 343.1535 | 0 | 0 | 0 | 0 | 0 | 0 | 0 | 683.5152 | 0 | 0 | 0 | 0 | 0 | 0 | 0 | 1112.9225 | 0 | 0 | 0 | 0 | 0 | 0 | 0 | 0 | 1032.6683 | 0 | 0 | 0 | 0.0042 | 0 | 0.00057666 | 0.00057666 | 692.1782 | 0 | 0 | 0 | 0.0042 | 0 | 0.00057666 | 0.00057666 | 1055.7306 | 0 | 0 | 0 | 0.0042 | 0 | 0 | 0.00057666 | 0.00057666 | 989.2501
04/03 13:00:00 | 60.98 | 16.1 | 0% | 1.2536 | 46464.6508 | 1.1263 | 4.0545 | 4.274 | 3.8466 | 0 | 0 | 0 | 351.0379 | 1.2536 | 46464.6508 | 1.1263 | 4.3924 | 4.6301 | 3.9356 | 0 | 0 | 0 | 343.1535 | 0 | 0 | 0 | 0 | 0 | 0 | 0 | 683.5152 | 0 | 0 | 0 | 0 | 0 | 0 | 0 | 1112.9225 | 0 | 0 | 0 | 0 | 0 | 0 | 0 | 0 | 1032.6683 | 0 | 0 | 0 | 0.0042 | 0 | 0.00057666 | 0.00057666 | 692.1788 | 0 | 0 | 0 | 0.0042 | 0 | 0.00057666 | 0.00057666 | 1055.7312 | 0 | 0 | 0 | 0.0042 | 0 | 0 | 0.00057666 | 0.00057666 | 989.2506
04/03 14:00:00 | 62.06 | 16.7 | 0% | 1.2726 | 47167.4189 | 1.1255 | 4.0519 | 4.3037 | 3.8734 | 0 | 0 | 0 | 351.0379 | 1.2726 | 47167.4189 | 1.1255 | 4.3895 | 4.6624 | 3.963 | 0 | 0 | 0 | 343.1535 | 0 | 0 | 0 | 0 | 0 | 0 | 0 | 683.5152 | 0 | 0 | 0 | 0 | 0 | 0 | 0 | 1112.9225 | 0 | 0 | 0 | 0 | 0 | 0 | 0 | 0 | 1032.6683 | 0 | 0 | 0 | 0.0042 | 0 | 0.00057666 | 0.00057666 | 692.1794 | 0 | 0 | 0 | 0.0042 | 0 | 0.00057666 | 0.00057666 | 1055.7318 | 0 | 0 | 0 | 0.0042 | 0 | 0 | 0.00057666 | 0.00057666 | 989.2512
04/03 15:00:00 | 62.96 | 17.2 | 0% | 1.2885 | 47756.9624 | 1.1244 | 4.0478 | 4.3283 | 3.8955 | 0 | 0 | 0 | 351.0379 | 1.2885 | 47756.9624 | 1.1244 | 4.3851 | 4.689 | 3.9857 | 0 | 0 | 0 | 343.1535 | 0 | 0 | 0 | 0 | 0 | 0 | 0 | 683.5152 | 0 | 0 | 0 | 0 | 0 | 0 | 0 | 1112.9225 | 0 | 0 | 0 | 0 | 0 | 0 | 0 | 0 | 1032.6683 | 0 | 0 | 0 | 0.0042 | 0 | 0.00057666 | 0.00057666 | 692.1799 | 0 | 0 | 0 | 0.0042 | 0 | 0.00057666 | 0.00057666 | 1055.7324 | 0 | 0 | 0 | 0.0042 | 0 | 0 | 0.00057666 | 0.00057666 | 989.2518
04/03 16:00:00 | 62.96 | 17.2 | 0% | 1.2885 | 47756.9624 | 1.1244 | 4.0478 | 4.3283 | 3.8955 | 0 | 0 | 0 | 351.0379 | 1.2885 | 47756.9624 | 1.1244 | 4.3851 | 4.689 | 3.9857 | 0 | 0 | 0 | 343.1535 | 0 | 0 | 0 | 0 | 0 | 0 | 0 | 683.5152 | 0 | 0 | 0 | 0 | 0 | 0 | 0 | 1112.9225 | 0 | 0 | 0 | 0 | 0 | 0 | 0 | 0 | 1032.6683 | 0 | 0 | 0 | 0.0042 | 0 | 0.00057666 | 0.00057666 | 692.1805 | 0 | 0 | 0 | 0.0042 | 0 | 0.00057666 | 0.00057666 | 1055.7329 | 0 | 0 | 0 | 0.0042 | 0 | 0 | 0.00057666 | 0.00057666 | 989.2524
04/03 17:00:00 | 62.06 | 16.7 | 0% | 1.2726 | 47167.4189 | 1.1255 | 4.0519 | 4.3037 | 3.8734 | 0 | 0 | 0 | 351.0379 | 1.2726 | 47167.4189 | 1.1255 | 4.3895 | 4.6624 | 3.963 | 0 | 0 | 0 | 343.1535 | 0 | 0 | 0 | 0 | 0 | 0 | 0 | 683.5152 | 0 | 0 | 0 | 0 | 0 | 0 | 0 | 1112.9225 | 0 | 0 | 0 | 0 | 0 | 0 | 0 | 0 | 1032.6683 | 0 | 0 | 0 | 0.0042 | 0 | 0.00057666 | 0.00057666 | 692.1811 | 0 | 0 | 0 | 0.0042 | 0 | 0.00057666 | 0.00057666 | 1055.7335 | 0 | 0 | 0 | 0.0042 | 0 | 0 | 0.00057666 | 0.00057666 | 989.2529
04/03 18:00:00 | 59 | 15 | 0% | 1.2192 | 45189.514 | 1.1258 | 4.053 | 4.2187 | 3.7968 | 0 | 0 | 0 | 351.0379 | 1.2192 | 45189.514 | 1.1258 | 4.3908 | 4.5702 | 3.8847 | 0 | 0 | 0 | 343.1535 | 0 | 0 | 0 | 0 | 0 | 0 | 0 | 683.5152 | 0 | 0 | 0 | 0 | 0 | 0 | 0 | 1112.9225 | 0 | 0 | 0 | 0 | 0 | 0 | 0 | 0 | 1032.6683 | 0 | 0 | 0 | 0.0042 | 0 | 0.00057666 | 0.00057666 | 692.1817 | 0 | 0 | 0 | 0.0042 | 0 | 0.00057666 | 0.00057666 | 1055.7341 | 0 | 0 | 0 | 0.0042 | 0 | 0 | 0.00057666 | 0.00057666 | 989.2535
04/03 19:00:00 | 59 | 15 | 0% | 1.2192 | 45189.514 | 1.1258 | 4.053 | 4.2187 | 3.7968 | 0 | 0 | 0 | 351.0379 | 1.2192 | 45189.514 | 1.1258 | 4.3908 | 4.5702 | 3.8847 | 0 | 0 | 0 | 343.1535 | 0 | 0 | 0 | 0 | 0 | 0 | 0 | 683.5152 | 0 | 0 | 0 | 0 | 0 | 0 | 0 | 1112.9225 | 0 | 0 | 0 | 0 | 0 | 0 | 0 | 0 | 1032.6683 | 0 | 0 | 0 | 0.0042 | 0 | 0.00057666 | 0.00057666 | 692.1823 | 0 | 0 | 0 | 0.0042 | 0 | 0.00057666 | 0.00057666 | 1055.7347 | 0 | 0 | 0 | 0.0042 | 0 | 0 | 0.00057666 | 0.00057666 | 989.2541
04/03 20:00:00 | 55.94 | 13.3 | 0% | 1.167 | 43252.6302 | 1.1207 | 4.0346 | 4.1309 | 3.7178 | 0 | 0 | 0 | 351.0379 | 1.167 | 43252.6302 | 1.1207 | 4.3708 | 4.4751 | 3.8039 | 0 | 0 | 0 | 343.1535 | 0 | 0 | 0 | 0 | 0 | 0 | 0 | 683.5152 | 0 | 0 | 0 | 0 | 0 | 0 | 0 | 1112.9225 | 0 | 0 | 0 | 0 | 0 | 0 | 0 | 0 | 1032.6683 | 0 | 0 | 0 | 0.0042 | 0 | 0.00057666 | 0.00057666 | 692.1828 | 0 | 0 | 0 | 0.0042 | 0 | 0.00057666 | 0.00057666 | 1055.7352 | 0 | 0 | 0 | 0.0042 | 0 | 0 | 0.00057666 | 0.00057666 | 989.2547
04/03 21:00:00 | 55.04 | 12.8 | 1.312% | 1.1518 | 42690.7653 | 1.1182 | 4.0255 | 4.1045 | 3.694 | 0.011393 | 0.03859 | 0.0052985 | 351.0432 | 1.1518 | 42690.7653 | 1.1182 | 4.3609 | 4.4465 | 3.7795 | 0.011393 | 0.037717 | 0.0051786 | 343.1587 | 486.3961 | 0.013123 | 600.489 | 0.0029994 | 0.011657 | 0.00041182 | 0.012069 | 683.5273 | 486.3961 | 0.013123 | 600.489 | 0.0029994 | 0.019239 | 0.00041182 | 0.019651 | 1112.9422 | 486.3961 | 0.013123 | 625.9924 | 0.0029994 | 0.0014174 | 0.017627 | 0.00060643 | 0.018234 | 1032.6865 | 486.3961 | 0.013123 | 628.4187 | 0.0042 | 0.012199 | 0.00057666 | 0.012776 | 692.1956 | 486.3961 | 0.013123 | 581.1184 | 0.0042 | 0.018618 | 0.00057666 | 0.019195 | 1055.7544 | 486.3961 | 0.013123 | 612.5895 | 0.0042 | 0.0014174 | 0.01725 | 0.00077127 | 0.018021 | 989.2727
04/03 22:00:00 | 53.96 | 12.2 | 8.578% | 1.1338 | 42021.2114 | 1.1146 | 4.0124 | 4.0724 | 3.6652 | 0.075658 | 0.25423 | 0.034906 | 351.0781 | 1.1338 | 42021.2114 | 1.1146 | 4.3467 | 4.4118 | 3.75 | 0.011575 | 0.038015 | 0.0052194 | 343.1639 | 3179.2587 | 0.085779 | 3925.0107 | 0.019605 | 0.076194 | 0.0026918 | 0.078885 | 683.6061 | 3179.2587 | 0.085779 | 3925.0107 | 0.019605 | 0.12575 | 0.0026918 | 0.12844 | 1113.0706 | 3179.2587 | 0.085779 | 4091.71 | 0.019605 | 0.0092646 | 0.11522 | 0.0039638 | 0.11918 | 1032.8057 | 3179.2587 | 0.085779 | 4107.5694 | 0.0042 | 0.079737 | 0.00057666 | 0.080314 | 692.2759 | 3179.2587 | 0.085779 | 3798.3975 | 0.0042 | 0.1217 | 0.00057666 | 0.12227 | 1055.8767 | 3179.2587 | 0.085779 | 4004.1042 | 0.0042 | 0.0092646 | 0.11275 | 0.0018487 | 0.1146 | 989.3873
04/03 23:00:00 | 53.96 | 12.2 | 13.44% | 1.1338 | 42021.2114 | 1.1146 | 4.0124 | 4.0724 | 3.6652 | 0.11857 | 0.39844 | 0.054705 | 351.1329 | 1.1338 | 42021.2114 | 1.1146 | 4.3467 | 4.4118 | 3.75 | 0.11857 | 0.38942 | 0.053468 | 343.2174 | 4982.6561 | 0.13444 | 6151.4273 | 0.030726 | 0.11941 | 0.0042187 | 0.12363 | 683.7298 | 4982.6561 | 0.13444 | 6151.4273 | 0.030726 | 0.19708 | 0.0042187 | 0.2013 | 1113.2719 | 4982.6561 | 0.13444 | 6412.6848 | 0.030726 | 0.01452 | 0.18057 | 0.0062123 | 0.18679 | 1032.9925 | 4982.6561 | 0.13444 | 6437.5402 | 0.0042 | 0.12497 | 0.00057666 | 0.12554 | 692.4015 | 4982.6561 | 0.13444 | 5952.9942 | 0.0042 | 0.19073 | 0.00057666 | 0.1913 | 1056.068 | 4982.6561 | 0.13444 | 6275.3855 | 0.0042 | 0.01452 | 0.17671 | 0.0025702 | 0.17928 | 989.5666
04/03 24:00:00 | 51.98 | 11.1 | 21.65% | 1.101 | 40806.9675 | 1.1062 | 3.9825 | 4.0124 | 3.6112 | 0.19664 | 0.65126 | 0.089419 | 351.2223 | 1.101 | 40806.9675 | 1.1062 | 4.3143 | 4.3468 | 3.6948 | 0.1221 | 0.39525 | 0.054267 | 343.2717 | 8024.4133 | 0.2165 | 9906.6831 | 0.049484 | 0.19231 | 0.0067941 | 0.19911 | 683.9289 | 8024.4133 | 0.2165 | 9906.6831 | 0.049484 | 0.3174 | 0.0067941 | 0.32419 | 1113.5961 | 8024.4133 | 0.2165 | 10327.4303 | 0.049484 | 0.023384 | 0.29081 | 0.010005 | 0.30081 | 1033.2933 | 8024.4133 | 0.2165 | 10367.4591 | 0.0042 | 0.20126 | 0.00057666 | 0.20183 | 692.6033 | 8024.4133 | 0.2165 | 9587.1127 | 0.0042 | 0.30716 | 0.00057666 | 0.30773 | 1056.3757 | 8024.4133 | 0.2165 | 10106.314 | 0.0042 | 0.023384 | 0.28458 | 0.0037872 | 0.28837 | 989.8549
04/04 01:00:00 | 51.98 | 11.1 | 28.77% | 1.101 | 40806.9675 | 1.1062 | 3.9825 | 4.0124 | 3.6112 | 0.26133 | 0.8655 | 0.11883 | 351.3411 | 1.101 | 40806.9675 | 1.1062 | 4.3143 | 4.3468 | 3.6948 | 0.26133 | 0.84592 | 0.11615 | 343.3878 | 10664.1052 | 0.28773 | 13165.5619 | 0.065762 | 0.25557 | 0.0090291 | 0.2646 | 684.1935 | 10664.1052 | 0.28773 | 13165.5619 | 0.065762 | 0.42181 | 0.0090291 | 0.43084 | 1114.027 | 10664.1052 | 0.28773 | 13724.7171 | 0.065762 | 0.031076 | 0.38647 | 0.013296 | 0.39977 | 1033.6931 | 10664.1052 | 0.28773 | 13777.9137 | 0.0042 | 0.26746 | 0.00057666 | 0.26804 | 692.8713 | 10664.1052 | 0.28773 | 12740.8664 | 0.0042 | 0.4082 | 0.00057666 | 0.40878 | 1056.7845 | 10664.1052 | 0.28773 | 13430.8629 | 0.0042 | 0.031076 | 0.3782 | 0.0048434 | 0.38304 | 990.238
04/04 02:00:00 | 48.92 | 9.4 | 33.95% | 1.0513 | 38964.1908 | 1.0894 | 3.9218 | 3.9165 | 3.5248 | 0.32296 | 1.0463 | 0.14366 | 351.4848 | 1.0513 | 38964.1908 | 1.0894 | 4.2486 | 4.2428 | 3.6064 | 0.27369 | 0.86665 | 0.11899 | 343.5068 | 12583.9929 | 0.33953 | 15535.7937 | 0.077601 | 0.30159 | 0.010655 | 0.31224 | 684.5057 | 12583.9929 | 0.33953 | 15535.7937 | 0.077601 | 0.49775 | 0.010655 | 0.5084 | 1114.5354 | 12583.9929 | 0.33953 | 16195.6151 | 0.077601 | 0.036671 | 0.45605 | 0.01569 | 0.47174 | 1034.1648 | 12583.9929 | 0.33953 | 16258.3888 | 0.0042 | 0.31561 | 0.00057666 | 0.31619 | 693.1875 | 12583.9929 | 0.33953 | 15034.6391 | 0.0042 | 0.48169 | 0.00057666 | 0.48227 | 1057.2668 | 12583.9929 | 0.33953 | 15848.8576 | 0.0042 | 0.036671 | 0.44629 | 0.0056115 | 0.4519 | 990.6899
04/04 03:00:00 | 50 | 10 | 38.38% | 1.0687 | 39609.8985 | 1.0959 | 3.9451 | 3.9508 | 3.5557 | 0.35913 | 1.1725 | 0.16099 | 351.6458 | 1.0687 | 39609.8985 | 1.0959 | 4.2739 | 4.28 | 3.638 | 0.35913 | 1.146 | 0.15734 | 343.6641 | 14224.9744 | 0.3838 | 17561.6968 | 0.087721 | 0.34091 | 0.012044 | 0.35296 | 684.8587 | 14224.9744 | 0.3838 | 17561.6968 | 0.087721 | 0.56265 | 0.012044 | 0.5747 | 1115.1101 | 14224.9744 | 0.3838 | 18307.5604 | 0.087721 | 0.041452 | 0.51552 | 0.017735 | 0.53326 | 1034.6981 | 14224.9744 | 0.3838 | 18378.5199 | 0.0042 | 0.35677 | 0.00057666 | 0.35735 | 693.5449 | 14224.9744 | 0.3838 | 16995.1905 | 0.0042 | 0.5445 | 0.00057666 | 0.54508 | 1057.8119 | 14224.9744 | 0.3838 | 17915.5849 | 0.0042 | 0.041452 | 0.50448 | 0.0062681 | 0.51075 | 991.2006
04/04 04:00:00 | 48.02 | 8.9 | 42.99% | 1.0369 | 38430.0045 | 1.0836 | 3.9008 | 3.8874 | 3.4987 | 0.41464 | 1.3348 | 0.18327 | 351.829 | 1.0369 | 38430.0045 | 1.0836 | 4.2259 | 4.2114 | 3.5797 | 0.37015 | 1.1647 | 0.15991 | 343.8241 | 15934.7794 | 0.42993 | 19672.5672 | 0.098264 | 0.38189 | 0.013492 | 0.39538 | 685.2541 | 15934.7794 | 0.42993 | 19672.5672 | 0.098264 | 0.63028 | 0.013492 | 0.64377 | 1115.7538 | 15934.7794 | 0.42993 | 20508.0816 | 0.098264 | 0.046435 | 0.57748 | 0.019867 | 0.59735 | 1035.2954 | 15934.7794 | 0.42993 | 20587.5703 | 0.0042 | 0.39965 | 0.00057666 | 0.40023 | 693.9451 | 15934.7794 | 0.42993 | 19037.9682 | 0.0042 | 0.60995 | 0.00057666 | 0.61053 | 1058.4224 | 15934.7794 | 0.42993 | 20068.9917 | 0.0042 | 0.046435 | 0.56512 | 0.0069522 | 0.57207 | 991.7727
04/04 05:00:00 | 46.94 | 8.3 | 46.26% | 1.0197 | 37793.6649 | 1.0761 | 3.8739 | 3.8522 | 3.4669 | 0.45371 | 1.4496 | 0.19903 | 352.0281 | 1.0197 | 37793.6649 | 1.0761 | 4.1967 | 4.1732 | 3.5472 | 0.45371 | 1.4168 | 0.19452 | 344.0186 | 17147.1989 | 0.46264 | 21169.3814 | 0.10574 | 0.41095 | 0.014518 | 0.42547 | 685.6795 | 17147.1989 | 0.46264 | 21169.3814 | 0.10574 | 0.67824 | 0.014518 | 0.69276 | 1116.4466 | 17147.1989 | 0.46264 | 22068.4671 | 0.10574 | 0.049968 | 0.62142 | 0.021379 | 0.6428 | 1035.9382 | 17147.1989 | 0.46264 | 22154.0038 | 0.0042 | 0.43006 | 0.00057666 | 0.43064 | 694.3757 | 17147.1989 | 0.46264 | 20486.4981 | 0.0042 | 0.65636 | 0.00057666 | 0.65694 | 1059.0793 | 17147.1989 | 0.46264 | 21595.9684 | 0.0042 | 0.049968 | 0.60812 | 0.0074373 | 0.61555 | 992.3883
04/04 06:00:00 | 46.04 | 7.8 | 49.29% | 1.0055 | 37267.2853 | 1.0695 | 3.8501 | 3.8223 | 3.4401 | 0.49018 | 1.5563 | 0.21368 | 352.2417 | 1.0055 | 37267.2853 | 1.0695 | 4.1709 | 4.1409 | 3.5197 | 0.46011 | 1.4278 | 0.19604 | 344.2146 | 18267.6783 | 0.49288 | 22552.6893 | 0.11265 | 0.4378 | 0.015467 | 0.45327 | 686.1328 | 18267.6783 | 0.49288 | 22552.6893 | 0.11265 | 0.72256 | 0.015467 | 0.73802 | 1117.1846 | 18267.6783 | 0.49288 | 23510.5255 | 0.11265 | 0.053233 | 0.66203 | 0.022776 | 0.68481 | 1036.623 | 18267.6783 | 0.49288 | 23601.6516 | 0.0042 | 0.45816 | 0.00057666 | 0.45874 | 694.8345 | 18267.6783 | 0.49288 | 21825.1832 | 0.0042 | 0.69925 | 0.00057666 | 0.69983 | 1059.7792 | 18267.6783 | 0.49288 | 23007.1515 | 0.0042 | 0.053233 | 0.64785 | 0.0078856 | 0.65574 | 993.044
04/04 07:00:00 | 46.04 | 7.8 | 48.04% | 1.0055 | 37267.2853 | 1.0695 | 3.8501 | 3.8223 | 3.4401 | 0.47782 | 1.5171 | 0.2083 | 352.45 | 1.0055 | 37267.2853 | 1.0695 | 4.1709 | 4.1409 | 3.5197 | 0.47782 | 1.4828 | 0.20358 | 344.4182 | 17807.0419 | 0.48045 | 21984.0023 | 0.10981 | 0.42676 | 0.015077 | 0.44184 | 686.5746 | 17807.0419 | 0.48045 | 21984.0023 | 0.10981 | 0.70434 | 0.015077 | 0.71942 | 1117.904 | 17807.0419 | 0.48045 | 22917.6858 | 0.10981 | 0.051891 | 0.64534 | 0.022202 | 0.66754 | 1037.2906 | 17807.0419 | 0.48045 | 23006.5141 | 0.0042 | 0.44661 | 0.00057666 | 0.44719 | 695.2817 | 17807.0419 | 0.48045 | 21274.841 | 0.0042 | 0.68162 | 0.00057666 | 0.68219 | 1060.4614 | 17807.0419 | 0.48045 | 22427.0049 | 0.0042 | 0.051891 | 0.63152 | 0.0077013 | 0.63922 | 993.6832
04/04 08:00:00 | 50 | 10 | 29.68% | 1.0687 | 39609.8985 | 1.0959 | 3.9451 | 3.9508 | 3.5557 | 0.27776 | 0.90687 | 0.12451 | 352.5745 | 1.0687 | 39609.8985 | 1.0959 | 4.2739 | 4.28 | 3.638 | 0.44956 | 1.4346 | 0.19697 | 344.6152 | 11002.2107 | 0.29685 | 13582.9761 | 0.067847 | 0.26368 | 0.0093154 | 0.27299 | 686.8476 | 11002.2107 | 0.29685 | 13582.9761 | 0.067847 | 0.43518 | 0.0093154 | 0.4445 | 1118.3485 | 11002.2107 | 0.29685 | 14159.8593 | 0.067847 | 0.032061 | 0.39873 | 0.013717 | 0.41244 | 1037.703 | 11002.2107 | 0.29685 | 14214.7425 | 0.0042 | 0.27594 | 0.00057666 | 0.27652 | 695.5582 | 11002.2107 | 0.29685 | 13144.8156 | 0.0042 | 0.42114 | 0.00057666 | 0.42172 | 1060.8831 | 11002.2107 | 0.29685 | 13856.6885 | 0.0042 | 0.032061 | 0.39019 | 0.0049787 | 0.39517 | 994.0784
04/04 09:00:00 | 48.74 | 9.3 | 20.82% | 1.0484 | 38857.0697 | 1.0883 | 3.9177 | 3.9107 | 3.5196 | 0.19857 | 0.64252 | 0.088219 | 352.6628 | 1.0484 | 38857.0697 | 1.0883 | 4.2442 | 4.2366 | 3.6011 | 0.19857 | 0.62799 | 0.086223 | 344.7014 | 7716.0286 | 0.20818 | 9525.9612 | 0.047582 | 0.18492 | 0.006533 | 0.19145 | 687.0391 | 7716.0286 | 0.20818 | 9525.9612 | 0.047582 | 0.3052 | 0.006533 | 0.31173 | 1118.6603 | 7716.0286 | 0.20818 | 9930.5387 | 0.047582 | 0.022485 | 0.27963 | 0.0096202 | 0.28925 | 1037.9923 | 7716.0286 | 0.20818 | 9969.0292 | 0.0042 | 0.19352 | 0.00057666 | 0.1941 | 695.7523 | 7716.0286 | 0.20818 | 9218.6721 | 0.0042 | 0.29535 | 0.00057666 | 0.29593 | 1061.179 | 7716.0286 | 0.20818 | 9717.9201 | 0.0042 | 0.022485 | 0.27365 | 0.0036638 | 0.27731 | 994.3557
04/04 10:00:00 | 55.04 | 12.8 | 11.07% | 1.1518 | 42690.7653 | 1.1182 | 4.0255 | 4.1045 | 3.694 | 0.096086 | 0.32545 | 0.044684 | 352.7075 | 1.1518 | 42690.7653 | 1.1182 | 4.3609 | 4.4465 | 3.7795 | 0.18074 | 0.59834 | 0.082152 | 344.7835 | 4101.997 | 0.11067 | 5064.1939 | 0.025296 | 0.098308 | 0.0034731 | 0.10178 | 687.1409 | 4101.997 | 0.11067 | 5064.1939 | 0.025296 | 0.16225 | 0.0034731 | 0.16572 | 1118.826 | 4101.997 | 0.11067 | 5279.2755 | 0.025296 | 0.011953 | 0.14866 | 0.0051143 | 0.15377 | 1038.146 | 4101.997 | 0.11067 | 5299.7378 | 0.0042 | 0.10288 | 0.00057666 | 0.10346 | 695.8557 | 4101.997 | 0.11067 | 4900.8328 | 0.0042 | 0.15702 | 0.00057666 | 0.15759 | 1061.3366 | 4101.997 | 0.11067 | 5166.2431 | 0.0042 | 0.011953 | 0.14548 | 0.0022179 | 0.14769 | 994.5034
04/04 11:00:00 | 57.92 | 14.4 | 0.2535% | 1.2007 | 44501.2239 | 1.1247 | 4.0487 | 4.188 | 3.7692 | 0.0021115 | 0.0073064 | 0.0010032 | 352.7085 | 1.2007 | 44501.2239 | 1.1247 | 4.3861 | 4.537 | 3.8565 | 0.0021115 | 0.0071411 | 0.00098047 | 344.7845 | 93.9645 | 0.0025352 | 116.0056 | 0.00057945 | 0.0022519 | 7.9558e-05 | 0.0023315 | 687.1432 | 93.9645 | 0.0025352 | 116.0056 | 0.00057945 | 0.0037167 | 7.9558e-05 | 0.0037962 | 1118.8298 | 93.9645 | 0.0025352 | 120.9325 | 0.00057945 | 0.00027382 | 0.0034053 | 0.00011715 | 0.0035225 | 1038.1496 | 93.9645 | 0.0025352 | 121.4012 | 0.0042 | 0.0023567 | 0.00057666 | 0.0029333 | 695.8587 | 93.9645 | 0.0025352 | 112.2635 | 0.0042 | 0.0035968 | 0.00057666 | 0.0041734 | 1061.3408 | 93.9645 | 0.0025352 | 118.3432 | 0.0042 | 0.00027382 | 0.0033324 | 0.00061426 | 0.0039467 | 994.5073
04/04 12:00:00 | 60.98 | 16.1 | 0% | 1.2536 | 46464.6508 | 1.1263 | 4.0545 | 4.274 | 3.8466 | 0 | 0 | 0 | 352.7085 | 1.2536 | 46464.6508 | 1.1263 | 4.3924 | 4.6301 | 3.9356 | 0.0020223 | 0.0069975 | 0.00096076 | 344.7855 | 0 | 0 | 0 | 0 | 0 | 0 | 0 | 687.1432 | 0 | 0 | 0 | 0 | 0 | 0 | 0 | 1118.8298 | 0 | 0 | 0 | 0 | 0 | 0 | 0 | 0 | 1038.1496 | 0 | 0 | 0 | 0.0042 | 0 | 0.00057666 | 0.00057666 | 695.8592 | 0 | 0 | 0 | 0.0042 | 0 | 0.00057666 | 0.00057666 | 1061.3413 | 0 | 0 | 0 | 0.0042 | 0 | 0 | 0.00057666 | 0.00057666 | 994.5079
04/04 13:00:00 | 60.98 | 16.1 | 0% | 1.2536 | 46464.6508 | 1.1263 | 4.0545 | 4.274 | 3.8466 | 0 | 0 | 0 | 352.7085 | 1.2536 | 46464.6508 | 1.1263 | 4.3924 | 4.6301 | 3.9356 | 0 | 0 | 0 | 344.7855 | 0 | 0 | 0 | 0 | 0 | 0 | 0 | 687.1432 | 0 | 0 | 0 | 0 | 0 | 0 | 0 | 1118.8298 | 0 | 0 | 0 | 0 | 0 | 0 | 0 | 0 | 1038.1496 | 0 | 0 | 0 | 0.0042 | 0 | 0.00057666 | 0.00057666 | 695.8598 | 0 | 0 | 0 | 0.0042 | 0 | 0.00057666 | 0.00057666 | 1061.3419 | 0 | 0 | 0 | 0.0042 | 0 | 0 | 0.00057666 | 0.00057666 | 994.5085
04/04 14:00:00 | 64.94 | 18.3 | 0% | 1.3238 | 49066.449 | 1.1202 | 4.0329 | 4.3819 | 3.9437 | 0 | 0 | 0 | 352.7085 | 1.3238 | 49066.449 | 1.1202 | 4.3689 | 4.7471 | 4.035 | 0 | 0 | 0 | 344.7855 | 0 | 0 | 0 | 0 | 0 | 0 | 0 | 687.1432 | 0 | 0 | 0 | 0 | 0 | 0 | 0 | 1118.8298 | 0 | 0 | 0 | 0 | 0 | 0 | 0 | 0 | 1038.1496 | 0 | 0 | 0 | 0.0042 | 0 | 0.00057666 | 0.00057666 | 695.8604 | 0 | 0 | 0 | 0.0042 | 0 | 0.00057666 | 0.00057666 | 1061.3425 | 0 | 0 | 0 | 0.0042 | 0 | 0 | 0.00057666 | 0.00057666 | 994.5091
04/04 15:00:00 | 66.92 | 19.4 | 0% | 1.3596 | 50393.1104 | 1.1139 | 4.01 | 4.435 | 3.9915 | 0 | 0 | 0 | 352.7085 | 1.3596 | 50393.1104 | 1.1139 | 4.3441 | 4.8046 | 4.0839 | 0 | 0 | 0 | 344.7855 | 0 | 0 | 0 | 0 | 0 | 0 | 0 | 687.1432 | 0 | 0 | 0 | 0 | 0 | 0 | 0 | 1118.8298 | 0 | 0 | 0 | 0 | 0 | 0 | 0 | 0 | 1038.1496 | 0 | 0 | 0 | 0.0042 | 0 | 0.00057666 | 0.00057666 | 695.861 | 0 | 0 | 0 | 0.0042 | 0 | 0.00057666 | 0.00057666 | 1061.3431 | 0 | 0 | 0 | 0.0042 | 0 | 0 | 0.00057666 | 0.00057666 | 994.5096
04/04 16:00:00 | 68 | 20 | 0% | 1.3794 | 51123.983 | 1.1095 | 3.9942 | 4.4638 | 4.0174 | 0 | 0 | 0 | 352.7085 | 1.3794 | 51123.983 | 1.1095 | 4.327 | 4.8357 | 4.1104 | 0 | 0 | 0 | 344.7855 | 0 | 0 | 0 | 0 | 0 | 0 | 0 | 687.1432 | 0 | 0 | 0 | 0 | 0 | 0 | 0 | 1118.8298 | 0 | 0 | 0 | 0 | 0 | 0 | 0 | 0 | 1038.1496 | 0 | 0 | 0 | 0.0042 | 0 | 0.00057666 | 0.00057666 | 695.8616 | 0 | 0 | 0 | 0.0042 | 0 | 0.00057666 | 0.00057666 | 1061.3437 | 0 | 0 | 0 | 0.0042 | 0 | 0 | 0.00057666 | 0.00057666 | 994.5102
04/04 17:00:00 | 68 | 20 | 0% | 1.3794 | 51123.983 | 1.1095 | 3.9942 | 4.4638 | 4.0174 | 0 | 0 | 0 | 352.7085 | 1.3794 | 51123.983 | 1.1095 | 4.327 | 4.8357 | 4.1104 | 0 | 0 | 0 | 344.7855 | 0 | 0 | 0 | 0 | 0 | 0 | 0 | 687.1432 | 0 | 0 | 0 | 0 | 0 | 0 | 0 | 1118.8298 | 0 | 0 | 0 | 0 | 0 | 0 | 0 | 0 | 1038.1496 | 0 | 0 | 0 | 0.0042 | 0 | 0.00057666 | 0.00057666 | 695.8621 | 0 | 0 | 0 | 0.0042 | 0 | 0.00057666 | 0.00057666 | 1061.3442 | 0 | 0 | 0 | 0.0042 | 0 | 0 | 0.00057666 | 0.00057666 | 994.5108
04/04 18:00:00 | 62.96 | 17.2 | 0% | 1.2885 | 47756.9624 | 1.1244 | 4.0478 | 4.3283 | 3.8955 | 0 | 0 | 0 | 352.7085 | 1.2885 | 47756.9624 | 1.1244 | 4.3851 | 4.689 | 3.9857 | 0 | 0 | 0 | 344.7855 | 0 | 0 | 0 | 0 | 0 | 0 | 0 | 687.1432 | 0 | 0 | 0 | 0 | 0 | 0 | 0 | 1118.8298 | 0 | 0 | 0 | 0 | 0 | 0 | 0 | 0 | 1038.1496 | 0 | 0 | 0 | 0.0042 | 0 | 0.00057666 | 0.00057666 | 695.8627 | 0 | 0 | 0 | 0.0042 | 0 | 0.00057666 | 0.00057666 | 1061.3448 | 0 | 0 | 0 | 0.0042 | 0 | 0 | 0.00057666 | 0.00057666 | 994.5114
04/04 19:00:00 | 62.96 | 17.2 | 0% | 1.2885 | 47756.9624 | 1.1244 | 4.0478 | 4.3283 | 3.8955 | 0 | 0 | 0 | 352.7085 | 1.2885 | 47756.9624 | 1.1244 | 4.3851 | 4.689 | 3.9857 | 0 | 0 | 0 | 344.7855 | 0 | 0 | 0 | 0 | 0 | 0 | 0 | 687.1432 | 0 | 0 | 0 | 0 | 0 | 0 | 0 | 1118.8298 | 0 | 0 | 0 | 0 | 0 | 0 | 0 | 0 | 1038.1496 | 0 | 0 | 0 | 0.0042 | 0 | 0.00057666 | 0.00057666 | 695.8633 | 0 | 0 | 0 | 0.0042 | 0 | 0.00057666 | 0.00057666 | 1061.3454 | 0 | 0 | 0 | 0.0042 | 0 | 0 | 0.00057666 | 0.00057666 | 994.5119
04/04 20:00:00 | 61.52 | 16.4 | 0% | 1.2631 | 46815.3961 | 1.126 | 4.0535 | 4.2889 | 3.86 | 0 | 0 | 0 | 352.7085 | 1.2631 | 46815.3961 | 1.126 | 4.3913 | 4.6463 | 3.9493 | 0 | 0 | 0 | 344.7855 | 0 | 0 | 0 | 0 | 0 | 0 | 0 | 687.1432 | 0 | 0 | 0 | 0 | 0 | 0 | 0 | 1118.8298 | 0 | 0 | 0 | 0 | 0 | 0 | 0 | 0 | 1038.1496 | 0 | 0 | 0 | 0.0042 | 0 | 0.00057666 | 0.00057666 | 695.8639 | 0 | 0 | 0 | 0.0042 | 0 | 0.00057666 | 0.00057666 | 1061.346 | 0 | 0 | 0 | 0.0042 | 0 | 0 | 0.00057666 | 0.00057666 | 994.5125
04/04 21:00:00 | 56.84 | 13.8 | 0% | 1.1822 | 43818.0437 | 1.1228 | 4.042 | 4.157 | 3.7413 | 0 | 0 | 0 | 352.7085 | 1.1822 | 43818.0437 | 1.1228 | 4.3788 | 4.5034 | 3.8279 | 0 | 0 | 0 | 344.7855 | 0 | 0 | 0 | 0 | 0 | 0 | 0 | 687.1432 | 0 | 0 | 0 | 0 | 0 | 0 | 0 | 1118.8298 | 0 | 0 | 0 | 0 | 0 | 0 | 0 | 0 | 1038.1496 | 0 | 0 | 0 | 0.0042 | 0 | 0.00057666 | 0.00057666 | 695.8644 | 0 | 0 | 0 | 0.0042 | 0 | 0.00057666 | 0.00057666 | 1061.3465 | 0 | 0 | 0 | 0.0042 | 0 | 0 | 0.00057666 | 0.00057666 | 994.5131
04/04 22:00:00 | 46.04 | 7.8 | 3.012% | 1.0055 | 37267.2853 | 1.0695 | 3.8501 | 3.8223 | 3.4401 | 0.029953 | 0.0951 | 0.013057 | 352.7215 | 1.0055 | 37267.2853 | 1.0695 | 4.1709 | 4.1409 | 3.5197 | 0 | 0 | 0 | 344.7855 | 1116.2506 | 0.030117 | 1378.0872 | 0.0068835 | 0.026752 | 0.00094511 | 0.027697 | 687.1709 | 1116.2506 | 0.030117 | 1378.0872 | 0.0068835 | 0.044152 | 0.00094511 | 0.045097 | 1118.8749 | 1116.2506 | 0.030117 | 1436.616 | 0.0068835 | 0.0032528 | 0.040453 | 0.0013917 | 0.041845 | 1038.1914 | 1116.2506 | 0.030117 | 1442.1843 | 0.0042 | 0.027996 | 0.00057666 | 0.028573 | 695.893 | 1116.2506 | 0.030117 | 1333.6328 | 0.0042 | 0.042728 | 0.00057666 | 0.043304 | 1061.3898 | 1116.2506 | 0.030117 | 1405.8572 | 0.0042 | 0.0032528 | 0.039587 | 0.0010233 | 0.040611 | 994.5537
04/04 23:00:00 | 48.92 | 9.4 | 14.8% | 1.0513 | 38964.1908 | 1.0894 | 3.9218 | 3.9165 | 3.5248 | 0.14077 | 0.45607 | 0.062618 | 352.7841 | 1.0513 | 38964.1908 | 1.0894 | 4.2486 | 4.2428 | 3.6064 | 0.14077 | 0.44575 | 0.061202 | 344.8467 | 5484.9745 | 0.14799 | 6771.5734 | 0.033824 | 0.13145 | 0.004644 | 0.1361 | 687.307 | 5484.9745 | 0.14799 | 6771.5734 | 0.033824 | 0.21695 | 0.004644 | 0.2216 | 1119.0965 | 5484.9745 | 0.14799 | 7059.1692 | 0.033824 | 0.015984 | 0.19878 | 0.0068386 | 0.20562 | 1038.397 | 5484.9745 | 0.14799 | 7086.5303 | 0.0042 | 0.13757 | 0.00057666 | 0.13814 | 696.0312 | 5484.9745 | 0.14799 | 6553.1356 | 0.0042 | 0.20995 | 0.00057666 | 0.21053 | 1061.6004 | 5484.9745 | 0.14799 | 6908.0283 | 0.0042 | 0.015984 | 0.19452 | 0.0027712 | 0.19729 | 994.751
04/04 24:00:00 | 47.48 | 8.6 | 22.45% | 1.0283 | 38111.1959 | 1.0799 | 3.8876 | 3.8699 | 3.4829 | 0.21836 | 0.70029 | 0.09615 | 352.8803 | 1.0283 | 38111.1959 | 1.0799 | 4.2116 | 4.1924 | 3.5635 | 0.14392 | 0.45112 | 0.061938 | 344.9086 | 8322.0063 | 0.22453 | 10274.0819 | 0.051319 | 0.19944 | 0.0070461 | 0.20649 | 687.5135 | 8322.0063 | 0.22453 | 10274.0819 | 0.051319 | 0.32917 | 0.0070461 | 0.33621 | 1119.4327 | 8322.0063 | 0.22453 | 10710.4328 | 0.051319 | 0.024251 | 0.30159 | 0.010376 | 0.31197 | 1038.709 | 8322.0063 | 0.22453 | 10751.9461 | 0.0042 | 0.20872 | 0.00057666 | 0.2093 | 696.2404 | 8322.0063 | 0.22453 | 9942.6599 | 0.0042 | 0.31855 | 0.00057666 | 0.31913 | 1061.9195 | 8322.0063 | 0.22453 | 10481.1163 | 0.0042 | 0.024251 | 0.29514 | 0.0039063 | 0.29904 | 995.05
04/05 01:00:00 | 47.66 | 8.7 | 30.55% | 1.0311 | 38217.3235 | 1.0811 | 3.8921 | 3.8757 | 3.4882 | 0.29625 | 0.95129 | 0.13061 | 353.0109 | 1.0311 | 38217.3235 | 1.0811 | 4.2164 | 4.1987 | 3.5689 | 0.29625 | 0.92977 | 0.12766 | 345.0363 | 11321.9612 | 0.30547 | 13977.7299 | 0.069819 | 0.27134 | 0.0095861 | 0.28093 | 687.7944 | 11321.9612 | 0.30547 | 13977.7299 | 0.069819 | 0.44783 | 0.0095861 | 0.45741 | 1119.8901 | 11321.9612 | 0.30547 | 14571.3787 | 0.069819 | 0.032993 | 0.41031 | 0.014116 | 0.42443 | 1039.1334 | 11321.9612 | 0.30547 | 14627.8569 | 0.0042 | 0.28396 | 0.00057666 | 0.28454 | 696.525 | 11321.9612 | 0.30547 | 13526.8354 | 0.0042 | 0.43338 | 0.00057666 | 0.43396 | 1062.3535 | 11321.9612 | 0.30547 | 14259.397 | 0.0042 | 0.032993 | 0.40153 | 0.0051066 | 0.40663 | 995.4567
04/05 02:00:00 | 47.48 | 8.6 | 35.28% | 1.0283 | 38111.1959 | 1.0799 | 3.8876 | 3.8699 | 3.4829 | 0.34308 | 1.1003 | 0.15107 | 353.162 | 1.0283 | 38111.1959 | 1.0799 | 4.2116 | 4.1924 | 3.5635 | 0.29708 | 0.93118 | 0.12785 | 345.1641 | 13075.0839 | 0.35278 | 16142.0789 | 0.08063 | 0.31336 | 0.01107 | 0.32443 | 688.1188 | 13075.0839 | 0.35278 | 16142.0789 | 0.08063 | 0.51717 | 0.01107 | 0.52824 | 1120.4183 | 13075.0839 | 0.35278 | 16827.6498 | 0.08063 | 0.038102 | 0.47385 | 0.016302 | 0.49015 | 1039.6236 | 13075.0839 | 0.35278 | 16892.8732 | 0.0042 | 0.32793 | 0.00057666 | 0.32851 | 696.8535 | 13075.0839 | 0.35278 | 15621.3666 | 0.0042 | 0.50049 | 0.00057666 | 0.50106 | 1062.8545 | 13075.0839 | 0.35278 | 16467.3601 | 0.0042 | 0.038102 | 0.4637 | 0.005808 | 0.46951 | 995.9262
04/05 03:00:00 | 46.58 | 8.1 | 39.01% | 1.014 | 37582.6872 | 1.0735 | 3.8645 | 3.8403 | 3.4562 | 0.38473 | 1.2261 | 0.16835 | 353.3303 | 1.014 | 37582.6872 | 1.0735 | 4.1866 | 4.1603 | 3.5363 | 0.38473 | 1.1984 | 0.16454 | 345.3287 | 14459.2332 | 0.39012 | 17850.9051 | 0.089165 | 0.34653 | 0.012242 | 0.35877 | 688.4776 | 14459.2332 | 0.39012 | 17850.9051 | 0.089165 | 0.57192 | 0.012242 | 0.58416 | 1121.0025 | 14459.2332 | 0.39012 | 18609.0517 | 0.089165 | 0.042135 | 0.52401 | 0.018028 | 0.54204 | 1040.1656 | 14459.2332 | 0.39012 | 18681.1798 | 0.0042 | 0.36265 | 0.00057666 | 0.36322 | 697.2167 | 14459.2332 | 0.39012 | 17275.0695 | 0.0042 | 0.55347 | 0.00057666 | 0.55405 | 1063.4086 | 14459.2332 | 0.39012 | 18210.6211 | 0.0042 | 0.042135 | 0.51279 | 0.0063618 | 0.51915 | 996.4453
04/05 04:00:00 | 44.96 | 7.2 | 42.67% | 0.98858 | 36640.3138 | 1.0611 | 3.8198 | 3.7861 | 3.4075 | 0.43167 | 1.3604 | 0.18678 | 353.5171 | 0.98858 | 36640.3138 | 1.0611 | 4.1381 | 4.1016 | 3.4863 | 0.39463 | 1.2155 | 0.16689 | 345.4956 | 15816.4264 | 0.42674 | 19526.4523 | 0.097535 | 0.37905 | 0.013392 | 0.39245 | 688.87 | 15816.4264 | 0.42674 | 19526.4523 | 0.097535 | 0.6256 | 0.013392 | 0.63899 | 1121.6415 | 15816.4264 | 0.42674 | 20355.7611 | 0.097535 | 0.04609 | 0.57319 | 0.01972 | 0.59291 | 1040.7585 | 15816.4264 | 0.42674 | 20434.6594 | 0.0042 | 0.39668 | 0.00057666 | 0.39726 | 697.614 | 15816.4264 | 0.42674 | 18896.5667 | 0.0042 | 0.60542 | 0.00057666 | 0.606 | 1064.0146 | 15816.4264 | 0.42674 | 19919.9324 | 0.0042 | 0.04609 | 0.56092 | 0.0069048 | 0.56783 | 997.0132
04/05 05:00:00 | 43.7 | 6.5 | 45.68% | 0.96902 | 35915.3055 | 1.0507 | 3.7824 | 3.743 | 3.3687 | 0.47142 | 1.473 | 0.20225 | 353.7193 | 0.96902 | 35915.3055 | 1.0507 | 4.0976 | 4.055 | 3.4467 | 0.47142 | 1.4397 | 0.19767 | 345.6932 | 16931.2664 | 0.45682 | 20902.7981 | 0.10441 | 0.40577 | 0.014335 | 0.42011 | 689.2902 | 16931.2664 | 0.45682 | 20902.7981 | 0.10441 | 0.6697 | 0.014335 | 0.68403 | 1122.3255 | 16931.2664 | 0.45682 | 21790.5617 | 0.10441 | 0.049339 | 0.6136 | 0.02111 | 0.63471 | 1041.3932 | 16931.2664 | 0.45682 | 21875.0212 | 0.0042 | 0.42465 | 0.00057666 | 0.42522 | 698.0392 | 16931.2664 | 0.45682 | 20228.5143 | 0.0042 | 0.64809 | 0.00057666 | 0.64867 | 1064.6632 | 16931.2664 | 0.45682 | 21324.0131 | 0.0042 | 0.049339 | 0.60046 | 0.0073509 | 0.60781 | 997.621
04/05 06:00:00 | 43.7 | 6.5 | 46.3% | 0.96902 | 35915.3055 | 1.0507 | 3.7824 | 3.743 | 3.3687 | 0.47782 | 1.493 | 0.20499 | 353.9243 | 0.96902 | 35915.3055 | 1.0507 | 4.0976 | 4.055 | 3.4467 | 0.47142 | 1.4397 | 0.19767 | 345.8909 | 17161.2209 | 0.46302 | 21186.6925 | 0.10583 | 0.41128 | 0.01453 | 0.42581 | 689.716 | 17161.2209 | 0.46302 | 21186.6925 | 0.10583 | 0.67879 | 0.01453 | 0.69332 | 1123.0188 | 17161.2209 | 0.46302 | 22086.5134 | 0.10583 | 0.050009 | 0.62193 | 0.021396 | 0.64333 | 1042.0365 | 17161.2209 | 0.46302 | 22172.1201 | 0.0042 | 0.43041 | 0.00057666 | 0.43099 | 698.4702 | 17161.2209 | 0.46302 | 20503.2508 | 0.0042 | 0.6569 | 0.00057666 | 0.65747 | 1065.3207 | 17161.2209 | 0.46302 | 21613.6284 | 0.0042 | 0.050009 | 0.60861 | 0.0074429 | 0.61606 | 998.237
04/05 07:00:00 | 43.7 | 6.5 | 41.6% | 0.96902 | 35915.3055 | 1.0507 | 3.7824 | 3.743 | 3.3687 | 0.4293 | 1.3414 | 0.18418 | 354.1085 | 0.96902 | 35915.3055 | 1.0507 | 4.0976 | 4.055 | 3.4467 | 0.4293 | 1.3111 | 0.18001 | 346.0709 | 15418.5174 | 0.416 | 19035.2067 | 0.095081 | 0.36952 | 0.013055 | 0.38257 | 690.0985 | 15418.5174 | 0.416 | 19035.2067 | 0.095081 | 0.60986 | 0.013055 | 0.62292 | 1123.6418 | 15418.5174 | 0.416 | 19843.6517 | 0.095081 | 0.044931 | 0.55877 | 0.019224 | 0.578 | 1042.6145 | 15418.5174 | 0.416 | 19920.5651 | 0.0042 | 0.3867 | 0.00057666 | 0.38728 | 698.8575 | 15418.5174 | 0.416 | 18421.1677 | 0.0042 | 0.59019 | 0.00057666 | 0.59077 | 1065.9115 | 15418.5174 | 0.416 | 19418.7877 | 0.0042 | 0.044931 | 0.54681 | 0.0067456 | 0.55356 | 998.7906
04/05 08:00:00 | 51.08 | 10.6 | 22.87% | 1.0863 | 40260.7161 | 1.1018 | 3.9664 | 3.9846 | 3.5861 | 0.21054 | 0.69274 | 0.095113 | 354.2036 | 1.0863 | 40260.7161 | 1.1018 | 4.2969 | 4.3166 | 3.6692 | 0.38297 | 1.2316 | 0.1691 | 346.24 | 8476.314 | 0.2287 | 10464.5851 | 0.052271 | 0.20314 | 0.0071768 | 0.21032 | 690.3089 | 8476.314 | 0.2287 | 10464.5851 | 0.052271 | 0.33527 | 0.0071768 | 0.34245 | 1123.9842 | 8476.314 | 0.2287 | 10909.027 | 0.052271 | 0.024701 | 0.30719 | 0.010568 | 0.31775 | 1042.9323 | 8476.314 | 0.2287 | 10951.31 | 0.0042 | 0.21259 | 0.00057666 | 0.21317 | 699.0706 | 8476.314 | 0.2287 | 10127.0179 | 0.0042 | 0.32446 | 0.00057666 | 0.32503 | 1066.2365 | 8476.314 | 0.2287 | 10675.4584 | 0.0042 | 0.024701 | 0.30061 | 0.003968 | 0.30458 | 999.0952
04/05 09:00:00 | 62.06 | 16.7 | 5.283% | 1.2726 | 47167.4189 | 1.1255 | 4.0519 | 4.3037 | 3.8734 | 0.041514 | 0.14817 | 0.020343 | 354.224 | 1.2726 | 47167.4189 | 1.1255 | 4.3895 | 4.6624 | 3.963 | 0.041514 | 0.14481 | 0.019883 | 346.2599 | 1958.1316 | 0.052832 | 2417.4464 | 0.012075 | 0.046928 | 0.0016579 | 0.048586 | 690.3574 | 1958.1316 | 0.052832 | 2417.4464 | 0.012075 | 0.077452 | 0.0016579 | 0.07911 | 1124.0633 | 1958.1316 | 0.052832 | 2520.1179 | 0.012075 | 0.0057061 | 0.070964 | 0.0024414 | 0.073405 | 1043.0057 | 1958.1316 | 0.052832 | 2529.8858 | 0.0042 | 0.049111 | 0.00057666 | 0.049688 | 699.1203 | 1958.1316 | 0.052832 | 2339.4643 | 0.0042 | 0.074953 | 0.00057666 | 0.07553 | 1066.312 | 1958.1316 | 0.052832 | 2466.1607 | 0.0042 | 0.0057061 | 0.069444 | 0.0013601 | 0.070804 | 999.166
04/05 10:00:00 | 69.08 | 20.6 | 0% | 1.3992 | 51859.9654 | 1.1045 | 3.9762 | 4.4925 | 4.0432 | 0 | 0 | 0 | 354.224 | 1.3992 | 51859.9654 | 1.1045 | 4.3075 | 4.8668 | 4.1368 | 0.037758 | 0.13873 | 0.019047 | 346.2789 | 0 | 0 | 0 | 0 | 0 | 0 | 0 | 690.3574 | 0 | 0 | 0 | 0 | 0 | 0 | 0 | 1124.0633 | 0 | 0 | 0 | 0 | 0 | 0 | 0 | 0 | 1043.0057 | 0 | 0 | 0 | 0.0042 | 0 | 0.00057666 | 0.00057666 | 699.1209 | 0 | 0 | 0 | 0.0042 | 0 | 0.00057666 | 0.00057666 | 1066.3126 | 0 | 0 | 0 | 0.0042 | 0 | 0 | 0.00057666 | 0.00057666 | 999.1666
04/05 11:00:00 | 71.96 | 22.2 | 0% | 1.4528 | 53847.5669 | 1.0882 | 3.9177 | 4.5689 | 4.112 | 0 | 0 | 0 | 354.224 | 1.4528 | 53847.5669 | 1.0882 | 4.2442 | 4.9496 | 4.2072 | 0 | 0 | 0 | 346.2789 | 0 | 0 | 0 | 0 | 0 | 0 | 0 | 690.3574 | 0 | 0 | 0 | 0 | 0 | 0 | 0 | 1124.0633 | 0 | 0 | 0 | 0 | 0 | 0 | 0 | 0 | 1043.0057 | 0 | 0 | 0 | 0.0042 | 0 | 0.00057666 | 0.00057666 | 699.1215 | 0 | 0 | 0 | 0.0042 | 0 | 0.00057666 | 0.00057666 | 1066.3132 | 0 | 0 | 0 | 0.0042 | 0 | 0 | 0.00057666 | 0.00057666 | 999.1671
04/05 12:00:00 | 73.94 | 23.3 | 0% | 1.4903 | 55235.1212 | 1.0748 | 3.8692 | 4.6215 | 4.1594 | 0 | 0 | 0 | 354.224 | 1.4903 | 55235.1212 | 1.0748 | 4.1916 | 5.0067 | 4.2557 | 0 | 0 | 0 | 346.2789 | 0 | 0 | 0 | 0 | 0 | 0 | 0 | 690.3574 | 0 | 0 | 0 | 0 | 0 | 0 | 0 | 1124.0633 | 0 | 0 | 0 | 0 | 0 | 0 | 0 | 0 | 1043.0057 | 0 | 0 | 0 | 0.0042 | 0 | 0.00057666 | 0.00057666 | 699.1221 | 0 | 0 | 0 | 0.0042 | 0 | 0.00057666 | 0.00057666 | 1066.3138 | 0 | 0 | 0 | 0.0042 | 0 | 0 | 0.00057666 | 0.00057666 | 999.1677
04/05 13:00:00 | 73.94 | 23.3 | 0% | 1.4903 | 55235.1212 | 1.0748 | 3.8692 | 4.6215 | 4.1594 | 0 | 0 | 0 | 354.224 | 1.4903 | 55235.1212 | 1.0748 | 4.1916 | 5.0067 | 4.2557 | 0 | 0 | 0 | 346.2789 | 0 | 0 | 0 | 0 | 0 | 0 | 0 | 690.3574 | 0 | 0 | 0 | 0 | 0 | 0 | 0 | 1124.0633 | 0 | 0 | 0 | 0 | 0 | 0 | 0 | 0 | 1043.0057 | 0 | 0 | 0 | 0.0042 | 0 | 0.00057666 | 0.00057666 | 699.1226 | 0 | 0 | 0 | 0.0042 | 0 | 0.00057666 | 0.00057666 | 1066.3143 | 0 | 0 | 0 | 0.0042 | 0 | 0 | 0.00057666 | 0.00057666 | 999.1683
04/05 14:00:00 | 77 | 25 | 0% | 1.5491 | 57413.3053 | 1.0507 | 3.7824 | 4.7036 | 4.2332 | 0 | 0 | 0 | 354.224 | 1.5491 | 57413.3053 | 1.0507 | 4.0976 | 5.0956 | 4.3312 | 0 | 0 | 0 | 346.2789 | 0 | 0 | 0 | 0 | 0 | 0 | 0 | 690.3574 | 0 | 0 | 0 | 0 | 0 | 0 | 0 | 1124.0633 | 0 | 0 | 0 | 0 | 0 | 0 | 0 | 0 | 1043.0057 | 0 | 0 | 0 | 0.0042 | 0 | 0.00057666 | 0.00057666 | 699.1232 | 0 | 0 | 0 | 0.0042 | 0 | 0.00057666 | 0.00057666 | 1066.3149 | 0 | 0 | 0 | 0.0042 | 0 | 0 | 0.00057666 | 0.00057666 | 999.1689
04/05 15:00:00 | 75.92 | 24.4 | 0% | 1.5282 | 56639.8504 | 1.0596 | 3.8146 | 4.6745 | 4.2071 | 0 | 0 | 0 | 354.224 | 1.5282 | 56639.8504 | 1.0596 | 4.1325 | 5.0641 | 4.3044 | 0 | 0 | 0 | 346.2789 | 0 | 0 | 0 | 0 | 0 | 0 | 0 | 690.3574 | 0 | 0 | 0 | 0 | 0 | 0 | 0 | 1124.0633 | 0 | 0 | 0 | 0 | 0 | 0 | 0 | 0 | 1043.0057 | 0 | 0 | 0 | 0.0042 | 0 | 0.00057666 | 0.00057666 | 699.1238 | 0 | 0 | 0 | 0.0042 | 0 | 0.00057666 | 0.00057666 | 1066.3155 | 0 | 0 | 0 | 0.0042 | 0 | 0 | 0.00057666 | 0.00057666 | 999.1694
04/05 16:00:00 | 75.92 | 24.4 | 0% | 1.5282 | 56639.8504 | 1.0596 | 3.8146 | 4.6745 | 4.2071 | 0 | 0 | 0 | 354.224 | 1.5282 | 56639.8504 | 1.0596 | 4.1325 | 5.0641 | 4.3044 | 0 | 0 | 0 | 346.2789 | 0 | 0 | 0 | 0 | 0 | 0 | 0 | 690.3574 | 0 | 0 | 0 | 0 | 0 | 0 | 0 | 1124.0633 | 0 | 0 | 0 | 0 | 0 | 0 | 0 | 0 | 1043.0057 | 0 | 0 | 0 | 0.0042 | 0 | 0.00057666 | 0.00057666 | 699.1244 | 0 | 0 | 0 | 0.0042 | 0 | 0.00057666 | 0.00057666 | 1066.3161 | 0 | 0 | 0 | 0.0042 | 0 | 0 | 0.00057666 | 0.00057666 | 999.17
04/05 17:00:00 | 75.02 | 23.9 | 0% | 1.5109 | 55999.208 | 1.0667 | 3.8401 | 4.6504 | 4.1853 | 0 | 0 | 0 | 354.224 | 1.5109 | 55999.208 | 1.0667 | 4.1602 | 5.0379 | 4.2822 | 0 | 0 | 0 | 346.2789 | 0 | 0 | 0 | 0 | 0 | 0 | 0 | 690.3574 | 0 | 0 | 0 | 0 | 0 | 0 | 0 | 1124.0633 | 0 | 0 | 0 | 0 | 0 | 0 | 0 | 0 | 1043.0057 | 0 | 0 | 0 | 0.0042 | 0 | 0.00057666 | 0.00057666 | 699.1249 | 0 | 0 | 0 | 0.0042 | 0 | 0.00057666 | 0.00057666 | 1066.3166 | 0 | 0 | 0 | 0.0042 | 0 | 0 | 0.00057666 | 0.00057666 | 999.1706
04/05 18:00:00 | 71.06 | 21.7 | 0% | 1.436 | 53222.538 | 1.0938 | 3.9376 | 4.545 | 4.0905 | 0 | 0 | 0 | 354.224 | 1.436 | 53222.538 | 1.0938 | 4.2657 | 4.9237 | 4.1852 | 0 | 0 | 0 | 346.2789 | 0 | 0 | 0 | 0 | 0 | 0 | 0 | 690.3574 | 0 | 0 | 0 | 0 | 0 | 0 | 0 | 1124.0633 | 0 | 0 | 0 | 0 | 0 | 0 | 0 | 0 | 1043.0057 | 0 | 0 | 0 | 0.0042 | 0 | 0.00057666 | 0.00057666 | 699.1255 | 0 | 0 | 0 | 0.0042 | 0 | 0.00057666 | 0.00057666 | 1066.3172 | 0 | 0 | 0 | 0.0042 | 0 | 0 | 0.00057666 | 0.00057666 | 999.1712
04/05 19:00:00 | 71.06 | 21.7 | 0% | 1.436 | 53222.538 | 1.0938 | 3.9376 | 4.545 | 4.0905 | 0 | 0 | 0 | 354.224 | 1.436 | 53222.538 | 1.0938 | 4.2657 | 4.9237 | 4.1852 | 0 | 0 | 0 | 346.2789 | 0 | 0 | 0 | 0 | 0 | 0 | 0 | 690.3574 | 0 | 0 | 0 | 0 | 0 | 0 | 0 | 1124.0633 | 0 | 0 | 0 | 0 | 0 | 0 | 0 | 0 | 1043.0057 | 0 | 0 | 0 | 0.0042 | 0 | 0.00057666 | 0.00057666 | 699.1261 | 0 | 0 | 0 | 0.0042 | 0 | 0.00057666 | 0.00057666 | 1066.3178 | 0 | 0 | 0 | 0.0042 | 0 | 0 | 0.00057666 | 0.00057666 | 999.1717
04/05 20:00:00 | 64.94 | 18.3 | 0% | 1.3238 | 49066.449 | 1.1202 | 4.0329 | 4.3819 | 3.9437 | 0 | 0 | 0 | 354.224 | 1.3238 | 49066.449 | 1.1202 | 4.3689 | 4.7471 | 4.035 | 0 | 0 | 0 | 346.2789 | 0 | 0 | 0 | 0 | 0 | 0 | 0 | 690.3574 | 0 | 0 | 0 | 0 | 0 | 0 | 0 | 1124.0633 | 0 | 0 | 0 | 0 | 0 | 0 | 0 | 0 | 1043.0057 | 0 | 0 | 0 | 0.0042 | 0 | 0.00057666 | 0.00057666 | 699.1267 | 0 | 0 | 0 | 0.0042 | 0 | 0.00057666 | 0.00057666 | 1066.3184 | 0 | 0 | 0 | 0.0042 | 0 | 0 | 0.00057666 | 0.00057666 | 999.1723
04/05 21:00:00 | 62.96 | 17.2 | 0% | 1.2885 | 47756.9624 | 1.1244 | 4.0478 | 4.3283 | 3.8955 | 0 | 0 | 0 | 354.224 | 1.2885 | 47756.9624 | 1.1244 | 4.3851 | 4.689 | 3.9857 | 0 | 0 | 0 | 346.2789 | 0 | 0 | 0 | 0 | 0 | 0 | 0 | 690.3574 | 0 | 0 | 0 | 0 | 0 | 0 | 0 | 1124.0633 | 0 | 0 | 0 | 0 | 0 | 0 | 0 | 0 | 1043.0057 | 0 | 0 | 0 | 0.0042 | 0 | 0.00057666 | 0.00057666 | 699.1272 | 0 | 0 | 0 | 0.0042 | 0 | 0.00057666 | 0.00057666 | 1066.319 | 0 | 0 | 0 | 0.0042 | 0 | 0 | 0.00057666 | 0.00057666 | 999.1729
04/05 22:00:00 | 66.02 | 18.9 | 0% | 1.3433 | 49787.9534 | 1.117 | 4.0213 | 4.4109 | 3.9698 | 0 | 0 | 0 | 354.224 | 1.3433 | 49787.9534 | 1.117 | 4.3565 | 4.7785 | 4.0617 | 0 | 0 | 0 | 346.2789 | 0 | 0 | 0 | 0 | 0 | 0 | 0 | 690.3574 | 0 | 0 | 0 | 0 | 0 | 0 | 0 | 1124.0633 | 0 | 0 | 0 | 0 | 0 | 0 | 0 | 0 | 1043.0057 | 0 | 0 | 0 | 0.0042 | 0 | 0.00057666 | 0.00057666 | 699.1278 | 0 | 0 | 0 | 0.0042 | 0 | 0.00057666 | 0.00057666 | 1066.3195 | 0 | 0 | 0 | 0.0042 | 0 | 0 | 0.00057666 | 0.00057666 | 999.1735
04/05 23:00:00 | 64.94 | 18.3 | 0% | 1.3238 | 49066.449 | 1.1202 | 4.0329 | 4.3819 | 3.9437 | 0 | 0 | 0 | 354.224 | 1.3238 | 49066.449 | 1.1202 | 4.3689 | 4.7471 | 4.035 | 0 | 0 | 0 | 346.2789 | 0 | 0 | 0 | 0 | 0 | 0 | 0 | 690.3574 | 0 | 0 | 0 | 0 | 0 | 0 | 0 | 1124.0633 | 0 | 0 | 0 | 0 | 0 | 0 | 0 | 0 | 1043.0057 | 0 | 0 | 0 | 0.0042 | 0 | 0.00057666 | 0.00057666 | 699.1284 | 0 | 0 | 0 | 0.0042 | 0 | 0.00057666 | 0.00057666 | 1066.3201 | 0 | 0 | 0 | 0.0042 | 0 | 0 | 0.00057666 | 0.00057666 | 999.174
04/05 24:00:00 | 60.98 | 16.1 | 0% | 1.2536 | 46464.6508 | 1.1263 | 4.0545 | 4.274 | 3.8466 | 0 | 0 | 0 | 354.224 | 1.2536 | 46464.6508 | 1.1263 | 4.3924 | 4.6301 | 3.9356 | 0 | 0 | 0 | 346.2789 | 0 | 0 | 0 | 0 | 0 | 0 | 0 | 690.3574 | 0 | 0 | 0 | 0 | 0 | 0 | 0 | 1124.0633 | 0 | 0 | 0 | 0 | 0 | 0 | 0 | 0 | 1043.0057 | 0 | 0 | 0 | 0.0042 | 0 | 0.00057666 | 0.00057666 | 699.129 | 0 | 0 | 0 | 0.0042 | 0 | 0.00057666 | 0.00057666 | 1066.3207 | 0 | 0 | 0 | 0.0042 | 0 | 0 | 0.00057666 | 0.00057666 | 999.1746
04/06 01:00:00 | 60.98 | 16.1 | 2.795% | 1.2536 | 46464.6508 | 1.1263 | 4.0545 | 4.274 | 3.8466 | 0.022291 | 0.078917 | 0.010835 | 354.2348 | 1.2536 | 46464.6508 | 1.1263 | 4.3924 | 4.6301 | 3.9356 | 0.022291 | 0.077131 | 0.01059 | 346.2895 | 1035.743 | 0.027945 | 1278.6951 | 0.0063871 | 0.024822 | 0.00087695 | 0.025699 | 690.3831 | 1035.743 | 0.027945 | 1278.6951 | 0.0063871 | 0.040968 | 0.00087695 | 0.041845 | 1124.1052 | 1035.743 | 0.027945 | 1333.0026 | 0.0063871 | 0.0030182 | 0.037536 | 0.0012913 | 0.038827 | 1043.0445 | 1035.743 | 0.027945 | 1338.1693 | 0.0042 | 0.025977 | 0.00057666 | 0.026554 | 699.1555 | 1035.743 | 0.027945 | 1237.4468 | 0.0042 | 0.039646 | 0.00057666 | 0.040223 | 1066.3609 | 1035.743 | 0.027945 | 1304.4622 | 0.0042 | 0.0030182 | 0.036732 | 0.00099106 | 0.037723 | 999.2123
04/06 02:00:00 | 55.94 | 13.3 | 16.8% | 1.167 | 43252.6302 | 1.1207 | 4.0346 | 4.1309 | 3.7178 | 0.14396 | 0.49086 | 0.067395 | 354.3022 | 1.167 | 43252.6302 | 1.1207 | 4.3708 | 4.4751 | 3.8039 | 0.023946 | 0.079803 | 0.010957 | 346.3005 | 6226.6234 | 0.168 | 7687.1894 | 0.038398 | 0.14923 | 0.005272 | 0.1545 | 690.5376 | 6226.6234 | 0.168 | 7687.1894 | 0.038398 | 0.24629 | 0.005272 | 0.25156 | 1124.3567 | 6226.6234 | 0.168 | 8013.6724 | 0.038398 | 0.018145 | 0.22566 | 0.0077633 | 0.23342 | 1043.278 | 6226.6234 | 0.168 | 8044.7331 | 0.0042 | 0.15617 | 0.00057666 | 0.15674 | 699.3123 | 6226.6234 | 0.168 | 7439.2156 | 0.0042 | 0.23834 | 0.00057666 | 0.23892 | 1066.5998 | 6226.6234 | 0.168 | 7842.095 | 0.0042 | 0.018145 | 0.22082 | 0.0030679 | 0.22389 | 999.4362
04/06 03:00:00 | 53.96 | 12.2 | 29.24% | 1.1338 | 42021.2114 | 1.1146 | 4.0124 | 4.0724 | 3.6652 | 0.25788 | 0.86655 | 0.11898 | 354.4212 | 1.1338 | 42021.2114 | 1.1146 | 4.3467 | 4.4118 | 3.75 | 0.25788 | 0.84694 | 0.11628 | 346.4168 | 10836.6085 | 0.29238 | 13378.5291 | 0.066826 | 0.25971 | 0.0091752 | 0.26888 | 690.8065 | 10836.6085 | 0.29238 | 13378.5291 | 0.066826 | 0.42863 | 0.0091752 | 0.43781 | 1124.7945 | 10836.6085 | 0.29238 | 13946.7291 | 0.066826 | 0.031579 | 0.39272 | 0.013511 | 0.40623 | 1043.6842 | 10836.6085 | 0.29238 | 14000.7862 | 0.0042 | 0.27179 | 0.00057666 | 0.27236 | 699.5846 | 10836.6085 | 0.29238 | 12946.9636 | 0.0042 | 0.4148 | 0.00057666 | 0.41538 | 1067.0152 | 10836.6085 | 0.29238 | 13648.1216 | 0.0042 | 0.031579 | 0.38432 | 0.0049124 | 0.38923 | 999.8255
04/06 04:00:00 | 51.08 | 10.6 | 31.92% | 1.0863 | 40260.7161 | 1.1018 | 3.9664 | 3.9846 | 3.5861 | 0.29382 | 0.96677 | 0.13274 | 354.5539 | 1.0863 | 40260.7161 | 1.1018 | 4.2969 | 4.3166 | 3.6692 | 0.26916 | 0.8656 | 0.11885 | 346.5356 | 11829.3388 | 0.31916 | 14604.122 | 0.072948 | 0.2835 | 0.010016 | 0.29352 | 691.1 | 11829.3388 | 0.31916 | 14604.122 | 0.072948 | 0.4679 | 0.010016 | 0.47791 | 1125.2724 | 11829.3388 | 0.31916 | 15224.3743 | 0.072948 | 0.034471 | 0.4287 | 0.014749 | 0.44345 | 1044.1276 | 11829.3388 | 0.31916 | 15283.3835 | 0.0042 | 0.29669 | 0.00057666 | 0.29726 | 699.8819 | 11829.3388 | 0.31916 | 14133.0213 | 0.0042 | 0.4528 | 0.00057666 | 0.45338 | 1067.4686 | 11829.3388 | 0.31916 | 14898.4116 | 0.0042 | 0.034471 | 0.41952 | 0.0053096 | 0.42483 | 1000.2503
04/06 05:00:00 | 48.92 | 9.4 | 41.59% | 1.0513 | 38964.1908 | 1.0894 | 3.9218 | 3.9165 | 3.5248 | 0.39557 | 1.2816 | 0.17596 | 354.7299 | 1.0513 | 38964.1908 | 1.0894 | 4.2486 | 4.2428 | 3.6064 | 0.39557 | 1.2526 | 0.17198 | 346.7076 | 15412.9648 | 0.41585 | 19028.3516 | 0.095047 | 0.36938 | 0.01305 | 0.38243 | 691.4825 | 15412.9648 | 0.41585 | 19028.3516 | 0.095047 | 0.60964 | 0.01305 | 0.62269 | 1125.8951 | 15412.9648 | 0.41585 | 19836.5055 | 0.095047 | 0.044914 | 0.55857 | 0.019217 | 0.57779 | 1044.7054 | 15412.9648 | 0.41585 | 19913.3912 | 0.0042 | 0.38657 | 0.00057666 | 0.38714 | 700.269 | 15412.9648 | 0.41585 | 18414.5338 | 0.0042 | 0.58998 | 0.00057666 | 0.59055 | 1068.0591 | 15412.9648 | 0.41585 | 19411.7945 | 0.0042 | 0.044914 | 0.54661 | 0.0067434 | 0.55336 | 1000.8037
04/06 06:00:00 | 46.94 | 8.3 | 55.54% | 1.0197 | 37793.6649 | 1.0761 | 3.8739 | 3.8522 | 3.4669 | 0.54467 | 1.7402 | 0.23893 | 354.9688 | 1.0197 | 37793.6649 | 1.0761 | 4.1967 | 4.1732 | 3.5472 | 0.40782 | 1.2735 | 0.17485 | 346.8825 | 20585.0961 | 0.5554 | 25413.6988 | 0.12694 | 0.49334 | 0.017429 | 0.51077 | 691.9932 | 20585.0961 | 0.5554 | 25413.6988 | 0.12694 | 0.81422 | 0.017429 | 0.83165 | 1126.7268 | 20585.0961 | 0.5554 | 26493.0451 | 0.12694 | 0.059986 | 0.74601 | 0.025665 | 0.77168 | 1045.4771 | 20585.0961 | 0.5554 | 26595.7313 | 0.0042 | 0.51629 | 0.00057666 | 0.51686 | 700.7859 | 20585.0961 | 0.5554 | 24593.9021 | 0.0042 | 0.78796 | 0.00057666 | 0.78853 | 1068.8477 | 20585.0961 | 0.5554 | 25925.8137 | 0.0042 | 0.059986 | 0.73004 | 0.0088128 | 0.73885 | 1001.5425
04/06 07:00:00 | 46.94 | 8.3 | 58.82% | 1.0197 | 37793.6649 | 1.0761 | 3.8739 | 3.8522 | 3.4669 | 0.57684 | 1.843 | 0.25304 | 355.2218 | 1.0197 | 37793.6649 | 1.0761 | 4.1967 | 4.1732 | 3.5472 | 0.57684 | 1.8013 | 0.24732 | 347.1298 | 21800.8938 | 0.5882 | 26914.6837 | 0.13444 | 0.52248 | 0.018458 | 0.54094 | 692.5342 | 21800.8938 | 0.5882 | 26914.6837 | 0.13444 | 0.86231 | 0.018458 | 0.88077 | 1127.6076 | 21800.8938 | 0.5882 | 28057.7783 | 0.13444 | 0.063529 | 0.79007 | 0.027181 | 0.81726 | 1046.2944 | 21800.8938 | 0.5882 | 28166.5294 | 0.0042 | 0.54678 | 0.00057666 | 0.54735 | 701.3333 | 21800.8938 | 0.5882 | 26046.4681 | 0.0042 | 0.83449 | 0.00057666 | 0.83507 | 1069.6827 | 21800.8938 | 0.5882 | 27457.045 | 0.0042 | 0.063529 | 0.77316 | 0.0092992 | 0.78246 | 1002.325
04/06 08:00:00 | 51.08 | 10.6 | 32.75% | 1.0863 | 40260.7161 | 1.1018 | 3.9664 | 3.9846 | 3.5861 | 0.30146 | 0.99193 | 0.13619 | 355.358 | 1.0863 | 40260.7161 | 1.1018 | 4.2969 | 4.3166 | 3.6692 | 0.54149 | 1.7414 | 0.23909 | 347.3689 | 12137.1923 | 0.32747 | 14984.1881 | 0.074846 | 0.29088 | 0.010276 | 0.30115 | 692.8353 | 12137.1923 | 0.32747 | 14984.1881 | 0.074846 | 0.48007 | 0.010276 | 0.49035 | 1128.0979 | 12137.1923 | 0.32747 | 15620.5821 | 0.074846 | 0.035369 | 0.43986 | 0.015132 | 0.45499 | 1046.7493 | 12137.1923 | 0.32747 | 15681.127 | 0.0042 | 0.30441 | 0.00057666 | 0.30498 | 701.6382 | 12137.1923 | 0.32747 | 14500.8271 | 0.0042 | 0.46459 | 0.00057666 | 0.46516 | 1070.1479 | 12137.1923 | 0.32747 | 15286.1364 | 0.0042 | 0.035369 | 0.43044 | 0.0054328 | 0.43587 | 1002.7608
04/06 09:00:00 | 51.98 | 11.1 | 17.08% | 1.101 | 40806.9675 | 1.1062 | 3.9825 | 4.0124 | 3.6112 | 0.15514 | 0.51381 | 0.070546 | 355.4286 | 1.101 | 40806.9675 | 1.1062 | 4.3143 | 4.3468 | 3.6948 | 0.15514 | 0.50219 | 0.06895 | 347.4378 | 6330.8012 | 0.17081 | 7815.804 | 0.03904 | 0.15172 | 0.0053602 | 0.15708 | 692.9924 | 6330.8012 | 0.17081 | 7815.804 | 0.03904 | 0.25041 | 0.0053602 | 0.25577 | 1128.3537 | 6330.8012 | 0.17081 | 8147.7493 | 0.03904 | 0.018448 | 0.22943 | 0.0078931 | 0.23732 | 1046.9867 | 6330.8012 | 0.17081 | 8179.3298 | 0.0042 | 0.15878 | 0.00057666 | 0.15936 | 701.7976 | 6330.8012 | 0.17081 | 7563.6813 | 0.0042 | 0.24233 | 0.00057666 | 0.24291 | 1070.3908 | 6330.8012 | 0.17081 | 7973.3013 | 0.0042 | 0.018448 | 0.22452 | 0.0031096 | 0.22763 | 1002.9885
04/06 10:00:00 | 55.04 | 12.8 | 6.343% | 1.1518 | 42690.7653 | 1.1182 | 4.0255 | 4.1045 | 3.694 | 0.055069 | 0.18652 | 0.02561 | 355.4542 | 1.1518 | 42690.7653 | 1.1182 | 4.3609 | 4.4465 | 3.7795 | 0.14829 | 0.49092 | 0.067403 | 347.5052 | 2350.9461 | 0.06343 | 2902.4026 | 0.014498 | 0.056342 | 0.0019905 | 0.058333 | 693.0508 | 2350.9461 | 0.06343 | 2902.4026 | 0.014498 | 0.092989 | 0.0019905 | 0.09498 | 1128.4487 | 2350.9461 | 0.06343 | 3025.6707 | 0.014498 | 0.0068508 | 0.085199 | 0.0029311 | 0.088131 | 1047.0748 | 2350.9461 | 0.06343 | 3037.3981 | 0.0042 | 0.058963 | 0.00057666 | 0.05954 | 701.8571 | 2350.9461 | 0.06343 | 2808.7767 | 0.0042 | 0.089989 | 0.00057666 | 0.090566 | 1070.4814 | 2350.9461 | 0.06343 | 2960.8893 | 0.0042 | 0.0068508 | 0.083375 | 0.0015173 | 0.084892 | 1003.0734
04/06 11:00:00 | 57.92 | 14.4 | 0% | 1.2007 | 44501.2239 | 1.1247 | 4.0487 | 4.188 | 3.7692 | 0 | 0 | 0 | 355.4542 | 1.2007 | 44501.2239 | 1.1247 | 4.3861 | 4.537 | 3.8565 | 0 | 0 | 0 | 347.5052 | 0 | 0 | 0 | 0 | 0 | 0 | 0 | 693.0508 | 0 | 0 | 0 | 0 | 0 | 0 | 0 | 1128.4487 | 0 | 0 | 0 | 0 | 0 | 0 | 0 | 0 | 1047.0748 | 0 | 0 | 0 | 0.0042 | 0 | 0.00057666 | 0.00057666 | 701.8577 | 0 | 0 | 0 | 0.0042 | 0 | 0.00057666 | 0.00057666 | 1070.482 | 0 | 0 | 0 | 0.0042 | 0 | 0 | 0.00057666 | 0.00057666 | 1003.0739
04/06 12:00:00 | 59 | 15 | 0% | 1.2192 | 45189.514 | 1.1258 | 4.053 | 4.2187 | 3.7968 | 0 | 0 | 0 | 355.4542 | 1.2192 | 45189.514 | 1.1258 | 4.3908 | 4.5702 | 3.8847 | 0 | 0 | 0 | 347.5052 | 0 | 0 | 0 | 0 | 0 | 0 | 0 | 693.0508 | 0 | 0 | 0 | 0 | 0 | 0 | 0 | 1128.4487 | 0 | 0 | 0 | 0 | 0 | 0 | 0 | 0 | 1047.0748 | 0 | 0 | 0 | 0.0042 | 0 | 0.00057666 | 0.00057666 | 701.8583 | 0 | 0 | 0 | 0.0042 | 0 | 0.00057666 | 0.00057666 | 1070.4825 | 0 | 0 | 0 | 0.0042 | 0 | 0 | 0.00057666 | 0.00057666 | 1003.0745
04/06 13:00:00 | 59 | 15 | 0% | 1.2192 | 45189.514 | 1.1258 | 4.053 | 4.2187 | 3.7968 | 0 | 0 | 0 | 355.4542 | 1.2192 | 45189.514 | 1.1258 | 4.3908 | 4.5702 | 3.8847 | 0 | 0 | 0 | 347.5052 | 0 | 0 | 0 | 0 | 0 | 0 | 0 | 693.0508 | 0 | 0 | 0 | 0 | 0 | 0 | 0 | 1128.4487 | 0 | 0 | 0 | 0 | 0 | 0 | 0 | 0 | 1047.0748 | 0 | 0 | 0 | 0.0042 | 0 | 0.00057666 | 0.00057666 | 701.8589 | 0 | 0 | 0 | 0.0042 | 0 | 0.00057666 | 0.00057666 | 1070.4831 | 0 | 0 | 0 | 0.0042 | 0 | 0 | 0.00057666 | 0.00057666 | 1003.0751
04/06 14:00:00 | 64.94 | 18.3 | 0% | 1.3238 | 49066.449 | 1.1202 | 4.0329 | 4.3819 | 3.9437 | 0 | 0 | 0 | 355.4542 | 1.3238 | 49066.449 | 1.1202 | 4.3689 | 4.7471 | 4.035 | 0 | 0 | 0 | 347.5052 | 0 | 0 | 0 | 0 | 0 | 0 | 0 | 693.0508 | 0 | 0 | 0 | 0 | 0 | 0 | 0 | 1128.4487 | 0 | 0 | 0 | 0 | 0 | 0 | 0 | 0 | 1047.0748 | 0 | 0 | 0 | 0.0042 | 0 | 0.00057666 | 0.00057666 | 701.8594 | 0 | 0 | 0 | 0.0042 | 0 | 0.00057666 | 0.00057666 | 1070.4837 | 0 | 0 | 0 | 0.0042 | 0 | 0 | 0.00057666 | 0.00057666 | 1003.0757
04/06 15:00:00 | 64.94 | 18.3 | 0% | 1.3238 | 49066.449 | 1.1202 | 4.0329 | 4.3819 | 3.9437 | 0 | 0 | 0 | 355.4542 | 1.3238 | 49066.449 | 1.1202 | 4.3689 | 4.7471 | 4.035 | 0 | 0 | 0 | 347.5052 | 0 | 0 | 0 | 0 | 0 | 0 | 0 | 693.0508 | 0 | 0 | 0 | 0 | 0 | 0 | 0 | 1128.4487 | 0 | 0 | 0 | 0 | 0 | 0 | 0 | 0 | 1047.0748 | 0 | 0 | 0 | 0.0042 | 0 | 0.00057666 | 0.00057666 | 701.86 | 0 | 0 | 0 | 0.0042 | 0 | 0.00057666 | 0.00057666 | 1070.4843 | 0 | 0 | 0 | 0.0042 | 0 | 0 | 0.00057666 | 0.00057666 | 1003.0762
04/06 16:00:00 | 64.94 | 18.3 | 0% | 1.3238 | 49066.449 | 1.1202 | 4.0329 | 4.3819 | 3.9437 | 0 | 0 | 0 | 355.4542 | 1.3238 | 49066.449 | 1.1202 | 4.3689 | 4.7471 | 4.035 | 0 | 0 | 0 | 347.5052 | 0 | 0 | 0 | 0 | 0 | 0 | 0 | 693.0508 | 0 | 0 | 0 | 0 | 0 | 0 | 0 | 1128.4487 | 0 | 0 | 0 | 0 | 0 | 0 | 0 | 0 | 1047.0748 | 0 | 0 | 0 | 0.0042 | 0 | 0.00057666 | 0.00057666 | 701.8606 | 0 | 0 | 0 | 0.0042 | 0 | 0.00057666 | 0.00057666 | 1070.4848 | 0 | 0 | 0 | 0.0042 | 0 | 0 | 0.00057666 | 0.00057666 | 1003.0768
04/06 17:00:00 | 64.04 | 17.8 | 0% | 1.3077 | 48469.0987 | 1.1224 | 4.0406 | 4.3577 | 3.9219 | 0 | 0 | 0 | 355.4542 | 1.3077 | 48469.0987 | 1.1224 | 4.3774 | 4.7208 | 4.0127 | 0 | 0 | 0 | 347.5052 | 0 | 0 | 0 | 0 | 0 | 0 | 0 | 693.0508 | 0 | 0 | 0 | 0 | 0 | 0 | 0 | 1128.4487 | 0 | 0 | 0 | 0 | 0 | 0 | 0 | 0 | 1047.0748 | 0 | 0 | 0 | 0.0042 | 0 | 0.00057666 | 0.00057666 | 701.8612 | 0 | 0 | 0 | 0.0042 | 0 | 0.00057666 | 0.00057666 | 1070.4854 | 0 | 0 | 0 | 0.0042 | 0 | 0 | 0.00057666 | 0.00057666 | 1003.0774
04/06 18:00:00 | 59 | 15 | 0% | 1.2192 | 45189.514 | 1.1258 | 4.053 | 4.2187 | 3.7968 | 0 | 0 | 0 | 355.4542 | 1.2192 | 45189.514 | 1.1258 | 4.3908 | 4.5702 | 3.8847 | 0 | 0 | 0 | 347.5052 | 0 | 0 | 0 | 0 | 0 | 0 | 0 | 693.0508 | 0 | 0 | 0 | 0 | 0 | 0 | 0 | 1128.4487 | 0 | 0 | 0 | 0 | 0 | 0 | 0 | 0 | 1047.0748 | 0 | 0 | 0 | 0.0042 | 0 | 0.00057666 | 0.00057666 | 701.8618 | 0 | 0 | 0 | 0.0042 | 0 | 0.00057666 | 0.00057666 | 1070.486 | 0 | 0 | 0 | 0.0042 | 0 | 0 | 0.00057666 | 0.00057666 | 1003.078
04/06 19:00:00 | 59 | 15 | 0% | 1.2192 | 45189.514 | 1.1258 | 4.053 | 4.2187 | 3.7968 | 0 | 0 | 0 | 355.4542 | 1.2192 | 45189.514 | 1.1258 | 4.3908 | 4.5702 | 3.8847 | 0 | 0 | 0 | 347.5052 | 0 | 0 | 0 | 0 | 0 | 0 | 0 | 693.0508 | 0 | 0 | 0 | 0 | 0 | 0 | 0 | 1128.4487 | 0 | 0 | 0 | 0 | 0 | 0 | 0 | 0 | 1047.0748 | 0 | 0 | 0 | 0.0042 | 0 | 0.00057666 | 0.00057666 | 701.8623 | 0 | 0 | 0 | 0.0042 | 0 | 0.00057666 | 0.00057666 | 1070.4866 | 0 | 0 | 0 | 0.0042 | 0 | 0 | 0.00057666 | 0.00057666 | 1003.0786
04/06 20:00:00 | 57.38 | 14.1 | 0% | 1.1914 | 44158.9951 | 1.1238 | 4.0457 | 4.1726 | 3.7553 | 0 | 0 | 0 | 355.4542 | 1.1914 | 44158.9951 | 1.1238 | 4.3828 | 4.5203 | 3.8422 | 0 | 0 | 0 | 347.5052 | 0 | 0 | 0 | 0 | 0 | 0 | 0 | 693.0508 | 0 | 0 | 0 | 0 | 0 | 0 | 0 | 1128.4487 | 0 | 0 | 0 | 0 | 0 | 0 | 0 | 0 | 1047.0748 | 0 | 0 | 0 | 0.0042 | 0 | 0.00057666 | 0.00057666 | 701.8629 | 0 | 0 | 0 | 0.0042 | 0 | 0.00057666 | 0.00057666 | 1070.4871 | 0 | 0 | 0 | 0.0042 | 0 | 0 | 0.00057666 | 0.00057666 | 1003.0791
04/06 21:00:00 | 54.5 | 12.5 | 0% | 1.1428 | 42355.3496 | 1.1164 | 4.0192 | 4.0885 | 3.6796 | 0 | 0 | 0 | 355.4542 | 1.1428 | 42355.3496 | 1.1164 | 4.3541 | 4.4292 | 3.7648 | 0 | 0 | 0 | 347.5052 | 0 | 0 | 0 | 0 | 0 | 0 | 0 | 693.0508 | 0 | 0 | 0 | 0 | 0 | 0 | 0 | 1128.4487 | 0 | 0 | 0 | 0 | 0 | 0 | 0 | 0 | 1047.0748 | 0 | 0 | 0 | 0.0042 | 0 | 0.00057666 | 0.00057666 | 701.8635 | 0 | 0 | 0 | 0.0042 | 0 | 0.00057666 | 0.00057666 | 1070.4877 | 0 | 0 | 0 | 0.0042 | 0 | 0 | 0.00057666 | 0.00057666 | 1003.0797
04/06 22:00:00 | 48.38 | 9.1 | 6.345% | 1.0426 | 38643.2532 | 1.0859 | 3.9094 | 3.8991 | 3.5092 | 0.060857 | 0.19641 | 0.026967 | 355.4812 | 1.0426 | 38643.2532 | 1.0859 | 4.2352 | 4.224 | 3.5904 | 0 | 0 | 0 | 347.5052 | 2351.698 | 0.06345 | 2903.3308 | 0.014502 | 0.05636 | 0.0019911 | 0.058352 | 693.1091 | 2351.698 | 0.06345 | 2903.3308 | 0.014502 | 0.093019 | 0.0019911 | 0.09501 | 1128.5437 | 2351.698 | 0.06345 | 3026.6383 | 0.014502 | 0.006853 | 0.085227 | 0.0029321 | 0.088159 | 1047.163 | 2351.698 | 0.06345 | 3038.3695 | 0.0042 | 0.058982 | 0.00057666 | 0.059558 | 701.923 | 2351.698 | 0.06345 | 2809.675 | 0.0042 | 0.090018 | 0.00057666 | 0.090595 | 1070.5783 | 2351.698 | 0.06345 | 2961.8362 | 0.0042 | 0.006853 | 0.083402 | 0.0015176 | 0.084919 | 1003.1646
04/06 23:00:00 | 46.4 | 8 | 20.01% | 1.0112 | 37477.4113 | 1.0722 | 3.8598 | 3.8343 | 3.4509 | 0.19792 | 0.62996 | 0.086493 | 355.5676 | 1.0112 | 37477.4113 | 1.0722 | 4.1814 | 4.1538 | 3.5308 | 0.19792 | 0.6157 | 0.084536 | 347.5898 | 7417.3608 | 0.20013 | 9157.2355 | 0.04574 | 0.17776 | 0.0062802 | 0.18404 | 693.2931 | 7417.3608 | 0.20013 | 9157.2355 | 0.04574 | 0.29339 | 0.0062802 | 0.29967 | 1128.8433 | 7417.3608 | 0.20013 | 9546.1528 | 0.04574 | 0.021615 | 0.26881 | 0.0092478 | 0.27806 | 1047.441 | 7417.3608 | 0.20013 | 9583.1534 | 0.0042 | 0.18603 | 0.00057666 | 0.18661 | 702.1096 | 7417.3608 | 0.20013 | 8861.8408 | 0.0042 | 0.28392 | 0.00057666 | 0.2845 | 1070.8628 | 7417.3608 | 0.20013 | 9341.7642 | 0.0042 | 0.021615 | 0.26305 | 0.0035444 | 0.2666 | 1003.4312
04/06 24:00:00 | 43.52 | 6.4 | 31.94% | 0.96624 | 35812.3006 | 1.0491 | 3.7769 | 3.7368 | 3.3631 | 0.33052 | 1.0315 | 0.14163 | 355.7093 | 0.96624 | 35812.3006 | 1.0491 | 4.0917 | 4.0482 | 3.441 | 0.20712 | 0.63177 | 0.086741 | 347.6765 | 11836.6943 | 0.31936 | 14613.2028 | 0.072993 | 0.28368 | 0.010022 | 0.2937 | 693.5868 | 11836.6943 | 0.31936 | 14613.2028 | 0.072993 | 0.46819 | 0.010022 | 0.47821 | 1129.3215 | 11836.6943 | 0.31936 | 15233.8408 | 0.072993 | 0.034493 | 0.42897 | 0.014758 | 0.44373 | 1047.8847 | 11836.6943 | 0.31936 | 15292.8867 | 0.0042 | 0.29687 | 0.00057666 | 0.29745 | 702.4071 | 11836.6943 | 0.31936 | 14141.8092 | 0.0042 | 0.45308 | 0.00057666 | 0.45366 | 1071.3165 | 11836.6943 | 0.31936 | 14907.6754 | 0.0042 | 0.034493 | 0.41978 | 0.0053125 | 0.4251 | 1003.8563
04/07 01:00:00 | 42.62 | 5.9 | 41.3% | 0.9524 | 35299.4055 | 1.0413 | 3.7487 | 3.7056 | 3.335 | 0.4336 | 1.3451 | 0.18468 | 355.894 | 0.9524 | 35299.4055 | 1.0413 | 4.0611 | 4.0144 | 3.4122 | 0.4336 | 1.3146 | 0.1805 | 347.857 | 15305.7144 | 0.41296 | 18895.9437 | 0.094385 | 0.36681 | 0.012959 | 0.37977 | 693.9666 | 15305.7144 | 0.41296 | 18895.9437 | 0.094385 | 0.6054 | 0.012959 | 0.61836 | 1129.9399 | 15305.7144 | 0.41296 | 19698.4741 | 0.094385 | 0.044602 | 0.55469 | 0.019083 | 0.57377 | 1048.4585 | 15305.7144 | 0.41296 | 19774.8248 | 0.0042 | 0.38388 | 0.00057666 | 0.38445 | 702.7915 | 15305.7144 | 0.41296 | 18286.3971 | 0.0042 | 0.58587 | 0.00057666 | 0.58645 | 1071.9029 | 15305.7144 | 0.41296 | 19276.7184 | 0.0042 | 0.044602 | 0.54281 | 0.0067005 | 0.54951 | 1004.4058
04/07 02:00:00 | 44.6 | 7 | 45.78% | 0.98297 | 36432.4589 | 1.0582 | 3.8094 | 3.7738 | 3.3965 | 0.46576 | 1.4643 | 0.20104 | 356.095 | 0.98297 | 36432.4589 | 1.0582 | 4.1268 | 4.0883 | 3.4751 | 0.42011 | 1.2909 | 0.17724 | 348.0342 | 16968.7791 | 0.45783 | 20949.11 | 0.10464 | 0.40667 | 0.014367 | 0.42104 | 694.3877 | 16968.7791 | 0.45783 | 20949.11 | 0.10464 | 0.67118 | 0.014367 | 0.68555 | 1130.6254 | 16968.7791 | 0.45783 | 21838.8406 | 0.10464 | 0.049448 | 0.61496 | 0.021156 | 0.63611 | 1049.0946 | 16968.7791 | 0.45783 | 21923.4872 | 0.0042 | 0.42559 | 0.00057666 | 0.42616 | 703.2177 | 16968.7791 | 0.45783 | 20273.3323 | 0.0042 | 0.64953 | 0.00057666 | 0.65011 | 1072.553 | 16968.7791 | 0.45783 | 21371.2583 | 0.0042 | 0.049448 | 0.60179 | 0.0073659 | 0.60916 | 1005.015
04/07 03:00:00 | 45.86 | 7.7 | 46.18% | 1.0027 | 37162.4352 | 1.0681 | 3.8451 | 3.8163 | 3.4347 | 0.46054 | 1.4604 | 0.20051 | 356.2955 | 1.0027 | 37162.4352 | 1.0681 | 4.1656 | 4.1344 | 3.5142 | 0.46054 | 1.4274 | 0.19598 | 348.2302 | 17114.661 | 0.46177 | 21129.2111 | 0.10554 | 0.41017 | 0.014491 | 0.42466 | 694.8123 | 17114.661 | 0.46177 | 21129.2111 | 0.10554 | 0.67695 | 0.014491 | 0.69144 | 1131.3169 | 17114.661 | 0.46177 | 22026.5907 | 0.10554 | 0.049873 | 0.62024 | 0.021338 | 0.64158 | 1049.7362 | 17114.661 | 0.46177 | 22111.9651 | 0.0042 | 0.42924 | 0.00057666 | 0.42982 | 703.6475 | 17114.661 | 0.46177 | 20447.6236 | 0.0042 | 0.65511 | 0.00057666 | 0.65569 | 1073.2087 | 17114.661 | 0.46177 | 21554.9886 | 0.0042 | 0.049873 | 0.60696 | 0.0074242 | 0.61439 | 1005.6294
04/07 04:00:00 | 46.76 | 8.2 | 45.51% | 1.0169 | 37688.1051 | 1.0748 | 3.8692 | 3.8462 | 3.4616 | 0.44756 | 1.4281 | 0.19608 | 356.4916 | 1.0169 | 37688.1051 | 1.0748 | 4.1917 | 4.1667 | 3.5417 | 0.45411 | 1.4163 | 0.19445 | 348.4247 | 16867.7996 | 0.45511 | 20824.4439 | 0.10402 | 0.40425 | 0.014282 | 0.41853 | 695.2308 | 16867.7996 | 0.45511 | 20824.4439 | 0.10402 | 0.66719 | 0.014282 | 0.68147 | 1131.9984 | 16867.7996 | 0.45511 | 21708.8798 | 0.10402 | 0.049154 | 0.6113 | 0.021031 | 0.63233 | 1050.3685 | 16867.7996 | 0.45511 | 21793.0227 | 0.0042 | 0.42305 | 0.00057666 | 0.42363 | 704.0712 | 16867.7996 | 0.45511 | 20152.6877 | 0.0042 | 0.64567 | 0.00057666 | 0.64624 | 1073.855 | 16867.7996 | 0.45511 | 21244.0801 | 0.0042 | 0.049154 | 0.59821 | 0.0073255 | 0.60553 | 1006.2349
04/07 05:00:00 | 46.04 | 7.8 | 48.46% | 1.0055 | 37267.2853 | 1.0695 | 3.8501 | 3.8223 | 3.4401 | 0.48196 | 1.5302 | 0.2101 | 356.7017 | 1.0055 | 37267.2853 | 1.0695 | 4.1709 | 4.1409 | 3.5197 | 0.48196 | 1.4956 | 0.20535 | 348.63 | 17961.4087 | 0.48461 | 22174.5786 | 0.11076 | 0.43046 | 0.015208 | 0.44567 | 695.6765 | 17961.4087 | 0.48461 | 22174.5786 | 0.11076 | 0.71044 | 0.015208 | 0.72565 | 1132.724 | 17961.4087 | 0.48461 | 23116.3561 | 0.11076 | 0.052341 | 0.65093 | 0.022394 | 0.67332 | 1051.0419 | 17961.4087 | 0.48461 | 23205.9543 | 0.0042 | 0.45048 | 0.00057666 | 0.45106 | 704.5222 | 17961.4087 | 0.48461 | 21459.2696 | 0.0042 | 0.68753 | 0.00057666 | 0.6881 | 1074.5431 | 17961.4087 | 0.48461 | 22621.4215 | 0.0042 | 0.052341 | 0.63699 | 0.007763 | 0.64476 | 1006.8797
04/07 06:00:00 | 46.94 | 8.3 | 49.93% | 1.0197 | 37793.6649 | 1.0761 | 3.8739 | 3.8522 | 3.4669 | 0.48961 | 1.5643 | 0.21477 | 356.9165 | 1.0197 | 37793.6649 | 1.0761 | 4.1967 | 4.1732 | 3.5472 | 0.47525 | 1.484 | 0.20376 | 348.8338 | 18504.0432 | 0.49925 | 22844.4977 | 0.11411 | 0.44346 | 0.015667 | 0.45913 | 696.1356 | 18504.0432 | 0.49925 | 22844.4977 | 0.11411 | 0.73191 | 0.015667 | 0.74757 | 1133.4716 | 18504.0432 | 0.49925 | 23814.7274 | 0.11411 | 0.053922 | 0.6706 | 0.023071 | 0.69367 | 1051.7355 | 18504.0432 | 0.49925 | 23907.0325 | 0.0042 | 0.46409 | 0.00057666 | 0.46467 | 704.9869 | 18504.0432 | 0.49925 | 22107.5784 | 0.0042 | 0.7083 | 0.00057666 | 0.70887 | 1075.2519 | 18504.0432 | 0.49925 | 23304.8402 | 0.0042 | 0.053922 | 0.65624 | 0.0079801 | 0.66422 | 1007.5439
04/07 07:00:00 | 46.94 | 8.3 | 41.44% | 1.0197 | 37793.6649 | 1.0761 | 3.8739 | 3.8522 | 3.4669 | 0.40635 | 1.2983 | 0.17825 | 357.0947 | 1.0197 | 37793.6649 | 1.0761 | 4.1967 | 4.1732 | 3.5472 | 0.40635 | 1.2689 | 0.17422 | 349.008 | 15357.503 | 0.41436 | 18959.8802 | 0.094705 | 0.36806 | 0.013003 | 0.38106 | 696.5167 | 15357.503 | 0.41436 | 18959.8802 | 0.094705 | 0.60745 | 0.013003 | 0.62045 | 1134.092 | 15357.503 | 0.41436 | 19765.1261 | 0.094705 | 0.044753 | 0.55656 | 0.019147 | 0.57571 | 1052.3112 | 15357.503 | 0.41436 | 19841.7351 | 0.0042 | 0.38517 | 0.00057666 | 0.38575 | 705.3726 | 15357.503 | 0.41436 | 18348.2712 | 0.0042 | 0.58785 | 0.00057666 | 0.58843 | 1075.8404 | 15357.503 | 0.41436 | 19341.9433 | 0.0042 | 0.044753 | 0.54465 | 0.0067212 | 0.55137 | 1008.0952
04/07 08:00:00 | 48.92 | 9.4 | 27.8% | 1.0513 | 38964.1908 | 1.0894 | 3.9218 | 3.9165 | 3.5248 | 0.26444 | 0.85674 | 0.11763 | 357.2123 | 1.0513 | 38964.1908 | 1.0894 | 4.2486 | 4.2428 | 3.6064 | 0.39414 | 1.2481 | 0.17136 | 349.1793 | 10303.6606 | 0.278 | 12720.5686 | 0.063539 | 0.24694 | 0.0087239 | 0.25566 | 696.7724 | 10303.6606 | 0.278 | 12720.5686 | 0.063539 | 0.40755 | 0.0087239 | 0.41627 | 1134.5083 | 10303.6606 | 0.278 | 13260.8244 | 0.063539 | 0.030026 | 0.37341 | 0.012846 | 0.38626 | 1052.6975 | 10303.6606 | 0.278 | 13312.2229 | 0.0042 | 0.25842 | 0.00057666 | 0.259 | 705.6316 | 10303.6606 | 0.278 | 12310.2277 | 0.0042 | 0.3944 | 0.00057666 | 0.39498 | 1076.2354 | 10303.6606 | 0.278 | 12976.9025 | 0.0042 | 0.030026 | 0.36541 | 0.0046992 | 0.37011 | 1008.4654
04/07 09:00:00 | 53.06 | 11.7 | 22.7% | 1.1188 | 41467.1533 | 1.111 | 3.9997 | 4.0453 | 3.6408 | 0.20286 | 0.67717 | 0.092975 | 357.3053 | 1.1188 | 41467.1533 | 1.111 | 4.333 | 4.3824 | 3.7251 | 0.20286 | 0.66185 | 0.090871 | 349.2702 | 8412.0123 | 0.22696 | 10385.2003 | 0.051874 | 0.2016 | 0.0071223 | 0.20872 | 696.9811 | 8412.0123 | 0.22696 | 10385.2003 | 0.051874 | 0.33273 | 0.0071223 | 0.33985 | 1134.8482 | 8412.0123 | 0.22696 | 10826.2706 | 0.051874 | 0.024513 | 0.30486 | 0.010488 | 0.31534 | 1053.0128 | 8412.0123 | 0.22696 | 10868.2329 | 0.0042 | 0.21098 | 0.00057666 | 0.21155 | 705.8432 | 8412.0123 | 0.22696 | 10050.1939 | 0.0042 | 0.32199 | 0.00057666 | 0.32257 | 1076.5579 | 8412.0123 | 0.22696 | 10594.4739 | 0.0042 | 0.024513 | 0.29833 | 0.0039423 | 0.30227 | 1008.7676
04/07 10:00:00 | 57.02 | 13.9 | 12.95% | 1.1853 | 43931.5522 | 1.1231 | 4.0433 | 4.1622 | 3.746 | 0.10926 | 0.37555 | 0.051563 | 357.3569 | 1.1853 | 43931.5522 | 1.1231 | 4.3802 | 4.5091 | 3.8327 | 0.19148 | 0.64326 | 0.088319 | 349.3585 | 4799.9921 | 0.12951 | 5925.9161 | 0.0296 | 0.11504 | 0.0040641 | 0.1191 | 697.1002 | 4799.9921 | 0.12951 | 5925.9161 | 0.0296 | 0.18986 | 0.0040641 | 0.19392 | 1135.0421 | 4799.9921 | 0.12951 | 6177.596 | 0.0296 | 0.013987 | 0.17395 | 0.0059846 | 0.17994 | 1053.1928 | 4799.9921 | 0.12951 | 6201.5402 | 0.0042 | 0.12039 | 0.00057666 | 0.12096 | 705.9642 | 4799.9921 | 0.12951 | 5734.7576 | 0.0042 | 0.18373 | 0.00057666 | 0.18431 | 1076.7422 | 4799.9921 | 0.12951 | 6045.3301 | 0.0042 | 0.013987 | 0.17023 | 0.0024971 | 0.17273 | 1008.9404
04/07 11:00:00 | 59 | 15 | 4.278% | 1.2192 | 45189.514 | 1.1258 | 4.053 | 4.2187 | 3.7968 | 0.035089 | 0.1224 | 0.016806 | 357.3737 | 1.2192 | 45189.514 | 1.1258 | 4.3908 | 4.5702 | 3.8847 | 0.035089 | 0.11963 | 0.016426 | 349.375 | 1585.6722 | 0.042783 | 1957.62 | 0.0097783 | 0.038002 | 0.0013426 | 0.039345 | 697.1395 | 1585.6722 | 0.042783 | 1957.62 | 0.0097783 | 0.06272 | 0.0013426 | 0.064062 | 1135.1061 | 1585.6722 | 0.042783 | 2040.7622 | 0.0097783 | 0.0046207 | 0.057466 | 0.001977 | 0.059442 | 1053.2522 | 1585.6722 | 0.042783 | 2048.6721 | 0.0042 | 0.03977 | 0.00057666 | 0.040346 | 706.0045 | 1585.6722 | 0.042783 | 1894.471 | 0.0042 | 0.060696 | 0.00057666 | 0.061273 | 1076.8035 | 1585.6722 | 0.042783 | 1997.0683 | 0.0042 | 0.0046207 | 0.056235 | 0.0012111 | 0.057446 | 1008.9978
04/07 12:00:00 | 62.06 | 16.7 | 0% | 1.2726 | 47167.4189 | 1.1255 | 4.0519 | 4.3037 | 3.8734 | 0 | 0 | 0 | 357.3737 | 1.2726 | 47167.4189 | 1.1255 | 4.3895 | 4.6624 | 3.963 | 0.033618 | 0.11727 | 0.016101 | 349.3911 | 0 | 0 | 0 | 0 | 0 | 0 | 0 | 697.1395 | 0 | 0 | 0 | 0 | 0 | 0 | 0 | 1135.1061 | 0 | 0 | 0 | 0 | 0 | 0 | 0 | 0 | 1053.2522 | 0 | 0 | 0 | 0.0042 | 0 | 0.00057666 | 0.00057666 | 706.0051 | 0 | 0 | 0 | 0.0042 | 0 | 0.00057666 | 0.00057666 | 1076.8041 | 0 | 0 | 0 | 0.0042 | 0 | 0 | 0.00057666 | 0.00057666 | 1008.9984
04/07 13:00:00 | 62.06 | 16.7 | 0% | 1.2726 | 47167.4189 | 1.1255 | 4.0519 | 4.3037 | 3.8734 | 0 | 0 | 0 | 357.3737 | 1.2726 | 47167.4189 | 1.1255 | 4.3895 | 4.6624 | 3.963 | 0 | 0 | 0 | 349.3911 | 0 | 0 | 0 | 0 | 0 | 0 | 0 | 697.1395 | 0 | 0 | 0 | 0 | 0 | 0 | 0 | 1135.1061 | 0 | 0 | 0 | 0 | 0 | 0 | 0 | 0 | 1053.2522 | 0 | 0 | 0 | 0.0042 | 0 | 0.00057666 | 0.00057666 | 706.0057 | 0 | 0 | 0 | 0.0042 | 0 | 0.00057666 | 0.00057666 | 1076.8047 | 0 | 0 | 0 | 0.0042 | 0 | 0 | 0.00057666 | 0.00057666 | 1008.999
04/07 14:00:00 | 64.94 | 18.3 | 0% | 1.3238 | 49066.449 | 1.1202 | 4.0329 | 4.3819 | 3.9437 | 0 | 0 | 0 | 357.3737 | 1.3238 | 49066.449 | 1.1202 | 4.3689 | 4.7471 | 4.035 | 0 | 0 | 0 | 349.3911 | 0 | 0 | 0 | 0 | 0 | 0 | 0 | 697.1395 | 0 | 0 | 0 | 0 | 0 | 0 | 0 | 1135.1061 | 0 | 0 | 0 | 0 | 0 | 0 | 0 | 0 | 1053.2522 | 0 | 0 | 0 | 0.0042 | 0 | 0.00057666 | 0.00057666 | 706.0062 | 0 | 0 | 0 | 0.0042 | 0 | 0.00057666 | 0.00057666 | 1076.8052 | 0 | 0 | 0 | 0.0042 | 0 | 0 | 0.00057666 | 0.00057666 | 1008.9995
04/07 15:00:00 | 68 | 20 | 0% | 1.3794 | 51123.983 | 1.1095 | 3.9942 | 4.4638 | 4.0174 | 0 | 0 | 0 | 357.3737 | 1.3794 | 51123.983 | 1.1095 | 4.327 | 4.8357 | 4.1104 | 0 | 0 | 0 | 349.3911 | 0 | 0 | 0 | 0 | 0 | 0 | 0 | 697.1395 | 0 | 0 | 0 | 0 | 0 | 0 | 0 | 1135.1061 | 0 | 0 | 0 | 0 | 0 | 0 | 0 | 0 | 1053.2522 | 0 | 0 | 0 | 0.0042 | 0 | 0.00057666 | 0.00057666 | 706.0068 | 0 | 0 | 0 | 0.0042 | 0 | 0.00057666 | 0.00057666 | 1076.8058 | 0 | 0 | 0 | 0.0042 | 0 | 0 | 0.00057666 | 0.00057666 | 1009.0001
04/07 16:00:00 | 66.92 | 19.4 | 0% | 1.3596 | 50393.1104 | 1.1139 | 4.01 | 4.435 | 3.9915 | 0 | 0 | 0 | 357.3737 | 1.3596 | 50393.1104 | 1.1139 | 4.3441 | 4.8046 | 4.0839 | 0 | 0 | 0 | 349.3911 | 0 | 0 | 0 | 0 | 0 | 0 | 0 | 697.1395 | 0 | 0 | 0 | 0 | 0 | 0 | 0 | 1135.1061 | 0 | 0 | 0 | 0 | 0 | 0 | 0 | 0 | 1053.2522 | 0 | 0 | 0 | 0.0042 | 0 | 0.00057666 | 0.00057666 | 706.0074 | 0 | 0 | 0 | 0.0042 | 0 | 0.00057666 | 0.00057666 | 1076.8064 | 0 | 0 | 0 | 0.0042 | 0 | 0 | 0.00057666 | 0.00057666 | 1009.0007
04/07 17:00:00 | 66.02 | 18.9 | 0% | 1.3433 | 49787.9534 | 1.117 | 4.0213 | 4.4109 | 3.9698 | 0 | 0 | 0 | 357.3737 | 1.3433 | 49787.9534 | 1.117 | 4.3565 | 4.7785 | 4.0617 | 0 | 0 | 0 | 349.3911 | 0 | 0 | 0 | 0 | 0 | 0 | 0 | 697.1395 | 0 | 0 | 0 | 0 | 0 | 0 | 0 | 1135.1061 | 0 | 0 | 0 | 0 | 0 | 0 | 0 | 0 | 1053.2522 | 0 | 0 | 0 | 0.0042 | 0 | 0.00057666 | 0.00057666 | 706.008 | 0 | 0 | 0 | 0.0042 | 0 | 0.00057666 | 0.00057666 | 1076.807 | 0 | 0 | 0 | 0.0042 | 0 | 0 | 0.00057666 | 0.00057666 | 1009.0013
04/07 18:00:00 | 66.02 | 18.9 | 0% | 1.3433 | 49787.9534 | 1.117 | 4.0213 | 4.4109 | 3.9698 | 0 | 0 | 0 | 357.3737 | 1.3433 | 49787.9534 | 1.117 | 4.3565 | 4.7785 | 4.0617 | 0 | 0 | 0 | 349.3911 | 0 | 0 | 0 | 0 | 0 | 0 | 0 | 697.1395 | 0 | 0 | 0 | 0 | 0 | 0 | 0 | 1135.1061 | 0 | 0 | 0 | 0 | 0 | 0 | 0 | 0 | 1053.2522 | 0 | 0 | 0 | 0.0042 | 0 | 0.00057666 | 0.00057666 | 706.0085 | 0 | 0 | 0 | 0.0042 | 0 | 0.00057666 | 0.00057666 | 1076.8075 | 0 | 0 | 0 | 0.0042 | 0 | 0 | 0.00057666 | 0.00057666 | 1009.0018
04/07 19:00:00 | 66.02 | 18.9 | 0% | 1.3433 | 49787.9534 | 1.117 | 4.0213 | 4.4109 | 3.9698 | 0 | 0 | 0 | 357.3737 | 1.3433 | 49787.9534 | 1.117 | 4.3565 | 4.7785 | 4.0617 | 0 | 0 | 0 | 349.3911 | 0 | 0 | 0 | 0 | 0 | 0 | 0 | 697.1395 | 0 | 0 | 0 | 0 | 0 | 0 | 0 | 1135.1061 | 0 | 0 | 0 | 0 | 0 | 0 | 0 | 0 | 1053.2522 | 0 | 0 | 0 | 0.0042 | 0 | 0.00057666 | 0.00057666 | 706.0091 | 0 | 0 | 0 | 0.0042 | 0 | 0.00057666 | 0.00057666 | 1076.8081 | 0 | 0 | 0 | 0.0042 | 0 | 0 | 0.00057666 | 0.00057666 | 1009.0024
04/07 20:00:00 | 62.06 | 16.7 | 0% | 1.2726 | 47167.4189 | 1.1255 | 4.0519 | 4.3037 | 3.8734 | 0 | 0 | 0 | 357.3737 | 1.2726 | 47167.4189 | 1.1255 | 4.3895 | 4.6624 | 3.963 | 0 | 0 | 0 | 349.3911 | 0 | 0 | 0 | 0 | 0 | 0 | 0 | 697.1395 | 0 | 0 | 0 | 0 | 0 | 0 | 0 | 1135.1061 | 0 | 0 | 0 | 0 | 0 | 0 | 0 | 0 | 1053.2522 | 0 | 0 | 0 | 0.0042 | 0 | 0.00057666 | 0.00057666 | 706.0097 | 0 | 0 | 0 | 0.0042 | 0 | 0.00057666 | 0.00057666 | 1076.8087 | 0 | 0 | 0 | 0.0042 | 0 | 0 | 0.00057666 | 0.00057666 | 1009.003
04/07 21:00:00 | 57.02 | 13.9 | 0% | 1.1853 | 43931.5522 | 1.1231 | 4.0433 | 4.1622 | 3.746 | 0 | 0 | 0 | 357.3737 | 1.1853 | 43931.5522 | 1.1231 | 4.3802 | 4.5091 | 3.8327 | 0 | 0 | 0 | 349.3911 | 0 | 0 | 0 | 0 | 0 | 0 | 0 | 697.1395 | 0 | 0 | 0 | 0 | 0 | 0 | 0 | 1135.1061 | 0 | 0 | 0 | 0 | 0 | 0 | 0 | 0 | 1053.2522 | 0 | 0 | 0 | 0.0042 | 0 | 0.00057666 | 0.00057666 | 706.0103 | 0 | 0 | 0 | 0.0042 | 0 | 0.00057666 | 0.00057666 | 1076.8093 | 0 | 0 | 0 | 0.0042 | 0 | 0 | 0.00057666 | 0.00057666 | 1009.0036
04/07 22:00:00 | 52.7 | 11.5 | 4.076% | 1.1129 | 41246.5236 | 1.1095 | 3.9942 | 4.0344 | 3.631 | 0.036629 | 0.12195 | 0.016744 | 357.3904 | 1.1129 | 41246.5236 | 1.1095 | 4.3271 | 4.3706 | 3.715 | 0 | 0 | 0 | 349.3911 | 1510.8104 | 0.040763 | 1865.1981 | 0.0093167 | 0.036208 | 0.0012792 | 0.037487 | 697.177 | 1510.8104 | 0.040763 | 1865.1981 | 0.0093167 | 0.059758 | 0.0012792 | 0.061038 | 1135.1672 | 1510.8104 | 0.040763 | 1944.415 | 0.0093167 | 0.0044026 | 0.054752 | 0.0018837 | 0.056636 | 1053.3089 | 1510.8104 | 0.040763 | 1951.9515 | 0.0042 | 0.037892 | 0.00057666 | 0.038469 | 706.0487 | 1510.8104 | 0.040763 | 1805.0304 | 0.0042 | 0.057831 | 0.00057666 | 0.058407 | 1076.8677 | 1510.8104 | 0.040763 | 1902.7839 | 0.0042 | 0.0044026 | 0.05358 | 0.0011811 | 0.054761 | 1009.0583
04/07 23:00:00 | 51.08 | 10.6 | 15.51% | 1.0863 | 40260.7161 | 1.1018 | 3.9664 | 3.9846 | 3.5861 | 0.14282 | 0.46992 | 0.06452 | 357.455 | 1.0863 | 40260.7161 | 1.1018 | 4.2969 | 4.3166 | 3.6692 | 0.14282 | 0.45929 | 0.06306 | 349.4541 | 5749.8819 | 0.15514 | 7098.6196 | 0.035458 | 0.1378 | 0.0048683 | 0.14267 | 697.3197 | 5749.8819 | 0.15514 | 7098.6196 | 0.035458 | 0.22743 | 0.0048683 | 0.2323 | 1135.3995 | 5749.8819 | 0.15514 | 7400.1054 | 0.035458 | 0.016756 | 0.20838 | 0.0071689 | 0.21555 | 1053.5244 | 5749.8819 | 0.15514 | 7428.788 | 0.0042 | 0.14421 | 0.00057666 | 0.14479 | 706.1935 | 5749.8819 | 0.15514 | 6869.6319 | 0.0042 | 0.22009 | 0.00057666 | 0.22067 | 1077.0884 | 5749.8819 | 0.15514 | 7241.6649 | 0.0042 | 0.016756 | 0.20392 | 0.0028772 | 0.20679 | 1009.2651
04/07 24:00:00 | 49.82 | 9.9 | 26.26% | 1.0658 | 39501.9257 | 1.0948 | 3.9414 | 3.9451 | 3.5506 | 0.24637 | 0.80334 | 0.1103 | 357.5653 | 1.0658 | 39501.9257 | 1.0948 | 4.2698 | 4.2739 | 3.6328 | 0.14556 | 0.46389 | 0.063692 | 349.5178 | 9732.1149 | 0.26258 | 12014.9566 | 0.060015 | 0.23324 | 0.00824 | 0.24148 | 697.5612 | 9732.1149 | 0.26258 | 12014.9566 | 0.060015 | 0.38494 | 0.00824 | 0.39318 | 1135.7927 | 9732.1149 | 0.26258 | 12525.2443 | 0.060015 | 0.02836 | 0.3527 | 0.012134 | 0.36483 | 1053.8892 | 9732.1149 | 0.26258 | 12573.7918 | 0.0042 | 0.24409 | 0.00057666 | 0.24466 | 706.4382 | 9732.1149 | 0.26258 | 11627.3774 | 0.0042 | 0.37253 | 0.00057666 | 0.3731 | 1077.4615 | 9732.1149 | 0.26258 | 12257.0716 | 0.0042 | 0.02836 | 0.34514 | 0.0044705 | 0.34962 | 1009.6147
04/08 01:00:00 | 49.46 | 9.7 | 32.43% | 1.06 | 39286.4059 | 1.0927 | 3.9337 | 3.9337 | 3.5403 | 0.30599 | 0.99517 | 0.13664 | 357.7019 | 1.06 | 39286.4059 | 1.0927 | 4.2615 | 4.2615 | 3.6223 | 0.30599 | 0.97265 | 0.13355 | 349.6514 | 12021.1609 | 0.32434 | 14840.9394 | 0.07413 | 0.2881 | 0.010178 | 0.29828 | 697.8594 | 12021.1609 | 0.32434 | 14840.9394 | 0.07413 | 0.47548 | 0.010178 | 0.48566 | 1136.2783 | 12021.1609 | 0.32434 | 15471.2496 | 0.07413 | 0.03503 | 0.43565 | 0.014988 | 0.45064 | 1054.3399 | 12021.1609 | 0.32434 | 15531.2157 | 0.0042 | 0.3015 | 0.00057666 | 0.30207 | 706.7403 | 12021.1609 | 0.32434 | 14362.1994 | 0.0042 | 0.46015 | 0.00057666 | 0.46072 | 1077.9222 | 12021.1609 | 0.32434 | 15140.0012 | 0.0042 | 0.03503 | 0.42632 | 0.0053863 | 0.43171 | 1010.0465
04/08 02:00:00 | 51.8 | 11 | 29.49% | 1.098 | 40697.4334 | 1.1054 | 3.9794 | 4.0069 | 3.6062 | 0.26854 | 0.88822 | 0.12195 | 357.8238 | 1.098 | 40697.4334 | 1.1054 | 4.311 | 4.3408 | 3.6897 | 0.29538 | 0.95489 | 0.13111 | 349.7825 | 10928.8817 | 0.29487 | 13492.4465 | 0.067395 | 0.26192 | 0.0092533 | 0.27117 | 698.1306 | 10928.8817 | 0.29487 | 13492.4465 | 0.067395 | 0.43228 | 0.0092533 | 0.44153 | 1136.7199 | 10928.8817 | 0.29487 | 14065.4848 | 0.067395 | 0.031847 | 0.39607 | 0.013626 | 0.40969 | 1054.7496 | 10928.8817 | 0.29487 | 14120.0022 | 0.0042 | 0.2741 | 0.00057666 | 0.27468 | 707.0149 | 10928.8817 | 0.29487 | 13057.2063 | 0.0042 | 0.41834 | 0.00057666 | 0.41891 | 1078.3411 | 10928.8817 | 0.29487 | 13764.3346 | 0.0042 | 0.031847 | 0.38759 | 0.0049493 | 0.39254 | 1010.439
04/08 03:00:00 | 48.02 | 8.9 | 32.21% | 1.0369 | 38430.0045 | 1.0836 | 3.9008 | 3.8874 | 3.4987 | 0.31064 | 1 | 0.1373 | 357.9611 | 1.0369 | 38430.0045 | 1.0836 | 4.2259 | 4.2114 | 3.5797 | 0.31064 | 0.97739 | 0.1342 | 349.9167 | 11937.7629 | 0.32209 | 14737.9788 | 0.073616 | 0.2861 | 0.010108 | 0.29621 | 698.4268 | 11937.7629 | 0.32209 | 14737.9788 | 0.073616 | 0.47219 | 0.010108 | 0.48229 | 1137.2022 | 11937.7629 | 0.32209 | 15363.9162 | 0.073616 | 0.034787 | 0.43263 | 0.014884 | 0.44751 | 1055.1971 | 11937.7629 | 0.32209 | 15423.4662 | 0.0042 | 0.29941 | 0.00057666 | 0.29998 | 707.3149 | 11937.7629 | 0.32209 | 14262.5602 | 0.0042 | 0.45695 | 0.00057666 | 0.45753 | 1078.7986 | 11937.7629 | 0.32209 | 15034.9658 | 0.0042 | 0.034787 | 0.42337 | 0.005353 | 0.42872 | 1010.8677
04/08 04:00:00 | 48.74 | 9.3 | 36.98% | 1.0484 | 38857.0697 | 1.0883 | 3.9177 | 3.9107 | 3.5196 | 0.35272 | 1.1413 | 0.1567 | 358.1178 | 1.0484 | 38857.0697 | 1.0883 | 4.2442 | 4.2366 | 3.6011 | 0.30722 | 0.97158 | 0.1334 | 350.0501 | 13705.6522 | 0.36979 | 16920.5583 | 0.084518 | 0.32847 | 0.011604 | 0.34007 | 698.7669 | 13705.6522 | 0.36979 | 16920.5583 | 0.084518 | 0.54211 | 0.011604 | 0.55372 | 1137.7559 | 13705.6522 | 0.36979 | 17639.192 | 0.084518 | 0.039939 | 0.4967 | 0.017088 | 0.51379 | 1055.7109 | 13705.6522 | 0.36979 | 17707.561 | 0.0042 | 0.34375 | 0.00057666 | 0.34432 | 707.6592 | 13705.6522 | 0.36979 | 16374.7338 | 0.0042 | 0.52462 | 0.00057666 | 0.5252 | 1079.3238 | 13705.6522 | 0.36979 | 17261.5267 | 0.0042 | 0.039939 | 0.48606 | 0.0060603 | 0.49212 | 1011.3598
04/08 05:00:00 | 48.74 | 9.3 | 39.96% | 1.0484 | 38857.0697 | 1.0883 | 3.9177 | 3.9107 | 3.5196 | 0.38111 | 1.2332 | 0.16931 | 358.2872 | 1.0484 | 38857.0697 | 1.0883 | 4.2442 | 4.2366 | 3.6011 | 0.38111 | 1.2053 | 0.16548 | 350.2155 | 14808.8106 | 0.39955 | 18282.4822 | 0.091321 | 0.35491 | 0.012538 | 0.36744 | 699.1343 | 14808.8106 | 0.39955 | 18282.4822 | 0.091321 | 0.58575 | 0.012538 | 0.59828 | 1138.3542 | 14808.8106 | 0.39955 | 19058.9582 | 0.091321 | 0.043154 | 0.53668 | 0.018463 | 0.55514 | 1056.266 | 14808.8106 | 0.39955 | 19132.8302 | 0.0042 | 0.37141 | 0.00057666 | 0.37199 | 708.0312 | 14808.8106 | 0.39955 | 17692.7247 | 0.0042 | 0.56685 | 0.00057666 | 0.56743 | 1079.8913 | 14808.8106 | 0.39955 | 18650.8949 | 0.0042 | 0.043154 | 0.52519 | 0.0065017 | 0.53169 | 1011.8915
04/08 06:00:00 | 47.84 | 8.8 | 40.25% | 1.034 | 38323.593 | 1.0824 | 3.8965 | 3.8816 | 3.4934 | 0.38928 | 1.2516 | 0.17184 | 358.459 | 1.034 | 38323.593 | 1.0824 | 4.2212 | 4.2051 | 3.5743 | 0.38641 | 1.2143 | 0.16672 | 350.3823 | 14918.6105 | 0.40251 | 18418.0376 | 0.091998 | 0.35754 | 0.012631 | 0.37017 | 699.5045 | 14918.6105 | 0.40251 | 18418.0376 | 0.091998 | 0.59009 | 0.012631 | 0.60272 | 1138.9569 | 14918.6105 | 0.40251 | 19200.2709 | 0.091998 | 0.043474 | 0.54066 | 0.0186 | 0.55926 | 1056.8253 | 14918.6105 | 0.40251 | 19274.6906 | 0.0042 | 0.37417 | 0.00057666 | 0.37474 | 708.406 | 14918.6105 | 0.40251 | 17823.9074 | 0.0042 | 0.57105 | 0.00057666 | 0.57163 | 1080.4629 | 14918.6105 | 0.40251 | 18789.182 | 0.0042 | 0.043474 | 0.52908 | 0.0065456 | 0.53563 | 1012.4272
04/08 07:00:00 | 47.3 | 8.5 | 35.28% | 1.0254 | 38005.2103 | 1.0786 | 3.8831 | 3.864 | 3.4776 | 0.34408 | 1.1021 | 0.15132 | 358.6103 | 1.0254 | 38005.2103 | 1.0786 | 4.2067 | 4.186 | 3.5581 | 0.34408 | 1.0771 | 0.14789 | 350.5302 | 13076.7117 | 0.35282 | 16144.0885 | 0.08064 | 0.31339 | 0.011072 | 0.32447 | 699.829 | 13076.7117 | 0.35282 | 16144.0885 | 0.08064 | 0.51724 | 0.011072 | 0.52831 | 1139.4852 | 13076.7117 | 0.35282 | 16829.7448 | 0.08064 | 0.038106 | 0.47391 | 0.016304 | 0.49021 | 1057.3155 | 13076.7117 | 0.35282 | 16894.9764 | 0.0042 | 0.32797 | 0.00057666 | 0.32855 | 708.7345 | 13076.7117 | 0.35282 | 15623.3115 | 0.0042 | 0.50055 | 0.00057666 | 0.50113 | 1080.964 | 13076.7117 | 0.35282 | 16469.4102 | 0.0042 | 0.038106 | 0.46376 | 0.0058087 | 0.46957 | 1012.8967
04/08 08:00:00 | 50.36 | 10.2 | 20.58% | 1.0745 | 39826.27 | 1.0979 | 3.9524 | 3.9621 | 3.5659 | 0.1915 | 0.62684 | 0.086066 | 358.6964 | 1.0745 | 39826.27 | 1.0979 | 4.2818 | 4.2923 | 3.6484 | 0.32834 | 1.0505 | 0.14423 | 350.6744 | 7626.7065 | 0.20577 | 9415.6871 | 0.047031 | 0.18278 | 0.0064574 | 0.18924 | 700.0182 | 7626.7065 | 0.20577 | 9415.6871 | 0.047031 | 0.30167 | 0.0064574 | 0.30812 | 1139.7933 | 7626.7065 | 0.20577 | 9815.5811 | 0.047031 | 0.022225 | 0.2764 | 0.0095089 | 0.2859 | 1057.6014 | 7626.7065 | 0.20577 | 9853.626 | 0.0042 | 0.19128 | 0.00057666 | 0.19186 | 708.9264 | 7626.7065 | 0.20577 | 9111.9552 | 0.0042 | 0.29193 | 0.00057666 | 0.29251 | 1081.2565 | 7626.7065 | 0.20577 | 9605.4238 | 0.0042 | 0.022225 | 0.27048 | 0.0036281 | 0.27411 | 1013.1708
04/08 09:00:00 | 53.06 | 11.7 | 15.7% | 1.1188 | 41467.1533 | 1.111 | 3.9997 | 4.0453 | 3.6408 | 0.14035 | 0.46849 | 0.064324 | 358.7607 | 1.1188 | 41467.1533 | 1.111 | 4.333 | 4.3824 | 3.7251 | 0.14035 | 0.45789 | 0.062869 | 350.7372 | 5819.7909 | 0.15702 | 7184.927 | 0.035889 | 0.13948 | 0.0049275 | 0.1444 | 700.1626 | 5819.7909 | 0.15702 | 7184.927 | 0.035889 | 0.2302 | 0.0049275 | 0.23512 | 1140.0284 | 5819.7909 | 0.15702 | 7490.0783 | 0.035889 | 0.016959 | 0.21091 | 0.007256 | 0.21817 | 1057.8195 | 5819.7909 | 0.15702 | 7519.1097 | 0.0042 | 0.14596 | 0.00057666 | 0.14654 | 709.0729 | 5819.7909 | 0.15702 | 6953.1552 | 0.0042 | 0.22277 | 0.00057666 | 0.22335 | 1081.4799 | 5819.7909 | 0.15702 | 7329.7114 | 0.0042 | 0.016959 | 0.2064 | 0.0029052 | 0.2093 | 1013.3801
04/08 10:00:00 | 62.96 | 17.2 | 7.171% | 1.2885 | 47756.9624 | 1.1244 | 4.0478 | 4.3283 | 3.8955 | 0.055652 | 0.19996 | 0.027455 | 358.7882 | 1.2885 | 47756.9624 | 1.1244 | 4.3851 | 4.689 | 3.9857 | 0.12186 | 0.42795 | 0.058758 | 350.796 | 2657.7611 | 0.071708 | 3281.1865 | 0.01639 | 0.063695 | 0.0022503 | 0.065946 | 700.2286 | 2657.7611 | 0.071708 | 3281.1865 | 0.01639 | 0.10512 | 0.0022503 | 0.10738 | 1140.1358 | 2657.7611 | 0.071708 | 3420.5419 | 0.01639 | 0.0077449 | 0.096319 | 0.0033137 | 0.099632 | 1057.9192 | 2657.7611 | 0.071708 | 3433.7998 | 0.0042 | 0.066658 | 0.00057666 | 0.067235 | 709.1402 | 2657.7611 | 0.071708 | 3175.3418 | 0.0042 | 0.10173 | 0.00057666 | 0.10231 | 1081.5822 | 2657.7611 | 0.071708 | 3347.3061 | 0.0042 | 0.0077449 | 0.094256 | 0.00164 | 0.095896 | 1013.476
04/08 11:00:00 | 66.02 | 18.9 | 0% | 1.3433 | 49787.9534 | 1.117 | 4.0213 | 4.4109 | 3.9698 | 0 | 0 | 0 | 358.7882 | 1.3433 | 49787.9534 | 1.117 | 4.3565 | 4.7785 | 4.0617 | 0 | 0 | 0 | 350.796 | 0 | 0 | 0 | 0 | 0 | 0 | 0 | 700.2286 | 0 | 0 | 0 | 0 | 0 | 0 | 0 | 1140.1358 | 0 | 0 | 0 | 0 | 0 | 0 | 0 | 0 | 1057.9192 | 0 | 0 | 0 | 0.0042 | 0 | 0.00057666 | 0.00057666 | 709.1407 | 0 | 0 | 0 | 0.0042 | 0 | 0.00057666 | 0.00057666 | 1081.5828 | 0 | 0 | 0 | 0.0042 | 0 | 0 | 0.00057666 | 0.00057666 | 1013.4766
04/08 12:00:00 | 66.92 | 19.4 | 0.1795% | 1.3596 | 50393.1104 | 1.1139 | 4.01 | 4.435 | 3.9915 | 0.0013201 | 0.0048848 | 0.00067069 | 358.7888 | 1.3596 | 50393.1104 | 1.1139 | 4.3441 | 4.8046 | 4.0839 | 0 | 0 | 0 | 350.796 | 66.5263 | 0.0017949 | 82.1312 | 0.00041025 | 0.0015944 | 5.6327e-05 | 0.0016507 | 700.2302 | 66.5263 | 0.0017949 | 82.1312 | 0.00041025 | 0.0026314 | 5.6327e-05 | 0.0026877 | 1140.1385 | 66.5263 | 0.0017949 | 85.6194 | 0.00041025 | 0.00019386 | 0.0024109 | 8.2944e-05 | 0.0024939 | 1057.9217 | 66.5263 | 0.0017949 | 85.9513 | 0.0042 | 0.0016685 | 0.00057666 | 0.0022452 | 709.143 | 66.5263 | 0.0017949 | 79.4818 | 0.0042 | 0.0025465 | 0.00057666 | 0.0031232 | 1081.5859 | 66.5263 | 0.0017949 | 83.7863 | 0.0042 | 0.00019386 | 0.0023593 | 0.00060328 | 0.0029626 | 1013.4796
04/08 13:00:00 | 66.92 | 19.4 | 2.324% | 1.3596 | 50393.1104 | 1.1139 | 4.01 | 4.435 | 3.9915 | 0.017095 | 0.063255 | 0.0086848 | 358.7975 | 1.3596 | 50393.1104 | 1.1139 | 4.3441 | 4.8046 | 4.0839 | 0.017095 | 0.061823 | 0.0084884 | 350.8045 | 861.4627 | 0.023243 | 1063.5342 | 0.0053124 | 0.020646 | 0.00072939 | 0.021375 | 700.2516 | 861.4627 | 0.023243 | 1063.5342 | 0.0053124 | 0.034074 | 0.00072939 | 0.034804 | 1140.1733 | 861.4627 | 0.023243 | 1108.7036 | 0.0053124 | 0.0025104 | 0.03122 | 0.0010741 | 0.032294 | 1057.954 | 861.4627 | 0.023243 | 1113.0009 | 0.0042 | 0.021606 | 0.00057666 | 0.022183 | 709.1652 | 861.4627 | 0.023243 | 1029.2266 | 0.0042 | 0.032975 | 0.00057666 | 0.033552 | 1081.6194 | 861.4627 | 0.023243 | 1084.9656 | 0.0042 | 0.0025104 | 0.030551 | 0.00092133 | 0.031473 | 1013.511
04/08 14:00:00 | 69.98 | 21.1 | 0.8115% | 1.4159 | 52477.1875 | 1.0999 | 3.9595 | 4.5163 | 4.0647 | 0.0057314 | 0.021687 | 0.0029776 | 358.8005 | 1.4159 | 52477.1875 | 1.0999 | 4.2895 | 4.8927 | 4.1588 | 0.016416 | 0.06071 | 0.0083355 | 350.8128 | 300.7679 | 0.0081149 | 371.3184 | 0.0018547 | 0.0072082 | 0.00025466 | 0.0074628 | 700.259 | 300.7679 | 0.0081149 | 371.3184 | 0.0018547 | 0.011897 | 0.00025466 | 0.012151 | 1140.1854 | 300.7679 | 0.0081149 | 387.0886 | 0.0018547 | 0.00087646 | 0.0109 | 0.00037499 | 0.011275 | 1057.9652 | 300.7679 | 0.0081149 | 388.589 | 0.0042 | 0.0075434 | 0.00057666 | 0.0081201 | 709.1733 | 300.7679 | 0.0081149 | 359.3404 | 0.0042 | 0.011513 | 0.00057666 | 0.012089 | 1081.6315 | 300.7679 | 0.0081149 | 378.8009 | 0.0042 | 0.00087646 | 0.010667 | 0.000697 | 0.011364 | 1013.5224
04/08 15:00:00 | 69.08 | 20.6 | 0% | 1.3992 | 51859.9654 | 1.1045 | 3.9762 | 4.4925 | 4.0432 | 0 | 0 | 0 | 358.8005 | 1.3992 | 51859.9654 | 1.1045 | 4.3075 | 4.8668 | 4.1368 | 0 | 0 | 0 | 350.8128 | 0 | 0 | 0 | 0 | 0 | 0 | 0 | 700.259 | 0 | 0 | 0 | 0 | 0 | 0 | 0 | 1140.1854 | 0 | 0 | 0 | 0 | 0 | 0 | 0 | 0 | 1057.9652 | 0 | 0 | 0 | 0.0042 | 0 | 0.00057666 | 0.00057666 | 709.1739 | 0 | 0 | 0 | 0.0042 | 0 | 0.00057666 | 0.00057666 | 1081.6321 | 0 | 0 | 0 | 0.0042 | 0 | 0 | 0.00057666 | 0.00057666 | 1013.523
04/08 16:00:00 | 69.08 | 20.6 | 0% | 1.3992 | 51859.9654 | 1.1045 | 3.9762 | 4.4925 | 4.0432 | 0 | 0 | 0 | 358.8005 | 1.3992 | 51859.9654 | 1.1045 | 4.3075 | 4.8668 | 4.1368 | 0 | 0 | 0 | 350.8128 | 0 | 0 | 0 | 0 | 0 | 0 | 0 | 700.259 | 0 | 0 | 0 | 0 | 0 | 0 | 0 | 1140.1854 | 0 | 0 | 0 | 0 | 0 | 0 | 0 | 0 | 1057.9652 | 0 | 0 | 0 | 0.0042 | 0 | 0.00057666 | 0.00057666 | 709.1744 | 0 | 0 | 0 | 0.0042 | 0 | 0.00057666 | 0.00057666 | 1081.6327 | 0 | 0 | 0 | 0.0042 | 0 | 0 | 0.00057666 | 0.00057666 | 1013.5236
04/08 17:00:00 | 68 | 20 | 0% | 1.3794 | 51123.983 | 1.1095 | 3.9942 | 4.4638 | 4.0174 | 0 | 0 | 0 | 358.8005 | 1.3794 | 51123.983 | 1.1095 | 4.327 | 4.8357 | 4.1104 | 0 | 0 | 0 | 350.8128 | 0 | 0 | 0 | 0 | 0 | 0 | 0 | 700.259 | 0 | 0 | 0 | 0 | 0 | 0 | 0 | 1140.1854 | 0 | 0 | 0 | 0 | 0 | 0 | 0 | 0 | 1057.9652 | 0 | 0 | 0 | 0.0042 | 0 | 0.00057666 | 0.00057666 | 709.175 | 0 | 0 | 0 | 0.0042 | 0 | 0.00057666 | 0.00057666 | 1081.6332 | 0 | 0 | 0 | 0.0042 | 0 | 0 | 0.00057666 | 0.00057666 | 1013.5241
04/08 18:00:00 | 64.94 | 18.3 | 0.3805% | 1.3238 | 49066.449 | 1.1202 | 4.0329 | 4.3819 | 3.9437 | 0.0028743 | 0.010481 | 0.001439 | 358.8019 | 1.3238 | 49066.449 | 1.1202 | 4.3689 | 4.7471 | 4.035 | 0 | 0 | 0 | 350.8128 | 141.0308 | 0.0038051 | 174.112 | 0.00086969 | 0.0033799 | 0.00011941 | 0.0034993 | 700.2625 | 141.0308 | 0.0038051 | 174.112 | 0.00086969 | 0.0055783 | 0.00011941 | 0.0056977 | 1140.1911 | 141.0308 | 0.0038051 | 181.5068 | 0.00086969 | 0.00041097 | 0.005111 | 0.00017583 | 0.0052869 | 1057.9705 | 141.0308 | 0.0038051 | 182.2103 | 0.0042 | 0.0035371 | 0.00057666 | 0.0041138 | 709.1791 | 141.0308 | 0.0038051 | 168.4955 | 0.0042 | 0.0053984 | 0.00057666 | 0.005975 | 1081.6392 | 141.0308 | 0.0038051 | 177.6206 | 0.0042 | 0.00041097 | 0.0050016 | 0.00063309 | 0.0056347 | 1013.5298
04/08 19:00:00 | 64.94 | 18.3 | 0.9218% | 1.3238 | 49066.449 | 1.1202 | 4.0329 | 4.3819 | 3.9437 | 0.0069627 | 0.025389 | 0.0034859 | 358.8054 | 1.3238 | 49066.449 | 1.1202 | 4.3689 | 4.7471 | 4.035 | 0.0069627 | 0.024814 | 0.003407 | 350.8162 | 341.6331 | 0.0092175 | 421.7693 | 0.0021067 | 0.0081875 | 0.00028926 | 0.0084768 | 700.271 | 341.6331 | 0.0092175 | 421.7693 | 0.0021067 | 0.013513 | 0.00028926 | 0.013802 | 1140.2049 | 341.6331 | 0.0092175 | 439.6823 | 0.0021067 | 0.00099554 | 0.012381 | 0.00042594 | 0.012807 | 1057.9833 | 341.6331 | 0.0092175 | 441.3865 | 0.0042 | 0.0085683 | 0.00057666 | 0.009145 | 709.1883 | 341.6331 | 0.0092175 | 408.1638 | 0.0042 | 0.013077 | 0.00057666 | 0.013654 | 1081.6529 | 341.6331 | 0.0092175 | 430.2684 | 0.0042 | 0.00099554 | 0.012116 | 0.00071335 | 0.012829 | 1013.5426
04/08 20:00:00 | 60.98 | 16.1 | 2.827% | 1.2536 | 46464.6508 | 1.1263 | 4.0545 | 4.274 | 3.8466 | 0.022551 | 0.079838 | 0.010962 | 358.8164 | 1.2536 | 46464.6508 | 1.1263 | 4.3924 | 4.6301 | 3.9356 | 0.0073525 | 0.025441 | 0.0034931 | 350.8197 | 1047.8388 | 0.028271 | 1293.6282 | 0.0064617 | 0.025112 | 0.00088719 | 0.026 | 700.297 | 1047.8388 | 0.028271 | 1293.6282 | 0.0064617 | 0.041446 | 0.00088719 | 0.042333 | 1140.2473 | 1047.8388 | 0.028271 | 1348.5699 | 0.0064617 | 0.0030535 | 0.037974 | 0.0013064 | 0.039281 | 1058.0226 | 1047.8388 | 0.028271 | 1353.7969 | 0.0042 | 0.02628 | 0.00057666 | 0.026857 | 709.2151 | 1047.8388 | 0.028271 | 1251.8982 | 0.0042 | 0.040109 | 0.00057666 | 0.040686 | 1081.6936 | 1047.8388 | 0.028271 | 1319.6963 | 0.0042 | 0.0030535 | 0.037161 | 0.0009959 | 0.038157 | 1013.5808
04/08 21:00:00 | 57.02 | 13.9 | 7.216% | 1.1853 | 43931.5522 | 1.1231 | 4.0433 | 4.1622 | 3.746 | 0.060877 | 0.20924 | 0.028729 | 358.8451 | 1.1853 | 43931.5522 | 1.1231 | 4.3802 | 4.5091 | 3.8327 | 0.060877 | 0.20451 | 0.028079 | 350.8478 | 2674.414 | 0.072158 | 3301.7457 | 0.016492 | 0.064095 | 0.0022644 | 0.066359 | 700.3634 | 2674.414 | 0.072158 | 3301.7457 | 0.016492 | 0.10578 | 0.0022644 | 0.10805 | 1140.3553 | 2674.414 | 0.072158 | 3441.9743 | 0.016492 | 0.0077934 | 0.096922 | 0.0033344 | 0.10026 | 1058.1229 | 2674.414 | 0.072158 | 3455.3153 | 0.0042 | 0.067076 | 0.00057666 | 0.067652 | 709.2828 | 2674.414 | 0.072158 | 3195.2378 | 0.0042 | 0.10237 | 0.00057666 | 0.10295 | 1081.7965 | 2674.414 | 0.072158 | 3368.2796 | 0.0042 | 0.0077934 | 0.094847 | 0.0016467 | 0.096494 | 1013.6772
04/08 22:00:00 | 53.06 | 11.7 | 10.56% | 1.1188 | 41467.1533 | 1.111 | 3.9997 | 4.0453 | 3.6408 | 0.094358 | 0.31498 | 0.043246 | 358.8884 | 1.1188 | 41467.1533 | 1.111 | 4.333 | 4.3824 | 3.7251 | 0.064495 | 0.21042 | 0.028891 | 350.8767 | 3912.7579 | 0.10557 | 4830.5653 | 0.024129 | 0.093773 | 0.0033129 | 0.097085 | 700.4605 | 3912.7579 | 0.10557 | 4830.5653 | 0.024129 | 0.15476 | 0.0033129 | 0.15808 | 1140.5134 | 3912.7579 | 0.10557 | 5035.7244 | 0.024129 | 0.011402 | 0.1418 | 0.0048784 | 0.14668 | 1058.2695 | 3912.7579 | 0.10557 | 5055.2427 | 0.0042 | 0.098134 | 0.00057666 | 0.098711 | 709.3815 | 3912.7579 | 0.10557 | 4674.7406 | 0.0042 | 0.14977 | 0.00057666 | 0.15035 | 1081.9469 | 3912.7579 | 0.10557 | 4927.9067 | 0.0042 | 0.011402 | 0.13876 | 0.0021422 | 0.14091 | 1013.8182
04/08 23:00:00 | 53.96 | 12.2 | 18.3% | 1.1338 | 42021.2114 | 1.1146 | 4.0124 | 4.0724 | 3.6652 | 0.1614 | 0.54235 | 0.074464 | 358.9628 | 1.1338 | 42021.2114 | 1.1146 | 4.3467 | 4.4118 | 3.75 | 0.1614 | 0.53008 | 0.07278 | 350.9495 | 6782.3425 | 0.18299 | 8373.2623 | 0.041824 | 0.16254 | 0.0057425 | 0.16829 | 700.6288 | 6782.3425 | 0.18299 | 8373.2623 | 0.041824 | 0.26827 | 0.0057425 | 0.27401 | 1140.7874 | 6782.3425 | 0.18299 | 8728.8835 | 0.041824 | 0.019764 | 0.2458 | 0.0084561 | 0.25425 | 1058.5238 | 6782.3425 | 0.18299 | 8762.7164 | 0.0042 | 0.1701 | 0.00057666 | 0.17068 | 709.5522 | 6782.3425 | 0.18299 | 8103.1571 | 0.0042 | 0.25961 | 0.00057666 | 0.26019 | 1082.2071 | 6782.3425 | 0.18299 | 8541.9931 | 0.0042 | 0.019764 | 0.24053 | 0.0032903 | 0.24382 | 1014.062
04/08 24:00:00 | 53.06 | 11.7 | 29.8% | 1.1188 | 41467.1533 | 1.111 | 3.9997 | 4.0453 | 3.6408 | 0.26633 | 0.88903 | 0.12206 | 359.0849 | 1.1188 | 41467.1533 | 1.111 | 4.333 | 4.3824 | 3.7251 | 0.16356 | 0.53363 | 0.073267 | 351.0227 | 11043.892 | 0.29797 | 13634.4346 | 0.068104 | 0.26468 | 0.0093507 | 0.27403 | 700.9028 | 11043.892 | 0.29797 | 13634.4346 | 0.068104 | 0.43683 | 0.0093507 | 0.44618 | 1141.2336 | 11043.892 | 0.29797 | 14213.5032 | 0.068104 | 0.032183 | 0.40024 | 0.013769 | 0.41401 | 1058.9378 | 11043.892 | 0.29797 | 14268.5943 | 0.0042 | 0.27699 | 0.00057666 | 0.27756 | 709.8297 | 11043.892 | 0.29797 | 13194.6141 | 0.0042 | 0.42274 | 0.00057666 | 0.42331 | 1082.6304 | 11043.892 | 0.29797 | 13909.1839 | 0.0042 | 0.032183 | 0.39167 | 0.0049953 | 0.39666 | 1014.4586
04/09 01:00:00 | 53.06 | 11.7 | 35.83% | 1.1188 | 41467.1533 | 1.111 | 3.9997 | 4.0453 | 3.6408 | 0.32027 | 1.0691 | 0.14679 | 359.2317 | 1.1188 | 41467.1533 | 1.111 | 4.333 | 4.3824 | 3.7251 | 0.32027 | 1.0449 | 0.14346 | 351.1662 | 13280.6206 | 0.35832 | 16395.8279 | 0.081897 | 0.31828 | 0.011244 | 0.32953 | 701.2323 | 13280.6206 | 0.35832 | 16395.8279 | 0.081897 | 0.5253 | 0.011244 | 0.53654 | 1141.7701 | 13280.6206 | 0.35832 | 17092.1758 | 0.081897 | 0.038701 | 0.4813 | 0.016558 | 0.49785 | 1059.4357 | 13280.6206 | 0.35832 | 17158.4245 | 0.0042 | 0.33309 | 0.00057666 | 0.33366 | 710.1634 | 13280.6206 | 0.35832 | 15866.9302 | 0.0042 | 0.50836 | 0.00057666 | 0.50893 | 1083.1393 | 13280.6206 | 0.35832 | 16726.2224 | 0.0042 | 0.038701 | 0.47099 | 0.0058902 | 0.47688 | 1014.9355
04/09 02:00:00 | 50 | 10 | 29.56% | 1.0687 | 39609.8985 | 1.0959 | 3.9451 | 3.9508 | 3.5557 | 0.27661 | 0.90311 | 0.124 | 359.3557 | 1.0687 | 39609.8985 | 1.0959 | 4.2739 | 4.28 | 3.638 | 0.33529 | 1.0699 | 0.1469 | 351.3131 | 10956.6349 | 0.29562 | 13526.7098 | 0.067566 | 0.26258 | 0.0092768 | 0.27186 | 701.5042 | 10956.6349 | 0.29562 | 13526.7098 | 0.067566 | 0.43338 | 0.0092768 | 0.44265 | 1142.2128 | 10956.6349 | 0.29562 | 14101.2032 | 0.067566 | 0.031928 | 0.39707 | 0.013661 | 0.41073 | 1059.8464 | 10956.6349 | 0.29562 | 14155.859 | 0.0042 | 0.2748 | 0.00057666 | 0.27537 | 710.4388 | 10956.6349 | 0.29562 | 13090.3643 | 0.0042 | 0.4194 | 0.00057666 | 0.41997 | 1083.5593 | 10956.6349 | 0.29562 | 13799.2883 | 0.0042 | 0.031928 | 0.38857 | 0.0049604 | 0.39353 | 1015.3291
04/09 03:00:00 | 51.08 | 10.6 | 27.03% | 1.0863 | 40260.7161 | 1.1018 | 3.9664 | 3.9846 | 3.5861 | 0.24885 | 0.8188 | 0.11242 | 359.4681 | 1.0863 | 40260.7161 | 1.1018 | 4.2969 | 4.3166 | 3.6692 | 0.24885 | 0.80027 | 0.10988 | 351.423 | 10018.7326 | 0.27031 | 12368.8057 | 0.061782 | 0.24011 | 0.0084827 | 0.24859 | 701.7528 | 10018.7326 | 0.27031 | 12368.8057 | 0.061782 | 0.39628 | 0.0084827 | 0.40476 | 1142.6176 | 10018.7326 | 0.27031 | 12894.1217 | 0.061782 | 0.029195 | 0.36308 | 0.012491 | 0.37557 | 1060.222 | 10018.7326 | 0.27031 | 12944.099 | 0.0042 | 0.25128 | 0.00057666 | 0.25185 | 710.6906 | 10018.7326 | 0.27031 | 11969.8119 | 0.0042 | 0.3835 | 0.00057666 | 0.38407 | 1083.9433 | 10018.7326 | 0.27031 | 12618.0511 | 0.0042 | 0.029195 | 0.35531 | 0.0045852 | 0.35989 | 1015.6889
04/09 04:00:00 | 51.08 | 10.6 | 31.25% | 1.0863 | 40260.7161 | 1.1018 | 3.9664 | 3.9846 | 3.5861 | 0.28766 | 0.94653 | 0.12996 | 359.598 | 1.0863 | 40260.7161 | 1.1018 | 4.2969 | 4.3166 | 3.6692 | 0.24885 | 0.80027 | 0.10988 | 351.5329 | 11581.5964 | 0.31248 | 14298.2672 | 0.07142 | 0.27756 | 0.0098059 | 0.28737 | 702.0401 | 11581.5964 | 0.31248 | 14298.2672 | 0.07142 | 0.4581 | 0.0098059 | 0.4679 | 1143.0855 | 11581.5964 | 0.31248 | 14905.5295 | 0.07142 | 0.033749 | 0.41972 | 0.01444 | 0.43416 | 1060.6561 | 11581.5964 | 0.31248 | 14963.3029 | 0.0042 | 0.29047 | 0.00057666 | 0.29105 | 710.9817 | 11581.5964 | 0.31248 | 13837.0328 | 0.0042 | 0.44332 | 0.00057666 | 0.4439 | 1084.3872 | 11581.5964 | 0.31248 | 14586.3935 | 0.0042 | 0.033749 | 0.41074 | 0.0052105 | 0.41595 | 1016.1049
04/09 05:00:00 | 48.02 | 8.9 | 35.6% | 1.0369 | 38430.0045 | 1.0836 | 3.9008 | 3.8874 | 3.4987 | 0.34332 | 1.1052 | 0.15175 | 359.7498 | 1.0369 | 38430.0045 | 1.0836 | 4.2259 | 4.2114 | 3.5797 | 0.34332 | 1.0802 | 0.14832 | 351.6812 | 13193.813 | 0.35598 | 16288.6581 | 0.081362 | 0.3162 | 0.011171 | 0.32737 | 702.3675 | 13193.813 | 0.35598 | 16288.6581 | 0.081362 | 0.52187 | 0.011171 | 0.53304 | 1143.6185 | 13193.813 | 0.35598 | 16980.4544 | 0.081362 | 0.038448 | 0.47815 | 0.01645 | 0.4946 | 1061.1507 | 13193.813 | 0.35598 | 17046.2701 | 0.0042 | 0.33091 | 0.00057666 | 0.33148 | 711.3132 | 13193.813 | 0.35598 | 15763.2175 | 0.0042 | 0.50503 | 0.00057666 | 0.50561 | 1084.8929 | 13193.813 | 0.35598 | 16616.893 | 0.0042 | 0.038448 | 0.46791 | 0.0058555 | 0.47377 | 1016.5787
04/09 06:00:00 | 46.04 | 7.8 | 37.53% | 1.0055 | 37267.2853 | 1.0695 | 3.8501 | 3.8223 | 3.4401 | 0.37323 | 1.185 | 0.1627 | 359.9125 | 1.0055 | 37267.2853 | 1.0695 | 4.1709 | 4.1409 | 3.5197 | 0.35403 | 1.0986 | 0.15084 | 351.832 | 13909.2242 | 0.37528 | 17171.8818 | 0.085774 | 0.33335 | 0.011777 | 0.34512 | 702.7126 | 13909.2242 | 0.37528 | 17171.8818 | 0.085774 | 0.55016 | 0.011777 | 0.56194 | 1144.1804 | 13909.2242 | 0.37528 | 17901.1895 | 0.085774 | 0.040532 | 0.50408 | 0.017342 | 0.52142 | 1061.6722 | 13909.2242 | 0.37528 | 17970.5739 | 0.0042 | 0.34885 | 0.00057666 | 0.34943 | 711.6626 | 13909.2242 | 0.37528 | 16617.9501 | 0.0042 | 0.53242 | 0.00057666 | 0.53299 | 1085.4258 | 13909.2242 | 0.37528 | 17517.9147 | 0.0042 | 0.040532 | 0.49328 | 0.0061418 | 0.49943 | 1017.0781
04/09 07:00:00 | 46.04 | 7.8 | 34.35% | 1.0055 | 37267.2853 | 1.0695 | 3.8501 | 3.8223 | 3.4401 | 0.34161 | 1.0846 | 0.14892 | 360.0614 | 1.0055 | 37267.2853 | 1.0695 | 4.1709 | 4.1409 | 3.5197 | 0.34161 | 1.0601 | 0.14555 | 351.9776 | 12730.9161 | 0.34349 | 15717.1804 | 0.078507 | 0.30511 | 0.010779 | 0.31589 | 703.0285 | 12730.9161 | 0.34349 | 15717.1804 | 0.078507 | 0.50356 | 0.010779 | 0.51434 | 1144.6948 | 12730.9161 | 0.34349 | 16384.7054 | 0.078507 | 0.037099 | 0.46137 | 0.015873 | 0.47725 | 1062.1494 | 12730.9161 | 0.34349 | 16448.212 | 0.0042 | 0.3193 | 0.00057666 | 0.31987 | 711.9825 | 12730.9161 | 0.34349 | 15210.1745 | 0.0042 | 0.48731 | 0.00057666 | 0.48789 | 1085.9137 | 12730.9161 | 0.34349 | 16033.8994 | 0.0042 | 0.037099 | 0.4515 | 0.0056703 | 0.45717 | 1017.5353
04/09 08:00:00 | 51.08 | 10.6 | 20.95% | 1.0863 | 40260.7161 | 1.1018 | 3.9664 | 3.9846 | 3.5861 | 0.19284 | 0.63452 | 0.08712 | 360.1485 | 1.0863 | 40260.7161 | 1.1018 | 4.2969 | 4.3166 | 3.6692 | 0.31621 | 1.0169 | 0.13962 | 352.1172 | 7763.9844 | 0.20948 | 9585.1659 | 0.047878 | 0.18607 | 0.0065736 | 0.19264 | 703.2212 | 7763.9844 | 0.20948 | 9585.1659 | 0.047878 | 0.3071 | 0.0065736 | 0.31367 | 1145.0084 | 7763.9844 | 0.20948 | 9992.2579 | 0.047878 | 0.022625 | 0.28137 | 0.00968 | 0.29105 | 1062.4404 | 7763.9844 | 0.20948 | 10030.9876 | 0.0042 | 0.19472 | 0.00057666 | 0.1953 | 712.1778 | 7763.9844 | 0.20948 | 9275.967 | 0.0042 | 0.29719 | 0.00057666 | 0.29777 | 1086.2115 | 7763.9844 | 0.20948 | 9778.3179 | 0.0042 | 0.022625 | 0.27535 | 0.003683 | 0.27903 | 1017.8143
04/09 09:00:00 | 53.06 | 11.7 | 11.9% | 1.1188 | 41467.1533 | 1.111 | 3.9997 | 4.0453 | 3.6408 | 0.10639 | 0.35514 | 0.048761 | 360.1973 | 1.1188 | 41467.1533 | 1.111 | 4.333 | 4.3824 | 3.7251 | 0.10639 | 0.34711 | 0.047658 | 352.1649 | 4411.7226 | 0.11903 | 5446.5711 | 0.027206 | 0.10573 | 0.0037353 | 0.10947 | 703.3306 | 4411.7226 | 0.11903 | 5446.5711 | 0.027206 | 0.1745 | 0.0037353 | 0.17824 | 1145.1867 | 4411.7226 | 0.11903 | 5677.8927 | 0.027206 | 0.012856 | 0.15988 | 0.0055005 | 0.16538 | 1062.6058 | 4411.7226 | 0.11903 | 5699.9 | 0.0042 | 0.11065 | 0.00057666 | 0.11123 | 712.289 | 4411.7226 | 0.11903 | 5270.8753 | 0.0042 | 0.16887 | 0.00057666 | 0.16945 | 1086.3809 | 4411.7226 | 0.11903 | 5556.3257 | 0.0042 | 0.012856 | 0.15646 | 0.0023418 | 0.1588 | 1017.9731
04/09 10:00:00 | 55.94 | 13.3 | 5.844% | 1.167 | 43252.6302 | 1.1207 | 4.0346 | 4.1309 | 3.7178 | 0.050081 | 0.17076 | 0.023445 | 360.2207 | 1.167 | 43252.6302 | 1.1207 | 4.3708 | 4.4751 | 3.8039 | 0.102 | 0.33992 | 0.046671 | 352.2115 | 2166.1218 | 0.058444 | 2674.2244 | 0.013358 | 0.051913 | 0.001834 | 0.053747 | 703.3844 | 2166.1218 | 0.058444 | 2674.2244 | 0.013358 | 0.085679 | 0.001834 | 0.087513 | 1145.2742 | 2166.1218 | 0.058444 | 2787.8015 | 0.013358 | 0.0063122 | 0.078501 | 0.0027007 | 0.081202 | 1062.687 | 2166.1218 | 0.058444 | 2798.6069 | 0.0042 | 0.054327 | 0.00057666 | 0.054904 | 712.3439 | 2166.1218 | 0.058444 | 2587.9591 | 0.0042 | 0.082915 | 0.00057666 | 0.083491 | 1086.4644 | 2166.1218 | 0.058444 | 2728.1131 | 0.0042 | 0.0063122 | 0.076821 | 0.0014433 | 0.078264 | 1018.0513
04/09 11:00:00 | 57.02 | 13.9 | 0.4539% | 1.1853 | 43931.5522 | 1.1231 | 4.0433 | 4.1622 | 3.746 | 0.0038298 | 0.013164 | 0.0018074 | 360.2225 | 1.1853 | 43931.5522 | 1.1231 | 4.3802 | 4.5091 | 3.8327 | 0.0038298 | 0.012866 | 0.0017665 | 352.2133 | 168.2485 | 0.0045395 | 207.7142 | 0.0010375 | 0.0040322 | 0.00014245 | 0.0041747 | 703.3885 | 168.2485 | 0.0045395 | 207.7142 | 0.0010375 | 0.0066549 | 0.00014245 | 0.0067973 | 1145.281 | 168.2485 | 0.0045395 | 216.536 | 0.0010375 | 0.00049029 | 0.0060974 | 0.00020977 | 0.0063072 | 1062.6933 | 168.2485 | 0.0045395 | 217.3753 | 0.0042 | 0.0042198 | 0.00057666 | 0.0047964 | 712.3487 | 168.2485 | 0.0045395 | 201.0137 | 0.0042 | 0.0064402 | 0.00057666 | 0.0070169 | 1086.4715 | 168.2485 | 0.0045395 | 211.8999 | 0.0042 | 0.00049029 | 0.0059669 | 0.00064398 | 0.0066108 | 1018.058
04/09 12:00:00 | 57.92 | 14.4 | 0% | 1.2007 | 44501.2239 | 1.1247 | 4.0487 | 4.188 | 3.7692 | 0 | 0 | 0 | 360.2225 | 1.2007 | 44501.2239 | 1.1247 | 4.3861 | 4.537 | 3.8565 | 0.0037808 | 0.012787 | 0.0017556 | 352.215 | 0 | 0 | 0 | 0 | 0 | 0 | 0 | 703.3885 | 0 | 0 | 0 | 0 | 0 | 0 | 0 | 1145.281 | 0 | 0 | 0 | 0 | 0 | 0 | 0 | 0 | 1062.6933 | 0 | 0 | 0 | 0.0042 | 0 | 0.00057666 | 0.00057666 | 712.3493 | 0 | 0 | 0 | 0.0042 | 0 | 0.00057666 | 0.00057666 | 1086.472 | 0 | 0 | 0 | 0.0042 | 0 | 0 | 0.00057666 | 0.00057666 | 1018.0585
04/09 13:00:00 | 57.92 | 14.4 | 0% | 1.2007 | 44501.2239 | 1.1247 | 4.0487 | 4.188 | 3.7692 | 0 | 0 | 0 | 360.2225 | 1.2007 | 44501.2239 | 1.1247 | 4.3861 | 4.537 | 3.8565 | 0 | 0 | 0 | 352.215 | 0 | 0 | 0 | 0 | 0 | 0 | 0 | 703.3885 | 0 | 0 | 0 | 0 | 0 | 0 | 0 | 1145.281 | 0 | 0 | 0 | 0 | 0 | 0 | 0 | 0 | 1062.6933 | 0 | 0 | 0 | 0.0042 | 0 | 0.00057666 | 0.00057666 | 712.3498 | 0 | 0 | 0 | 0.0042 | 0 | 0.00057666 | 0.00057666 | 1086.4726 | 0 | 0 | 0 | 0.0042 | 0 | 0 | 0.00057666 | 0.00057666 | 1018.0591
04/09 14:00:00 | 60.08 | 15.6 | 0% | 1.238 | 45882.914 | 1.1264 | 4.0549 | 4.249 | 3.8241 | 0 | 0 | 0 | 360.2225 | 1.238 | 45882.914 | 1.1264 | 4.3928 | 4.603 | 3.9126 | 0 | 0 | 0 | 352.215 | 0 | 0 | 0 | 0 | 0 | 0 | 0 | 703.3885 | 0 | 0 | 0 | 0 | 0 | 0 | 0 | 1145.281 | 0 | 0 | 0 | 0 | 0 | 0 | 0 | 0 | 1062.6933 | 0 | 0 | 0 | 0.0042 | 0 | 0.00057666 | 0.00057666 | 712.3504 | 0 | 0 | 0 | 0.0042 | 0 | 0.00057666 | 0.00057666 | 1086.4732 | 0 | 0 | 0 | 0.0042 | 0 | 0 | 0.00057666 | 0.00057666 | 1018.0597
04/09 15:00:00 | 62.06 | 16.7 | 0% | 1.2726 | 47167.4189 | 1.1255 | 4.0519 | 4.3037 | 3.8734 | 0 | 0 | 0 | 360.2225 | 1.2726 | 47167.4189 | 1.1255 | 4.3895 | 4.6624 | 3.963 | 0 | 0 | 0 | 352.215 | 0 | 0 | 0 | 0 | 0 | 0 | 0 | 703.3885 | 0 | 0 | 0 | 0 | 0 | 0 | 0 | 1145.281 | 0 | 0 | 0 | 0 | 0 | 0 | 0 | 0 | 1062.6933 | 0 | 0 | 0 | 0.0042 | 0 | 0.00057666 | 0.00057666 | 712.351 | 0 | 0 | 0 | 0.0042 | 0 | 0.00057666 | 0.00057666 | 1086.4738 | 0 | 0 | 0 | 0.0042 | 0 | 0 | 0.00057666 | 0.00057666 | 1018.0603
04/09 16:00:00 | 60.08 | 15.6 | 0% | 1.238 | 45882.914 | 1.1264 | 4.0549 | 4.249 | 3.8241 | 0 | 0 | 0 | 360.2225 | 1.238 | 45882.914 | 1.1264 | 4.3928 | 4.603 | 3.9126 | 0 | 0 | 0 | 352.215 | 0 | 0 | 0 | 0 | 0 | 0 | 0 | 703.3885 | 0 | 0 | 0 | 0 | 0 | 0 | 0 | 1145.281 | 0 | 0 | 0 | 0 | 0 | 0 | 0 | 0 | 1062.6933 | 0 | 0 | 0 | 0.0042 | 0 | 0.00057666 | 0.00057666 | 712.3516 | 0 | 0 | 0 | 0.0042 | 0 | 0.00057666 | 0.00057666 | 1086.4743 | 0 | 0 | 0 | 0.0042 | 0 | 0 | 0.00057666 | 0.00057666 | 1018.0608
04/09 17:00:00 | 59 | 15 | 0% | 1.2192 | 45189.514 | 1.1258 | 4.053 | 4.2187 | 3.7968 | 0 | 0 | 0 | 360.2225 | 1.2192 | 45189.514 | 1.1258 | 4.3908 | 4.5702 | 3.8847 | 0 | 0 | 0 | 352.215 | 0 | 0 | 0 | 0 | 0 | 0 | 0 | 703.3885 | 0 | 0 | 0 | 0 | 0 | 0 | 0 | 1145.281 | 0 | 0 | 0 | 0 | 0 | 0 | 0 | 0 | 1062.6933 | 0 | 0 | 0 | 0.0042 | 0 | 0.00057666 | 0.00057666 | 712.3521 | 0 | 0 | 0 | 0.0042 | 0 | 0.00057666 | 0.00057666 | 1086.4749 | 0 | 0 | 0 | 0.0042 | 0 | 0 | 0.00057666 | 0.00057666 | 1018.0614
04/09 18:00:00 | 57.92 | 14.4 | 0% | 1.2007 | 44501.2239 | 1.1247 | 4.0487 | 4.188 | 3.7692 | 0 | 0 | 0 | 360.2225 | 1.2007 | 44501.2239 | 1.1247 | 4.3861 | 4.537 | 3.8565 | 0 | 0 | 0 | 352.215 | 0 | 0 | 0 | 0 | 0 | 0 | 0 | 703.3885 | 0 | 0 | 0 | 0 | 0 | 0 | 0 | 1145.281 | 0 | 0 | 0 | 0 | 0 | 0 | 0 | 0 | 1062.6933 | 0 | 0 | 0 | 0.0042 | 0 | 0.00057666 | 0.00057666 | 712.3527 | 0 | 0 | 0 | 0.0042 | 0 | 0.00057666 | 0.00057666 | 1086.4755 | 0 | 0 | 0 | 0.0042 | 0 | 0 | 0.00057666 | 0.00057666 | 1018.062
04/09 19:00:00 | 57.92 | 14.4 | 0% | 1.2007 | 44501.2239 | 1.1247 | 4.0487 | 4.188 | 3.7692 | 0 | 0 | 0 | 360.2225 | 1.2007 | 44501.2239 | 1.1247 | 4.3861 | 4.537 | 3.8565 | 0 | 0 | 0 | 352.215 | 0 | 0 | 0 | 0 | 0 | 0 | 0 | 703.3885 | 0 | 0 | 0 | 0 | 0 | 0 | 0 | 1145.281 | 0 | 0 | 0 | 0 | 0 | 0 | 0 | 0 | 1062.6933 | 0 | 0 | 0 | 0.0042 | 0 | 0.00057666 | 0.00057666 | 712.3533 | 0 | 0 | 0 | 0.0042 | 0 | 0.00057666 | 0.00057666 | 1086.4761 | 0 | 0 | 0 | 0.0042 | 0 | 0 | 0.00057666 | 0.00057666 | 1018.0626
04/09 20:00:00 | 51.98 | 11.1 | 0% | 1.101 | 40806.9675 | 1.1062 | 3.9825 | 4.0124 | 3.6112 | 0 | 0 | 0 | 360.2225 | 1.101 | 40806.9675 | 1.1062 | 4.3143 | 4.3468 | 3.6948 | 0 | 0 | 0 | 352.215 | 0 | 0 | 0 | 0 | 0 | 0 | 0 | 703.3885 | 0 | 0 | 0 | 0 | 0 | 0 | 0 | 1145.281 | 0 | 0 | 0 | 0 | 0 | 0 | 0 | 0 | 1062.6933 | 0 | 0 | 0 | 0.0042 | 0 | 0.00057666 | 0.00057666 | 712.3539 | 0 | 0 | 0 | 0.0042 | 0 | 0.00057666 | 0.00057666 | 1086.4766 | 0 | 0 | 0 | 0.0042 | 0 | 0 | 0.00057666 | 0.00057666 | 1018.0631
04/09 21:00:00 | 53.06 | 11.7 | 4.387% | 1.1188 | 41467.1533 | 1.111 | 3.9997 | 4.0453 | 3.6408 | 0.039213 | 0.1309 | 0.017972 | 360.2405 | 1.1188 | 41467.1533 | 1.111 | 4.333 | 4.3824 | 3.7251 | 0.039213 | 0.12794 | 0.017566 | 352.2326 | 1626.0573 | 0.043872 | 2007.4781 | 0.010027 | 0.03897 | 0.0013768 | 0.040347 | 703.4289 | 1626.0573 | 0.043872 | 2007.4781 | 0.010027 | 0.064317 | 0.0013768 | 0.065694 | 1145.3467 | 1626.0573 | 0.043872 | 2092.7378 | 0.010027 | 0.0047384 | 0.058929 | 0.0020273 | 0.060956 | 1062.7543 | 1626.0573 | 0.043872 | 2100.8492 | 0.0042 | 0.040782 | 0.00057666 | 0.041359 | 712.3952 | 1626.0573 | 0.043872 | 1942.7207 | 0.0042 | 0.062242 | 0.00057666 | 0.062819 | 1086.5395 | 1626.0573 | 0.043872 | 2047.9311 | 0.0042 | 0.0047384 | 0.057667 | 0.0012272 | 0.058895 | 1018.122
04/09 22:00:00 | 51.98 | 11.1 | 12.96% | 1.101 | 40806.9675 | 1.1062 | 3.9825 | 4.0124 | 3.6112 | 0.1177 | 0.38981 | 0.053521 | 360.294 | 1.101 | 40806.9675 | 1.1062 | 4.3143 | 4.3468 | 3.6948 | 0.039848 | 0.12899 | 0.01771 | 352.2503 | 4802.995 | 0.12959 | 5929.6235 | 0.029618 | 0.11511 | 0.0040666 | 0.11917 | 703.5481 | 4802.995 | 0.12959 | 5929.6235 | 0.029618 | 0.18998 | 0.0040666 | 0.19404 | 1145.5407 | 4802.995 | 0.12959 | 6181.4608 | 0.029618 | 0.013996 | 0.17406 | 0.0059883 | 0.18005 | 1062.9343 | 4802.995 | 0.12959 | 6205.4199 | 0.0042 | 0.12046 | 0.00057666 | 0.12104 | 712.5163 | 4802.995 | 0.12959 | 5738.3453 | 0.0042 | 0.18385 | 0.00057666 | 0.18443 | 1086.7239 | 4802.995 | 0.12959 | 6049.1121 | 0.0042 | 0.013996 | 0.17034 | 0.0024983 | 0.17283 | 1018.2949
04/09 23:00:00 | 50 | 10 | 19.77% | 1.0687 | 39609.8985 | 1.0959 | 3.9451 | 3.9508 | 3.5557 | 0.18495 | 0.60386 | 0.08291 | 360.377 | 1.0687 | 39609.8985 | 1.0959 | 4.2739 | 4.28 | 3.638 | 0.18495 | 0.5902 | 0.081034 | 352.3314 | 7326.0318 | 0.19766 | 9044.4837 | 0.045177 | 0.17557 | 0.0062028 | 0.18178 | 703.7298 | 7326.0318 | 0.19766 | 9044.4837 | 0.045177 | 0.28977 | 0.0062028 | 0.29598 | 1145.8367 | 7326.0318 | 0.19766 | 9428.6123 | 0.045177 | 0.021349 | 0.2655 | 0.009134 | 0.27463 | 1063.209 | 7326.0318 | 0.19766 | 9465.1573 | 0.0042 | 0.18374 | 0.00057666 | 0.18432 | 712.7006 | 7326.0318 | 0.19766 | 8752.7261 | 0.0042 | 0.28043 | 0.00057666 | 0.281 | 1087.0049 | 7326.0318 | 0.19766 | 9226.7403 | 0.0042 | 0.021349 | 0.25981 | 0.0035078 | 0.26332 | 1018.5582
04/09 24:00:00 | 46.94 | 8.3 | 29.79% | 1.0197 | 37793.6649 | 1.0761 | 3.8739 | 3.8522 | 3.4669 | 0.29219 | 0.93353 | 0.12817 | 360.5051 | 1.0197 | 37793.6649 | 1.0761 | 4.1967 | 4.1732 | 3.5472 | 0.19384 | 0.60531 | 0.083108 | 352.4145 | 11042.9276 | 0.29795 | 13633.244 | 0.068098 | 0.26465 | 0.0093499 | 0.274 | 704.0038 | 11042.9276 | 0.29795 | 13633.244 | 0.068098 | 0.43679 | 0.0093499 | 0.44614 | 1146.2828 | 11042.9276 | 0.29795 | 14212.262 | 0.068098 | 0.03218 | 0.4002 | 0.013768 | 0.41397 | 1063.6229 | 11042.9276 | 0.29795 | 14267.3483 | 0.0042 | 0.27696 | 0.00057666 | 0.27754 | 712.9781 | 11042.9276 | 0.29795 | 13193.4619 | 0.0042 | 0.4227 | 0.00057666 | 0.42328 | 1087.4282 | 11042.9276 | 0.29795 | 13907.9693 | 0.0042 | 0.03218 | 0.39163 | 0.0049949 | 0.39663 | 1018.9548
04/10 01:00:00 | 46.94 | 8.3 | 37.31% | 1.0197 | 37793.6649 | 1.0761 | 3.8739 | 3.8522 | 3.4669 | 0.36584 | 1.1689 | 0.16048 | 360.6656 | 1.0197 | 37793.6649 | 1.0761 | 4.1967 | 4.1732 | 3.5472 | 0.36584 | 1.1424 | 0.15685 | 352.5713 | 13826.6045 | 0.37305 | 17069.882 | 0.085264 | 0.33137 | 0.011707 | 0.34307 | 704.3469 | 13826.6045 | 0.37305 | 17069.882 | 0.085264 | 0.5469 | 0.011707 | 0.5586 | 1146.8414 | 13826.6045 | 0.37305 | 17794.8577 | 0.085264 | 0.040292 | 0.50108 | 0.017239 | 0.51832 | 1064.1413 | 13826.6045 | 0.37305 | 17863.83 | 0.0042 | 0.34678 | 0.00057666 | 0.34736 | 713.3255 | 13826.6045 | 0.37305 | 16519.2407 | 0.0042 | 0.52925 | 0.00057666 | 0.52983 | 1087.958 | 13826.6045 | 0.37305 | 17413.8595 | 0.0042 | 0.040292 | 0.49035 | 0.0061087 | 0.49646 | 1019.4513
04/10 02:00:00 | 45.5 | 7.5 | 41.64% | 0.99702 | 36953.1608 | 1.0653 | 3.8352 | 3.8043 | 3.4238 | 0.41767 | 1.3212 | 0.1814 | 360.847 | 0.99702 | 36953.1608 | 1.0653 | 4.1548 | 4.1213 | 3.5031 | 0.37417 | 1.1568 | 0.15883 | 352.7301 | 15434.2624 | 0.41643 | 19054.6449 | 0.095178 | 0.3699 | 0.013068 | 0.38296 | 704.7299 | 15434.2624 | 0.41643 | 19054.6449 | 0.095178 | 0.61049 | 0.013068 | 0.62355 | 1147.465 | 15434.2624 | 0.41643 | 19863.9156 | 0.095178 | 0.044976 | 0.55934 | 0.019243 | 0.57859 | 1064.7199 | 15434.2624 | 0.41643 | 19940.9075 | 0.0042 | 0.3871 | 0.00057666 | 0.38768 | 713.7132 | 15434.2624 | 0.41643 | 18439.979 | 0.0042 | 0.59079 | 0.00057666 | 0.59137 | 1088.5494 | 15434.2624 | 0.41643 | 19438.6176 | 0.0042 | 0.044976 | 0.54737 | 0.0067519 | 0.55412 | 1020.0054
04/10 03:00:00 | 44.96 | 7.2 | 45.62% | 0.98858 | 36640.3138 | 1.0611 | 3.8198 | 3.7861 | 3.4075 | 0.46142 | 1.4542 | 0.19966 | 361.0467 | 0.98858 | 36640.3138 | 1.0611 | 4.1381 | 4.1016 | 3.4863 | 0.46142 | 1.4213 | 0.19514 | 352.9253 | 16906.7234 | 0.45616 | 20872.4981 | 0.10426 | 0.40518 | 0.014315 | 0.4195 | 705.1494 | 16906.7234 | 0.45616 | 20872.4981 | 0.10426 | 0.66873 | 0.014315 | 0.68304 | 1148.148 | 16906.7234 | 0.45616 | 21758.9748 | 0.10426 | 0.049267 | 0.61271 | 0.021079 | 0.63379 | 1065.3536 | 16906.7234 | 0.45616 | 21843.3119 | 0.0042 | 0.42403 | 0.00057666 | 0.42461 | 714.1378 | 16906.7234 | 0.45616 | 20199.1917 | 0.0042 | 0.64716 | 0.00057666 | 0.64773 | 1089.1971 | 16906.7234 | 0.45616 | 21293.1025 | 0.0042 | 0.049267 | 0.59959 | 0.0073411 | 0.60693 | 1020.6123
04/10 04:00:00 | 41 | 5 | 51.89% | 0.92774 | 34385.1365 | 1.0265 | 3.6954 | 3.6483 | 3.2835 | 0.55929 | 1.7166 | 0.23568 | 361.2824 | 0.92774 | 34385.1365 | 1.0265 | 4.0033 | 3.9524 | 3.3595 | 0.49169 | 1.4749 | 0.20251 | 353.1278 | 19231.1198 | 0.51887 | 23742.1232 | 0.11859 | 0.46089 | 0.016283 | 0.47717 | 705.6266 | 19231.1198 | 0.51887 | 23742.1232 | 0.11859 | 0.76067 | 0.016283 | 0.77695 | 1148.925 | 19231.1198 | 0.51887 | 24750.4759 | 0.11859 | 0.056041 | 0.69694 | 0.023977 | 0.72092 | 1066.0746 | 19231.1198 | 0.51887 | 24846.408 | 0.0042 | 0.48233 | 0.00057666 | 0.4829 | 714.6207 | 19231.1198 | 0.51887 | 22976.2483 | 0.0042 | 0.73613 | 0.00057666 | 0.7367 | 1089.9338 | 19231.1198 | 0.51887 | 24220.5539 | 0.0042 | 0.056041 | 0.68202 | 0.008271 | 0.69029 | 1021.3026
04/10 05:00:00 | 44.06 | 6.7 | 55.16% | 0.97459 | 36121.741 | 1.0537 | 3.7934 | 3.7554 | 3.3799 | 0.56601 | 1.7729 | 0.24342 | 361.5258 | 0.97459 | 36121.741 | 1.0537 | 4.1095 | 4.0684 | 3.4581 | 0.56601 | 1.7328 | 0.23791 | 353.3657 | 20445.225 | 0.55163 | 25241.0185 | 0.12608 | 0.48999 | 0.017311 | 0.5073 | 706.1338 | 20445.225 | 0.55163 | 25241.0185 | 0.12608 | 0.80869 | 0.017311 | 0.826 | 1149.751 | 20445.225 | 0.55163 | 26313.0309 | 0.12608 | 0.059579 | 0.74094 | 0.025491 | 0.76644 | 1066.841 | 20445.225 | 0.55163 | 26415.0194 | 0.0042 | 0.51278 | 0.00057666 | 0.51335 | 715.134 | 20445.225 | 0.55163 | 24426.7921 | 0.0042 | 0.7826 | 0.00057666 | 0.78318 | 1090.717 | 20445.225 | 0.55163 | 25749.6537 | 0.0042 | 0.059579 | 0.72508 | 0.0087568 | 0.73384 | 1022.0365
04/10 06:00:00 | 44.96 | 7.2 | 56.77% | 0.98858 | 36640.3138 | 1.0611 | 3.8198 | 3.7861 | 3.4075 | 0.57429 | 1.8099 | 0.2485 | 361.7743 | 0.98858 | 36640.3138 | 1.0611 | 4.1381 | 4.1016 | 3.4863 | 0.558 | 1.7188 | 0.23599 | 353.6017 | 21042.1383 | 0.56773 | 25977.9485 | 0.12976 | 0.50429 | 0.017816 | 0.52211 | 706.656 | 21042.1383 | 0.56773 | 25977.9485 | 0.12976 | 0.8323 | 0.017816 | 0.85011 | 1150.6011 | 21042.1383 | 0.56773 | 27081.2591 | 0.12976 | 0.061318 | 0.76258 | 0.026235 | 0.78881 | 1067.6298 | 21042.1383 | 0.56773 | 27186.2252 | 0.0042 | 0.52775 | 0.00057666 | 0.52832 | 715.6623 | 21042.1383 | 0.56773 | 25139.9502 | 0.0042 | 0.80545 | 0.00057666 | 0.80603 | 1091.523 | 21042.1383 | 0.56773 | 26501.4337 | 0.0042 | 0.061318 | 0.74625 | 0.0089956 | 0.75525 | 1022.7917
04/10 07:00:00 | 44.96 | 7.2 | 53.3% | 0.98858 | 36640.3138 | 1.0611 | 3.8198 | 3.7861 | 3.4075 | 0.53917 | 1.6992 | 0.2333 | 362.0076 | 0.98858 | 36640.3138 | 1.0611 | 4.1381 | 4.1016 | 3.4863 | 0.53917 | 1.6608 | 0.22802 | 353.8297 | 19755.303 | 0.53301 | 24389.263 | 0.12182 | 0.47345 | 0.016726 | 0.49018 | 707.1461 | 19755.303 | 0.53301 | 24389.263 | 0.12182 | 0.7814 | 0.016726 | 0.79813 | 1151.3992 | 19755.303 | 0.53301 | 25425.1004 | 0.12182 | 0.057568 | 0.71594 | 0.024631 | 0.74057 | 1068.3704 | 19755.303 | 0.53301 | 25523.6473 | 0.0042 | 0.49547 | 0.00057666 | 0.49605 | 716.1584 | 19755.303 | 0.53301 | 23602.5126 | 0.0042 | 0.75619 | 0.00057666 | 0.75677 | 1092.2798 | 19755.303 | 0.53301 | 24880.7343 | 0.0042 | 0.057568 | 0.70061 | 0.0084808 | 0.70909 | 1023.5008
04/10 08:00:00 | 48.92 | 9.4 | 37.18% | 1.0513 | 38964.1908 | 1.0894 | 3.9218 | 3.9165 | 3.5248 | 0.35368 | 1.1459 | 0.15733 | 362.1649 | 1.0513 | 38964.1908 | 1.0894 | 4.2486 | 4.2428 | 3.6064 | 0.50701 | 1.6055 | 0.22043 | 354.0501 | 13780.7749 | 0.37182 | 17013.3023 | 0.084981 | 0.33027 | 0.011668 | 0.34194 | 707.4881 | 13780.7749 | 0.37182 | 17013.3023 | 0.084981 | 0.54508 | 0.011668 | 0.55675 | 1151.956 | 13780.7749 | 0.37182 | 17735.875 | 0.084981 | 0.040158 | 0.49942 | 0.017182 | 0.5166 | 1068.887 | 13780.7749 | 0.37182 | 17804.6187 | 0.0042 | 0.34563 | 0.00057666 | 0.34621 | 716.5046 | 13780.7749 | 0.37182 | 16464.4861 | 0.0042 | 0.5275 | 0.00057666 | 0.52808 | 1092.8079 | 13780.7749 | 0.37182 | 17356.1396 | 0.0042 | 0.040158 | 0.48873 | 0.0060904 | 0.49482 | 1023.9956
04/10 09:00:00 | 51.98 | 11.1 | 19.31% | 1.101 | 40806.9675 | 1.1062 | 3.9825 | 4.0124 | 3.6112 | 0.17538 | 0.58086 | 0.079752 | 362.2446 | 1.101 | 40806.9675 | 1.1062 | 4.3143 | 4.3468 | 3.6948 | 0.17538 | 0.56771 | 0.077947 | 354.1281 | 7156.8958 | 0.1931 | 8835.6738 | 0.044134 | 0.17152 | 0.0060596 | 0.17758 | 707.6657 | 7156.8958 | 0.1931 | 8835.6738 | 0.044134 | 0.28308 | 0.0060596 | 0.28914 | 1152.2451 | 7156.8958 | 0.1931 | 9210.9341 | 0.044134 | 0.020856 | 0.25937 | 0.0089231 | 0.26829 | 1069.1553 | 7156.8958 | 0.1931 | 9246.6354 | 0.0042 | 0.1795 | 0.00057666 | 0.18008 | 716.6847 | 7156.8958 | 0.1931 | 8550.6521 | 0.0042 | 0.27395 | 0.00057666 | 0.27453 | 1093.0824 | 7156.8958 | 0.1931 | 9013.7226 | 0.0042 | 0.020856 | 0.25382 | 0.0034401 | 0.25726 | 1024.2529
04/10 10:00:00 | 53.06 | 11.7 | 6.126% | 1.1188 | 41467.1533 | 1.111 | 3.9997 | 4.0453 | 3.6408 | 0.054751 | 0.18277 | 0.025094 | 362.2697 | 1.1188 | 41467.1533 | 1.111 | 4.333 | 4.3824 | 3.7251 | 0.17259 | 0.56309 | 0.077313 | 354.2054 | 2270.3861 | 0.061257 | 2802.9458 | 0.014001 | 0.054412 | 0.0019223 | 0.056334 | 707.722 | 2270.3861 | 0.061257 | 2802.9458 | 0.014001 | 0.089803 | 0.0019223 | 0.091725 | 1152.3368 | 2270.3861 | 0.061257 | 2921.9899 | 0.014001 | 0.006616 | 0.08228 | 0.0028307 | 0.085111 | 1069.2404 | 2270.3861 | 0.061257 | 2933.3154 | 0.0042 | 0.056942 | 0.00057666 | 0.057519 | 716.7422 | 2270.3861 | 0.061257 | 2712.5282 | 0.0042 | 0.086906 | 0.00057666 | 0.087482 | 1093.1699 | 2270.3861 | 0.061257 | 2859.4284 | 0.0042 | 0.006616 | 0.080518 | 0.001485 | 0.082003 | 1024.3349
04/10 11:00:00 | 55.04 | 12.8 | 0.9172% | 1.1518 | 42690.7653 | 1.1182 | 4.0255 | 4.1045 | 3.694 | 0.0079628 | 0.026971 | 0.0037031 | 362.2734 | 1.1518 | 42690.7653 | 1.1182 | 4.3609 | 4.4465 | 3.7795 | 0.0079628 | 0.02636 | 0.0036193 | 354.209 | 339.9398 | 0.0091718 | 419.6787 | 0.0020963 | 0.0081469 | 0.00028782 | 0.0084348 | 707.7304 | 339.9398 | 0.0091718 | 419.6787 | 0.0020963 | 0.013446 | 0.00028782 | 0.013734 | 1152.3506 | 339.9398 | 0.0091718 | 437.5029 | 0.0020963 | 0.00099061 | 0.01232 | 0.00042383 | 0.012743 | 1069.2531 | 339.9398 | 0.0091718 | 439.1987 | 0.0042 | 0.0085259 | 0.00057666 | 0.0091025 | 716.7513 | 339.9398 | 0.0091718 | 406.1407 | 0.0042 | 0.013012 | 0.00057666 | 0.013589 | 1093.1835 | 339.9398 | 0.0091718 | 428.1357 | 0.0042 | 0.00099061 | 0.012056 | 0.00071267 | 0.012768 | 1024.3477
04/10 12:00:00 | 57.92 | 14.4 | 0% | 1.2007 | 44501.2239 | 1.1247 | 4.0487 | 4.188 | 3.7692 | 0 | 0 | 0 | 362.2734 | 1.2007 | 44501.2239 | 1.1247 | 4.3861 | 4.537 | 3.8565 | 0.0076389 | 0.025835 | 0.0035471 | 354.2126 | 0 | 0 | 0 | 0 | 0 | 0 | 0 | 707.7304 | 0 | 0 | 0 | 0 | 0 | 0 | 0 | 1152.3506 | 0 | 0 | 0 | 0 | 0 | 0 | 0 | 0 | 1069.2531 | 0 | 0 | 0 | 0.0042 | 0 | 0.00057666 | 0.00057666 | 716.7519 | 0 | 0 | 0 | 0.0042 | 0 | 0.00057666 | 0.00057666 | 1093.184 | 0 | 0 | 0 | 0.0042 | 0 | 0 | 0.00057666 | 0.00057666 | 1024.3482
04/10 13:00:00 | 57.92 | 14.4 | 0% | 1.2007 | 44501.2239 | 1.1247 | 4.0487 | 4.188 | 3.7692 | 0 | 0 | 0 | 362.2734 | 1.2007 | 44501.2239 | 1.1247 | 4.3861 | 4.537 | 3.8565 | 0 | 0 | 0 | 354.2126 | 0 | 0 | 0 | 0 | 0 | 0 | 0 | 707.7304 | 0 | 0 | 0 | 0 | 0 | 0 | 0 | 1152.3506 | 0 | 0 | 0 | 0 | 0 | 0 | 0 | 0 | 1069.2531 | 0 | 0 | 0 | 0.0042 | 0 | 0.00057666 | 0.00057666 | 716.7525 | 0 | 0 | 0 | 0.0042 | 0 | 0.00057666 | 0.00057666 | 1093.1846 | 0 | 0 | 0 | 0.0042 | 0 | 0 | 0.00057666 | 0.00057666 | 1024.3488
04/10 14:00:00 | 60.08 | 15.6 | 0% | 1.238 | 45882.914 | 1.1264 | 4.0549 | 4.249 | 3.8241 | 0 | 0 | 0 | 362.2734 | 1.238 | 45882.914 | 1.1264 | 4.3928 | 4.603 | 3.9126 | 0 | 0 | 0 | 354.2126 | 0 | 0 | 0 | 0 | 0 | 0 | 0 | 707.7304 | 0 | 0 | 0 | 0 | 0 | 0 | 0 | 1152.3506 | 0 | 0 | 0 | 0 | 0 | 0 | 0 | 0 | 1069.2531 | 0 | 0 | 0 | 0.0042 | 0 | 0.00057666 | 0.00057666 | 716.753 | 0 | 0 | 0 | 0.0042 | 0 | 0.00057666 | 0.00057666 | 1093.1852 | 0 | 0 | 0 | 0.0042 | 0 | 0 | 0.00057666 | 0.00057666 | 1024.3494
04/10 15:00:00 | 60.08 | 15.6 | 0% | 1.238 | 45882.914 | 1.1264 | 4.0549 | 4.249 | 3.8241 | 0 | 0 | 0 | 362.2734 | 1.238 | 45882.914 | 1.1264 | 4.3928 | 4.603 | 3.9126 | 0 | 0 | 0 | 354.2126 | 0 | 0 | 0 | 0 | 0 | 0 | 0 | 707.7304 | 0 | 0 | 0 | 0 | 0 | 0 | 0 | 1152.3506 | 0 | 0 | 0 | 0 | 0 | 0 | 0 | 0 | 1069.2531 | 0 | 0 | 0 | 0.0042 | 0 | 0.00057666 | 0.00057666 | 716.7536 | 0 | 0 | 0 | 0.0042 | 0 | 0.00057666 | 0.00057666 | 1093.1858 | 0 | 0 | 0 | 0.0042 | 0 | 0 | 0.00057666 | 0.00057666 | 1024.35
04/10 16:00:00 | 59 | 15 | 0% | 1.2192 | 45189.514 | 1.1258 | 4.053 | 4.2187 | 3.7968 | 0 | 0 | 0 | 362.2734 | 1.2192 | 45189.514 | 1.1258 | 4.3908 | 4.5702 | 3.8847 | 0 | 0 | 0 | 354.2126 | 0 | 0 | 0 | 0 | 0 | 0 | 0 | 707.7304 | 0 | 0 | 0 | 0 | 0 | 0 | 0 | 1152.3506 | 0 | 0 | 0 | 0 | 0 | 0 | 0 | 0 | 1069.2531 | 0 | 0 | 0 | 0.0042 | 0 | 0.00057666 | 0.00057666 | 716.7542 | 0 | 0 | 0 | 0.0042 | 0 | 0.00057666 | 0.00057666 | 1093.1863 | 0 | 0 | 0 | 0.0042 | 0 | 0 | 0.00057666 | 0.00057666 | 1024.3505
04/10 17:00:00 | 59 | 15 | 0% | 1.2192 | 45189.514 | 1.1258 | 4.053 | 4.2187 | 3.7968 | 0 | 0 | 0 | 362.2734 | 1.2192 | 45189.514 | 1.1258 | 4.3908 | 4.5702 | 3.8847 | 0 | 0 | 0 | 354.2126 | 0 | 0 | 0 | 0 | 0 | 0 | 0 | 707.7304 | 0 | 0 | 0 | 0 | 0 | 0 | 0 | 1152.3506 | 0 | 0 | 0 | 0 | 0 | 0 | 0 | 0 | 1069.2531 | 0 | 0 | 0 | 0.0042 | 0 | 0.00057666 | 0.00057666 | 716.7548 | 0 | 0 | 0 | 0.0042 | 0 | 0.00057666 | 0.00057666 | 1093.1869 | 0 | 0 | 0 | 0.0042 | 0 | 0 | 0.00057666 | 0.00057666 | 1024.3511
04/10 18:00:00 | 55.04 | 12.8 | 0% | 1.1518 | 42690.7653 | 1.1182 | 4.0255 | 4.1045 | 3.694 | 0 | 0 | 0 | 362.2734 | 1.1518 | 42690.7653 | 1.1182 | 4.3609 | 4.4465 | 3.7795 | 0 | 0 | 0 | 354.2126 | 0 | 0 | 0 | 0 | 0 | 0 | 0 | 707.7304 | 0 | 0 | 0 | 0 | 0 | 0 | 0 | 1152.3506 | 0 | 0 | 0 | 0 | 0 | 0 | 0 | 0 | 1069.2531 | 0 | 0 | 0 | 0.0042 | 0 | 0.00057666 | 0.00057666 | 716.7553 | 0 | 0 | 0 | 0.0042 | 0 | 0.00057666 | 0.00057666 | 1093.1875 | 0 | 0 | 0 | 0.0042 | 0 | 0 | 0.00057666 | 0.00057666 | 1024.3517
04/10 19:00:00 | 55.04 | 12.8 | 0% | 1.1518 | 42690.7653 | 1.1182 | 4.0255 | 4.1045 | 3.694 | 0 | 0 | 0 | 362.2734 | 1.1518 | 42690.7653 | 1.1182 | 4.3609 | 4.4465 | 3.7795 | 0 | 0 | 0 | 354.2126 | 0 | 0 | 0 | 0 | 0 | 0 | 0 | 707.7304 | 0 | 0 | 0 | 0 | 0 | 0 | 0 | 1152.3506 | 0 | 0 | 0 | 0 | 0 | 0 | 0 | 0 | 1069.2531 | 0 | 0 | 0 | 0.0042 | 0 | 0.00057666 | 0.00057666 | 716.7559 | 0 | 0 | 0 | 0.0042 | 0 | 0.00057666 | 0.00057666 | 1093.1881 | 0 | 0 | 0 | 0.0042 | 0 | 0 | 0.00057666 | 0.00057666 | 1024.3523
04/10 20:00:00 | 52.52 | 11.4 | 0% | 1.1099 | 41136.4217 | 1.1087 | 3.9914 | 4.0289 | 3.626 | 0 | 0 | 0 | 362.2734 | 1.1099 | 41136.4217 | 1.1087 | 4.324 | 4.3647 | 3.71 | 0 | 0 | 0 | 354.2126 | 0 | 0 | 0 | 0 | 0 | 0 | 0 | 707.7304 | 0 | 0 | 0 | 0 | 0 | 0 | 0 | 1152.3506 | 0 | 0 | 0 | 0 | 0 | 0 | 0 | 0 | 1069.2531 | 0 | 0 | 0 | 0.0042 | 0 | 0.00057666 | 0.00057666 | 716.7565 | 0 | 0 | 0 | 0.0042 | 0 | 0.00057666 | 0.00057666 | 1093.1887 | 0 | 0 | 0 | 0.0042 | 0 | 0 | 0.00057666 | 0.00057666 | 1024.3528
04/10 21:00:00 | 49.82 | 9.9 | 2.19% | 1.0658 | 39501.9257 | 1.0948 | 3.9414 | 3.9451 | 3.5506 | 0.020544 | 0.066986 | 0.0091972 | 362.2826 | 1.0658 | 39501.9257 | 1.0948 | 4.2698 | 4.2739 | 3.6328 | 0.020544 | 0.065471 | 0.0089891 | 354.2216 | 811.5102 | 0.021895 | 1001.8644 | 0.0050043 | 0.019449 | 0.00068709 | 0.020136 | 707.7506 | 811.5102 | 0.021895 | 1001.8644 | 0.0050043 | 0.032098 | 0.00068709 | 0.032785 | 1152.3834 | 811.5102 | 0.021895 | 1044.4147 | 0.0050043 | 0.0023648 | 0.02941 | 0.0010118 | 0.030421 | 1069.2836 | 811.5102 | 0.021895 | 1048.4628 | 0.0042 | 0.020353 | 0.00057666 | 0.02093 | 716.7774 | 811.5102 | 0.021895 | 969.5462 | 0.0042 | 0.031063 | 0.00057666 | 0.03164 | 1093.2203 | 811.5102 | 0.021895 | 1022.0531 | 0.0042 | 0.0023648 | 0.02878 | 0.00090135 | 0.029681 | 1024.3825
04/10 22:00:00 | 44.78 | 7.1 | 15.29% | 0.98578 | 36536.3154 | 1.0596 | 3.8146 | 3.78 | 3.402 | 0.15507 | 0.48809 | 0.067015 | 362.3497 | 0.98578 | 36536.3154 | 1.0596 | 4.1325 | 4.095 | 3.4807 | 0.022211 | 0.068331 | 0.0093818 | 354.2309 | 5665.5167 | 0.15286 | 6994.4651 | 0.034937 | 0.13578 | 0.0047969 | 0.14058 | 707.8911 | 5665.5167 | 0.15286 | 6994.4651 | 0.034937 | 0.22409 | 0.0047969 | 0.22889 | 1152.6123 | 5665.5167 | 0.15286 | 7291.5273 | 0.034937 | 0.01651 | 0.20532 | 0.0070637 | 0.21238 | 1069.4959 | 5665.5167 | 0.15286 | 7319.7891 | 0.0042 | 0.14209 | 0.00057666 | 0.14267 | 716.9201 | 5665.5167 | 0.15286 | 6768.8372 | 0.0042 | 0.21686 | 0.00057666 | 0.21744 | 1093.4377 | 5665.5167 | 0.15286 | 7135.4115 | 0.0042 | 0.01651 | 0.20092 | 0.0028434 | 0.20377 | 1024.5863
04/10 23:00:00 | 43.88 | 6.6 | 26.96% | 0.9718 | 36018.4523 | 1.0522 | 3.7879 | 3.7492 | 3.3743 | 0.2774 | 0.86783 | 0.11915 | 362.4688 | 0.9718 | 36018.4523 | 1.0522 | 4.1036 | 4.0617 | 3.4524 | 0.2774 | 0.8482 | 0.11646 | 354.3474 | 9991.466 | 0.26958 | 12335.1433 | 0.061614 | 0.23945 | 0.0084596 | 0.24791 | 708.139 | 9991.466 | 0.26958 | 12335.1433 | 0.061614 | 0.3952 | 0.0084596 | 0.40366 | 1153.0159 | 9991.466 | 0.26958 | 12859.0297 | 0.061614 | 0.029116 | 0.3621 | 0.012457 | 0.37455 | 1069.8705 | 9991.466 | 0.26958 | 12908.8709 | 0.0042 | 0.25059 | 0.00057666 | 0.25117 | 717.1713 | 9991.466 | 0.26958 | 11937.2354 | 0.0042 | 0.38245 | 0.00057666 | 0.38303 | 1093.8208 | 9991.466 | 0.26958 | 12583.7104 | 0.0042 | 0.029116 | 0.35434 | 0.0045743 | 0.35892 | 1024.9452
04/10 24:00:00 | 41.36 | 5.2 | 39.2% | 0.93319 | 34587.3138 | 1.0299 | 3.7075 | 3.6612 | 3.295 | 0.42006 | 1.2923 | 0.17743 | 362.6462 | 0.93319 | 34587.3138 | 1.0299 | 4.0164 | 3.9663 | 3.3713 | 0.28888 | 0.8686 | 0.11926 | 354.4667 | 14528.8573 | 0.392 | 17936.8608 | 0.089595 | 0.3482 | 0.012301 | 0.3605 | 708.4995 | 14528.8573 | 0.392 | 17936.8608 | 0.089595 | 0.57467 | 0.012301 | 0.58697 | 1153.6029 | 14528.8573 | 0.392 | 18698.658 | 0.089595 | 0.042338 | 0.52653 | 0.018114 | 0.54465 | 1070.4151 | 14528.8573 | 0.392 | 18771.1334 | 0.0042 | 0.36439 | 0.00057666 | 0.36497 | 717.5362 | 14528.8573 | 0.392 | 17358.2524 | 0.0042 | 0.55614 | 0.00057666 | 0.55671 | 1094.3775 | 14528.8573 | 0.392 | 18298.3089 | 0.0042 | 0.042338 | 0.51526 | 0.0063897 | 0.52165 | 1025.4669
04/11 01:00:00 | 40.28 | 4.6 | 49.98% | 0.91687 | 33982.4852 | 1.0196 | 3.6707 | 3.6225 | 3.2602 | 0.54514 | 1.6654 | 0.22865 | 362.8749 | 0.91687 | 33982.4852 | 1.0196 | 3.9766 | 3.9244 | 3.3357 | 0.54514 | 1.6277 | 0.22348 | 354.6901 | 18525.3516 | 0.49983 | 22870.8044 | 0.11424 | 0.44398 | 0.015685 | 0.45966 | 708.9592 | 18525.3516 | 0.49983 | 22870.8044 | 0.11424 | 0.73275 | 0.015685 | 0.74844 | 1154.3513 | 18525.3516 | 0.49983 | 23842.1513 | 0.11424 | 0.053984 | 0.67137 | 0.023097 | 0.69446 | 1071.1096 | 18525.3516 | 0.49983 | 23934.5628 | 0.0042 | 0.46463 | 0.00057666 | 0.4652 | 718.0014 | 18525.3516 | 0.49983 | 22133.0366 | 0.0042 | 0.70911 | 0.00057666 | 0.70969 | 1095.0872 | 18525.3516 | 0.49983 | 23331.6771 | 0.0042 | 0.053984 | 0.65699 | 0.0079887 | 0.66498 | 1026.1318
04/11 02:00:00 | 39.92 | 4.4 | 53.44% | 0.91146 | 33782.0112 | 1.0162 | 3.6581 | 3.6095 | 3.2485 | 0.58632 | 1.787 | 0.24535 | 363.1202 | 0.91146 | 33782.0112 | 1.0162 | 3.963 | 3.9103 | 3.3237 | 0.54838 | 1.6335 | 0.22429 | 354.9144 | 19807.0659 | 0.53441 | 24453.1678 | 0.12214 | 0.47469 | 0.01677 | 0.49146 | 709.4507 | 19807.0659 | 0.53441 | 24453.1678 | 0.12214 | 0.78345 | 0.01677 | 0.80022 | 1155.1515 | 19807.0659 | 0.53441 | 25491.7193 | 0.12214 | 0.057719 | 0.71782 | 0.024695 | 0.74251 | 1071.8521 | 19807.0659 | 0.53441 | 25590.5245 | 0.0042 | 0.49677 | 0.00057666 | 0.49735 | 718.4988 | 19807.0659 | 0.53441 | 23664.3559 | 0.0042 | 0.75817 | 0.00057666 | 0.75875 | 1095.8459 | 19807.0659 | 0.53441 | 24945.9269 | 0.0042 | 0.057719 | 0.70245 | 0.0085015 | 0.71095 | 1026.8428
04/11 03:00:00 | 39.56 | 4.2 | 55.63% | 0.90607 | 33582.1049 | 1.0126 | 3.6455 | 3.5964 | 3.2368 | 0.614 | 1.867 | 0.25634 | 363.3766 | 0.90607 | 33582.1049 | 1.0126 | 3.9492 | 3.8961 | 3.3117 | 0.614 | 1.8248 | 0.25054 | 355.165 | 20619.4037 | 0.55633 | 25456.054 | 0.12715 | 0.49416 | 0.017458 | 0.51162 | 709.9623 | 20619.4037 | 0.55633 | 25456.054 | 0.12715 | 0.81558 | 0.017458 | 0.83304 | 1155.9846 | 20619.4037 | 0.55633 | 26537.1992 | 0.12715 | 0.060086 | 0.74726 | 0.025708 | 0.77296 | 1072.6251 | 20619.4037 | 0.55633 | 26640.0565 | 0.0042 | 0.51715 | 0.00057666 | 0.51772 | 719.0165 | 20619.4037 | 0.55633 | 24634.891 | 0.0042 | 0.78927 | 0.00057666 | 0.78985 | 1096.6358 | 20619.4037 | 0.55633 | 25969.0224 | 0.0042 | 0.060086 | 0.73126 | 0.0088265 | 0.74008 | 1027.5829
04/11 04:00:00 | 39.02 | 3.9 | 57.74% | 0.89801 | 33283.3101 | 1.0073 | 3.6262 | 3.5767 | 3.219 | 0.64293 | 1.9483 | 0.2675 | 363.6441 | 0.89801 | 33283.3101 | 1.0073 | 3.9284 | 3.8748 | 3.2936 | 0.61951 | 1.8349 | 0.25193 | 355.4169 | 21398.7156 | 0.57735 | 26418.1674 | 0.13196 | 0.51284 | 0.018118 | 0.53096 | 710.4932 | 21398.7156 | 0.57735 | 26418.1674 | 0.13196 | 0.8464 | 0.018118 | 0.86452 | 1156.8491 | 21398.7156 | 0.57735 | 27540.1745 | 0.13196 | 0.062357 | 0.7755 | 0.02668 | 0.80218 | 1073.4273 | 21398.7156 | 0.57735 | 27646.9193 | 0.0042 | 0.53669 | 0.00057666 | 0.53727 | 719.5538 | 21398.7156 | 0.57735 | 25565.9684 | 0.0042 | 0.8191 | 0.00057666 | 0.81968 | 1097.4554 | 21398.7156 | 0.57735 | 26950.5234 | 0.0042 | 0.062357 | 0.7589 | 0.0091383 | 0.76803 | 1028.3509
04/11 05:00:00 | 38.84 | 3.8 | 59.81% | 0.89533 | 33183.9958 | 1.0055 | 3.6197 | 3.5701 | 3.2131 | 0.66799 | 2.0219 | 0.27761 | 363.9217 | 0.89533 | 33183.9958 | 1.0055 | 3.9213 | 3.8676 | 3.2875 | 0.66799 | 1.9762 | 0.27133 | 355.6882 | 22166.5195 | 0.59807 | 27366.0735 | 0.13669 | 0.53124 | 0.018768 | 0.55001 | 711.0432 | 22166.5195 | 0.59807 | 27366.0735 | 0.13669 | 0.87677 | 0.018768 | 0.89554 | 1157.7446 | 22166.5195 | 0.59807 | 28528.3391 | 0.13669 | 0.064595 | 0.80333 | 0.027637 | 0.83096 | 1074.2582 | 22166.5195 | 0.59807 | 28638.9141 | 0.0042 | 0.55595 | 0.00057666 | 0.55652 | 720.1103 | 22166.5195 | 0.59807 | 26483.2969 | 0.0042 | 0.84849 | 0.00057666 | 0.84907 | 1098.3045 | 22166.5195 | 0.59807 | 27917.5309 | 0.0042 | 0.064595 | 0.78613 | 0.0094455 | 0.79557 | 1029.1465
04/11 06:00:00 | 39.2 | 4 | 58.51% | 0.90069 | 33382.7665 | 1.0091 | 3.6326 | 3.5833 | 3.225 | 0.64959 | 1.9707 | 0.27058 | 364.1923 | 0.90069 | 33382.7665 | 1.0091 | 3.9354 | 3.8819 | 3.2996 | 0.66401 | 1.9689 | 0.27033 | 355.9586 | 21685.2768 | 0.58508 | 26771.9467 | 0.13373 | 0.51971 | 0.018361 | 0.53807 | 711.5813 | 21685.2768 | 0.58508 | 26771.9467 | 0.13373 | 0.85774 | 0.018361 | 0.8761 | 1158.6207 | 21685.2768 | 0.58508 | 27908.9792 | 0.13373 | 0.063192 | 0.78588 | 0.027037 | 0.81292 | 1075.0711 | 21685.2768 | 0.58508 | 28017.1535 | 0.0042 | 0.54388 | 0.00057666 | 0.54445 | 720.6547 | 21685.2768 | 0.58508 | 25908.3355 | 0.0042 | 0.83007 | 0.00057666 | 0.83065 | 1099.1351 | 21685.2768 | 0.58508 | 27311.4318 | 0.0042 | 0.063192 | 0.76906 | 0.009253 | 0.77831 | 1029.9248
04/11 07:00:00 | 39.38 | 4.1 | 48.51% | 0.90338 | 33482.3647 | 1.0109 | 3.6391 | 3.5899 | 3.2309 | 0.53697 | 1.6309 | 0.22393 | 364.4162 | 0.90338 | 33482.3647 | 1.0109 | 3.9423 | 3.889 | 3.3057 | 0.53697 | 1.594 | 0.21886 | 356.1774 | 17979.0272 | 0.48509 | 22196.3298 | 0.11087 | 0.43088 | 0.015223 | 0.44611 | 712.0274 | 17979.0272 | 0.48509 | 22196.3298 | 0.11087 | 0.71114 | 0.015223 | 0.72636 | 1159.3471 | 17979.0272 | 0.48509 | 23139.0311 | 0.11087 | 0.052392 | 0.65157 | 0.022416 | 0.67398 | 1075.7451 | 17979.0272 | 0.48509 | 23228.7173 | 0.0042 | 0.45092 | 0.00057666 | 0.4515 | 721.1062 | 17979.0272 | 0.48509 | 21480.3192 | 0.0042 | 0.6882 | 0.00057666 | 0.68878 | 1099.8239 | 17979.0272 | 0.48509 | 22643.611 | 0.0042 | 0.052392 | 0.63762 | 0.0077701 | 0.64539 | 1030.5702
04/11 08:00:00 | 44.96 | 7.2 | 34.9% | 0.98858 | 36640.3138 | 1.0611 | 3.8198 | 3.7861 | 3.4075 | 0.35302 | 1.1125 | 0.15275 | 364.569 | 0.98858 | 36640.3138 | 1.0611 | 4.1381 | 4.1016 | 3.4863 | 0.49069 | 1.5114 | 0.20752 | 356.3849 | 12934.7085 | 0.34899 | 15968.7759 | 0.079764 | 0.30999 | 0.010952 | 0.32094 | 712.3484 | 12934.7085 | 0.34899 | 15968.7759 | 0.079764 | 0.51162 | 0.010952 | 0.52257 | 1159.8697 | 12934.7085 | 0.34899 | 16646.9865 | 0.079764 | 0.037693 | 0.46876 | 0.016127 | 0.48489 | 1076.23 | 12934.7085 | 0.34899 | 16711.5097 | 0.0042 | 0.32441 | 0.00057666 | 0.32499 | 721.4312 | 12934.7085 | 0.34899 | 15453.6541 | 0.0042 | 0.49511 | 0.00057666 | 0.49569 | 1100.3196 | 12934.7085 | 0.34899 | 16290.5648 | 0.0042 | 0.037693 | 0.45872 | 0.0057518 | 0.46448 | 1031.0347
04/11 09:00:00 | 46.58 | 8.1 | 32.9% | 1.014 | 37582.6872 | 1.0735 | 3.8645 | 3.8403 | 3.4562 | 0.32449 | 1.0341 | 0.14198 | 364.7109 | 1.014 | 37582.6872 | 1.0735 | 4.1866 | 4.1603 | 3.5363 | 0.32449 | 1.0107 | 0.13877 | 356.5237 | 12195.0516 | 0.32903 | 15055.6192 | 0.075203 | 0.29226 | 0.010325 | 0.30259 | 712.651 | 12195.0516 | 0.32903 | 15055.6192 | 0.075203 | 0.48236 | 0.010325 | 0.49269 | 1160.3624 | 12195.0516 | 0.32903 | 15695.0471 | 0.075203 | 0.035537 | 0.44195 | 0.015205 | 0.45716 | 1076.6872 | 12195.0516 | 0.32903 | 15755.8806 | 0.0042 | 0.30586 | 0.00057666 | 0.30644 | 721.7377 | 12195.0516 | 0.32903 | 14569.9541 | 0.0042 | 0.4668 | 0.00057666 | 0.46738 | 1100.787 | 12195.0516 | 0.32903 | 15359.007 | 0.0042 | 0.035537 | 0.43249 | 0.0054559 | 0.43795 | 1031.4726
04/11 10:00:00 | 51.08 | 10.6 | 20.58% | 1.0863 | 40260.7161 | 1.1018 | 3.9664 | 3.9846 | 3.5861 | 0.18949 | 0.6235 | 0.085607 | 364.7966 | 1.0863 | 40260.7161 | 1.1018 | 4.2969 | 4.3166 | 3.6692 | 0.3029 | 0.97411 | 0.13375 | 356.6575 | 7629.1252 | 0.20584 | 9418.6731 | 0.047046 | 0.18284 | 0.0064595 | 0.1893 | 712.8403 | 7629.1252 | 0.20584 | 9418.6731 | 0.047046 | 0.30176 | 0.0064595 | 0.30822 | 1160.6706 | 7629.1252 | 0.20584 | 9818.6939 | 0.047046 | 0.022232 | 0.27648 | 0.0095119 | 0.28599 | 1076.9732 | 7629.1252 | 0.20584 | 9856.7509 | 0.0042 | 0.19134 | 0.00057666 | 0.19192 | 721.9296 | 7629.1252 | 0.20584 | 9114.8449 | 0.0042 | 0.29203 | 0.00057666 | 0.2926 | 1101.0796 | 7629.1252 | 0.20584 | 9608.47 | 0.0042 | 0.022232 | 0.27056 | 0.0036291 | 0.27419 | 1031.7468
04/11 11:00:00 | 53.06 | 11.7 | 13.01% | 1.1188 | 41467.1533 | 1.111 | 3.9997 | 4.0453 | 3.6408 | 0.11626 | 0.3881 | 0.053286 | 364.8498 | 1.1188 | 41467.1533 | 1.111 | 4.333 | 4.3824 | 3.7251 | 0.11626 | 0.37932 | 0.05208 | 356.7095 | 4821.1165 | 0.13008 | 5951.9956 | 0.02973 | 0.11554 | 0.004082 | 0.11962 | 712.9599 | 4821.1165 | 0.13008 | 5951.9956 | 0.02973 | 0.19069 | 0.004082 | 0.19478 | 1160.8654 | 4821.1165 | 0.13008 | 6204.7831 | 0.02973 | 0.014049 | 0.17472 | 0.0060109 | 0.18073 | 1077.1539 | 4821.1165 | 0.13008 | 6228.8326 | 0.0042 | 0.12092 | 0.00057666 | 0.12149 | 722.0511 | 4821.1165 | 0.13008 | 5759.9958 | 0.0042 | 0.18454 | 0.00057666 | 0.18512 | 1101.2647 | 4821.1165 | 0.13008 | 6071.9351 | 0.0042 | 0.014049 | 0.17098 | 0.0025056 | 0.17348 | 1031.9203
04/11 12:00:00 | 55.04 | 12.8 | 12.3% | 1.1518 | 42690.7653 | 1.1182 | 4.0255 | 4.1045 | 3.694 | 0.10678 | 0.36167 | 0.049657 | 364.8995 | 1.1518 | 42690.7653 | 1.1182 | 4.3609 | 4.4465 | 3.7795 | 0.11293 | 0.37385 | 0.05133 | 356.7609 | 4558.4972 | 0.12299 | 5627.7743 | 0.028111 | 0.10925 | 0.0038596 | 0.11311 | 713.073 | 4558.4972 | 0.12299 | 5627.7743 | 0.028111 | 0.18031 | 0.0038596 | 0.18417 | 1161.0495 | 4558.4972 | 0.12299 | 5866.7917 | 0.028111 | 0.013284 | 0.1652 | 0.0056835 | 0.17089 | 1077.3248 | 4558.4972 | 0.12299 | 5889.5312 | 0.0042 | 0.11433 | 0.00057666 | 0.11491 | 722.166 | 4558.4972 | 0.12299 | 5446.2332 | 0.0042 | 0.17449 | 0.00057666 | 0.17507 | 1101.4398 | 4558.4972 | 0.12299 | 5741.1803 | 0.0042 | 0.013284 | 0.16167 | 0.0024005 | 0.16407 | 1032.0843
04/11 13:00:00 | 55.04 | 12.8 | 9.665% | 1.1518 | 42690.7653 | 1.1182 | 4.0255 | 4.1045 | 3.694 | 0.083908 | 0.2842 | 0.039021 | 364.9385 | 1.1518 | 42690.7653 | 1.1182 | 4.3609 | 4.4465 | 3.7795 | 0.083908 | 0.27777 | 0.038138 | 356.799 | 3582.0881 | 0.096647 | 4422.331 | 0.02209 | 0.085848 | 0.0030329 | 0.088881 | 713.1619 | 3582.0881 | 0.096647 | 4422.331 | 0.02209 | 0.14169 | 0.0030329 | 0.14472 | 1161.1942 | 3582.0881 | 0.096647 | 4610.152 | 0.02209 | 0.010438 | 0.12982 | 0.0044661 | 0.13428 | 1077.4591 | 3582.0881 | 0.096647 | 4628.0208 | 0.0042 | 0.089841 | 0.00057666 | 0.090417 | 722.2564 | 3582.0881 | 0.096647 | 4279.6751 | 0.0042 | 0.13712 | 0.00057666 | 0.13769 | 1101.5775 | 3582.0881 | 0.096647 | 4511.446 | 0.0042 | 0.010438 | 0.12704 | 0.0020099 | 0.12905 | 1032.2134
04/11 14:00:00 | 59 | 15 | 2.918% | 1.2192 | 45189.514 | 1.1258 | 4.053 | 4.2187 | 3.7968 | 0.023935 | 0.083492 | 0.011463 | 364.95 | 1.2192 | 45189.514 | 1.1258 | 4.3908 | 4.5702 | 3.8847 | 0.079268 | 0.27025 | 0.037106 | 356.8361 | 1081.6025 | 0.029182 | 1335.3117 | 0.0066699 | 0.025922 | 0.00091577 | 0.026837 | 713.1887 | 1081.6025 | 0.029182 | 1335.3117 | 0.0066699 | 0.042782 | 0.00091577 | 0.043697 | 1161.2379 | 1081.6025 | 0.029182 | 1392.0238 | 0.0066699 | 0.0031519 | 0.039198 | 0.0013485 | 0.040546 | 1077.4996 | 1081.6025 | 0.029182 | 1397.4192 | 0.0042 | 0.027127 | 0.00057666 | 0.027704 | 722.2841 | 1081.6025 | 0.029182 | 1292.2371 | 0.0042 | 0.041402 | 0.00057666 | 0.041978 | 1101.6195 | 1081.6025 | 0.029182 | 1362.2198 | 0.0042 | 0.0031519 | 0.038359 | 0.0010094 | 0.039368 | 1032.2528
04/11 15:00:00 | 60.08 | 15.6 | 0% | 1.238 | 45882.914 | 1.1264 | 4.0549 | 4.249 | 3.8241 | 0 | 0 | 0 | 364.95 | 1.238 | 45882.914 | 1.1264 | 4.3928 | 4.603 | 3.9126 | 0 | 0 | 0 | 356.8361 | 0 | 0 | 0 | 0 | 0 | 0 | 0 | 713.1887 | 0 | 0 | 0 | 0 | 0 | 0 | 0 | 1161.2379 | 0 | 0 | 0 | 0 | 0 | 0 | 0 | 0 | 1077.4996 | 0 | 0 | 0 | 0.0042 | 0 | 0.00057666 | 0.00057666 | 722.2847 | 0 | 0 | 0 | 0.0042 | 0 | 0.00057666 | 0.00057666 | 1101.62 | 0 | 0 | 0 | 0.0042 | 0 | 0 | 0.00057666 | 0.00057666 | 1032.2533
04/11 16:00:00 | 60.98 | 16.1 | 0% | 1.2536 | 46464.6508 | 1.1263 | 4.0545 | 4.274 | 3.8466 | 0 | 0 | 0 | 364.95 | 1.2536 | 46464.6508 | 1.1263 | 4.3924 | 4.6301 | 3.9356 | 0 | 0 | 0 | 356.8361 | 0 | 0 | 0 | 0 | 0 | 0 | 0 | 713.1887 | 0 | 0 | 0 | 0 | 0 | 0 | 0 | 1161.2379 | 0 | 0 | 0 | 0 | 0 | 0 | 0 | 0 | 1077.4996 | 0 | 0 | 0 | 0.0042 | 0 | 0.00057666 | 0.00057666 | 722.2853 | 0 | 0 | 0 | 0.0042 | 0 | 0.00057666 | 0.00057666 | 1101.6206 | 0 | 0 | 0 | 0.0042 | 0 | 0 | 0.00057666 | 0.00057666 | 1032.2539
04/11 17:00:00 | 60.08 | 15.6 | 0% | 1.238 | 45882.914 | 1.1264 | 4.0549 | 4.249 | 3.8241 | 0 | 0 | 0 | 364.95 | 1.238 | 45882.914 | 1.1264 | 4.3928 | 4.603 | 3.9126 | 0 | 0 | 0 | 356.8361 | 0 | 0 | 0 | 0 | 0 | 0 | 0 | 713.1887 | 0 | 0 | 0 | 0 | 0 | 0 | 0 | 1161.2379 | 0 | 0 | 0 | 0 | 0 | 0 | 0 | 0 | 1077.4996 | 0 | 0 | 0 | 0.0042 | 0 | 0.00057666 | 0.00057666 | 722.2858 | 0 | 0 | 0 | 0.0042 | 0 | 0.00057666 | 0.00057666 | 1101.6212 | 0 | 0 | 0 | 0.0042 | 0 | 0 | 0.00057666 | 0.00057666 | 1032.2545
04/11 18:00:00 | 57.92 | 14.4 | 0% | 1.2007 | 44501.2239 | 1.1247 | 4.0487 | 4.188 | 3.7692 | 0 | 0 | 0 | 364.95 | 1.2007 | 44501.2239 | 1.1247 | 4.3861 | 4.537 | 3.8565 | 0 | 0 | 0 | 356.8361 | 0 | 0 | 0 | 0 | 0 | 0 | 0 | 713.1887 | 0 | 0 | 0 | 0 | 0 | 0 | 0 | 1161.2379 | 0 | 0 | 0 | 0 | 0 | 0 | 0 | 0 | 1077.4996 | 0 | 0 | 0 | 0.0042 | 0 | 0.00057666 | 0.00057666 | 722.2864 | 0 | 0 | 0 | 0.0042 | 0 | 0.00057666 | 0.00057666 | 1101.6218 | 0 | 0 | 0 | 0.0042 | 0 | 0 | 0.00057666 | 0.00057666 | 1032.2551
04/11 19:00:00 | 57.92 | 14.4 | 0% | 1.2007 | 44501.2239 | 1.1247 | 4.0487 | 4.188 | 3.7692 | 0 | 0 | 0 | 364.95 | 1.2007 | 44501.2239 | 1.1247 | 4.3861 | 4.537 | 3.8565 | 0 | 0 | 0 | 356.8361 | 0 | 0 | 0 | 0 | 0 | 0 | 0 | 713.1887 | 0 | 0 | 0 | 0 | 0 | 0 | 0 | 1161.2379 | 0 | 0 | 0 | 0 | 0 | 0 | 0 | 0 | 1077.4996 | 0 | 0 | 0 | 0.0042 | 0 | 0.00057666 | 0.00057666 | 722.287 | 0 | 0 | 0 | 0.0042 | 0 | 0.00057666 | 0.00057666 | 1101.6223 | 0 | 0 | 0 | 0.0042 | 0 | 0 | 0.00057666 | 0.00057666 | 1032.2556
04/11 20:00:00 | 53.96 | 12.2 | 0% | 1.1338 | 42021.2114 | 1.1146 | 4.0124 | 4.0724 | 3.6652 | 0 | 0 | 0 | 364.95 | 1.1338 | 42021.2114 | 1.1146 | 4.3467 | 4.4118 | 3.75 | 0 | 0 | 0 | 356.8361 | 0 | 0 | 0 | 0 | 0 | 0 | 0 | 713.1887 | 0 | 0 | 0 | 0 | 0 | 0 | 0 | 1161.2379 | 0 | 0 | 0 | 0 | 0 | 0 | 0 | 0 | 1077.4996 | 0 | 0 | 0 | 0.0042 | 0 | 0.00057666 | 0.00057666 | 722.2876 | 0 | 0 | 0 | 0.0042 | 0 | 0.00057666 | 0.00057666 | 1101.6229 | 0 | 0 | 0 | 0.0042 | 0 | 0 | 0.00057666 | 0.00057666 | 1032.2562
04/11 21:00:00 | 53.06 | 11.7 | 1.824% | 1.1188 | 41467.1533 | 1.111 | 3.9997 | 4.0453 | 3.6408 | 0.016307 | 0.054434 | 0.0074737 | 364.9575 | 1.1188 | 41467.1533 | 1.111 | 4.333 | 4.3824 | 3.7251 | 0.016307 | 0.053202 | 0.0073047 | 356.8434 | 676.1961 | 0.018244 | 834.81 | 0.0041699 | 0.016206 | 0.00057252 | 0.016778 | 713.2055 | 676.1961 | 0.018244 | 834.81 | 0.0041699 | 0.026746 | 0.00057252 | 0.027319 | 1161.2653 | 676.1961 | 0.018244 | 870.2653 | 0.0041699 | 0.0019705 | 0.024506 | 0.00084307 | 0.025349 | 1077.525 | 676.1961 | 0.018244 | 873.6384 | 0.0042 | 0.016959 | 0.00057666 | 0.017536 | 722.3051 | 676.1961 | 0.018244 | 807.8807 | 0.0042 | 0.025883 | 0.00057666 | 0.02646 | 1101.6494 | 676.1961 | 0.018244 | 851.6324 | 0.0042 | 0.0019705 | 0.023981 | 0.00084721 | 0.024828 | 1032.2811
04/11 22:00:00 | 51.98 | 11.1 | 9.98% | 1.101 | 40806.9675 | 1.1062 | 3.9825 | 4.0124 | 3.6112 | 0.090643 | 0.3002 | 0.041217 | 364.9987 | 1.101 | 40806.9675 | 1.1062 | 4.3143 | 4.3468 | 3.6948 | 0.016571 | 0.053639 | 0.0073646 | 356.8508 | 3698.8462 | 0.099798 | 4566.4768 | 0.02281 | 0.088646 | 0.0031318 | 0.091778 | 713.2973 | 3698.8462 | 0.099798 | 4566.4768 | 0.02281 | 0.1463 | 0.0031318 | 0.14944 | 1161.4147 | 3698.8462 | 0.099798 | 4760.4198 | 0.02281 | 0.010779 | 0.13405 | 0.0046117 | 0.13866 | 1077.6636 | 3698.8462 | 0.099798 | 4778.871 | 0.0042 | 0.092769 | 0.00057666 | 0.093346 | 722.3984 | 3698.8462 | 0.099798 | 4419.1711 | 0.0042 | 0.14158 | 0.00057666 | 0.14216 | 1101.7915 | 3698.8462 | 0.099798 | 4658.4965 | 0.0042 | 0.010779 | 0.13118 | 0.0020566 | 0.13323 | 1032.4143
04/11 23:00:00 | 51.08 | 10.6 | 16.76% | 1.0863 | 40260.7161 | 1.1018 | 3.9664 | 3.9846 | 3.5861 | 0.15425 | 0.50753 | 0.069683 | 365.0684 | 1.0863 | 40260.7161 | 1.1018 | 4.2969 | 4.3166 | 3.6692 | 0.15425 | 0.49604 | 0.068107 | 356.9189 | 6210.033 | 0.16755 | 7666.7074 | 0.038295 | 0.14883 | 0.0052579 | 0.15409 | 713.4513 | 6210.033 | 0.16755 | 7666.7074 | 0.038295 | 0.24563 | 0.0052579 | 0.25089 | 1161.6656 | 6210.033 | 0.16755 | 7992.3204 | 0.038295 | 0.018096 | 0.22505 | 0.0077426 | 0.2328 | 1077.8964 | 6210.033 | 0.16755 | 8023.2984 | 0.0042 | 0.15575 | 0.00057666 | 0.15633 | 722.5548 | 6210.033 | 0.16755 | 7419.3942 | 0.0042 | 0.23771 | 0.00057666 | 0.23828 | 1102.0298 | 6210.033 | 0.16755 | 7821.2002 | 0.0042 | 0.018096 | 0.22024 | 0.0030613 | 0.2233 | 1032.6376
04/11 24:00:00 | 48.02 | 8.9 | 25.42% | 1.0369 | 38430.0045 | 1.0836 | 3.9008 | 3.8874 | 3.4987 | 0.24516 | 0.78923 | 0.10836 | 365.1767 | 1.0369 | 38430.0045 | 1.0836 | 4.2259 | 4.2114 | 3.5797 | 0.16159 | 0.50844 | 0.069809 | 356.9887 | 9421.5298 | 0.2542 | 11631.5183 | 0.058099 | 0.22579 | 0.0079771 | 0.23377 | 713.6851 | 9421.5298 | 0.2542 | 11631.5183 | 0.058099 | 0.37266 | 0.0079771 | 0.38064 | 1162.0462 | 9421.5298 | 0.2542 | 12125.521 | 0.058099 | 0.027455 | 0.34144 | 0.011747 | 0.35319 | 1078.2496 | 9421.5298 | 0.2542 | 12172.5191 | 0.0042 | 0.2363 | 0.00057666 | 0.23687 | 722.7917 | 9421.5298 | 0.2542 | 11256.308 | 0.0042 | 0.36064 | 0.00057666 | 0.36121 | 1102.391 | 9421.5298 | 0.2542 | 11865.9065 | 0.0042 | 0.027455 | 0.33413 | 0.0043462 | 0.33848 | 1032.9761
04/12 01:00:00 | 48.02 | 8.9 | 32.42% | 1.0369 | 38430.0045 | 1.0836 | 3.9008 | 3.8874 | 3.4987 | 0.31269 | 1.0066 | 0.13821 | 365.3149 | 1.0369 | 38430.0045 | 1.0836 | 4.2259 | 4.2114 | 3.5797 | 0.31269 | 0.98386 | 0.13508 | 357.1238 | 12016.7508 | 0.32422 | 14835.4948 | 0.074103 | 0.28799 | 0.010174 | 0.29817 | 713.9833 | 12016.7508 | 0.32422 | 14835.4948 | 0.074103 | 0.47531 | 0.010174 | 0.48548 | 1162.5317 | 12016.7508 | 0.32422 | 15465.5738 | 0.074103 | 0.035018 | 0.43549 | 0.014982 | 0.45047 | 1078.7001 | 12016.7508 | 0.32422 | 15525.5179 | 0.0042 | 0.30139 | 0.00057666 | 0.30196 | 723.0936 | 12016.7508 | 0.32422 | 14356.9305 | 0.0042 | 0.45998 | 0.00057666 | 0.46055 | 1102.8516 | 12016.7508 | 0.32422 | 15134.4469 | 0.0042 | 0.035018 | 0.42617 | 0.0053846 | 0.43155 | 1033.4076
04/12 02:00:00 | 49.82 | 9.9 | 35.01% | 1.0658 | 39501.9257 | 1.0948 | 3.9414 | 3.9451 | 3.5506 | 0.32853 | 1.0712 | 0.14708 | 365.462 | 1.0658 | 39501.9257 | 1.0948 | 4.2698 | 4.2739 | 3.6328 | 0.30421 | 0.96948 | 0.13311 | 357.2569 | 12977.3963 | 0.35014 | 16021.4769 | 0.080027 | 0.31101 | 0.010988 | 0.322 | 714.3053 | 12977.3963 | 0.35014 | 16021.4769 | 0.080027 | 0.51331 | 0.010988 | 0.52429 | 1163.056 | 12977.3963 | 0.35014 | 16701.9257 | 0.080027 | 0.037817 | 0.47031 | 0.01618 | 0.48649 | 1079.1866 | 12977.3963 | 0.35014 | 16766.6618 | 0.0042 | 0.32548 | 0.00057666 | 0.32606 | 723.4197 | 12977.3963 | 0.35014 | 15504.655 | 0.0042 | 0.49675 | 0.00057666 | 0.49733 | 1103.3489 | 12977.3963 | 0.35014 | 16344.3278 | 0.0042 | 0.037817 | 0.46024 | 0.0057689 | 0.46601 | 1033.8736
04/12 03:00:00 | 48.56 | 9.2 | 37.01% | 1.0455 | 38750.0905 | 1.0871 | 3.9136 | 3.9049 | 3.5144 | 0.35395 | 1.1438 | 0.15705 | 365.6191 | 1.0455 | 38750.0905 | 1.0871 | 4.2397 | 4.2303 | 3.5958 | 0.35395 | 1.1179 | 0.15349 | 357.4104 | 13715.7432 | 0.37006 | 16933.0163 | 0.08458 | 0.32871 | 0.011613 | 0.34032 | 714.6456 | 13715.7432 | 0.37006 | 16933.0163 | 0.08458 | 0.54251 | 0.011613 | 0.55412 | 1163.6101 | 13715.7432 | 0.37006 | 17652.1792 | 0.08458 | 0.039969 | 0.49706 | 0.017101 | 0.51417 | 1079.7007 | 13715.7432 | 0.37006 | 17720.5985 | 0.0042 | 0.344 | 0.00057666 | 0.34457 | 723.7642 | 13715.7432 | 0.37006 | 16386.79 | 0.0042 | 0.52501 | 0.00057666 | 0.52559 | 1103.8745 | 13715.7432 | 0.37006 | 17274.2358 | 0.0042 | 0.039969 | 0.48642 | 0.0060643 | 0.49249 | 1034.3661
04/12 04:00:00 | 47.66 | 8.7 | 37.81% | 1.0311 | 38217.3235 | 1.0811 | 3.8921 | 3.8757 | 3.4882 | 0.36673 | 1.1776 | 0.16169 | 365.7807 | 1.0311 | 38217.3235 | 1.0811 | 4.2164 | 4.1987 | 3.5689 | 0.35889 | 1.1264 | 0.15465 | 357.565 | 14015.5087 | 0.37815 | 17303.0972 | 0.086429 | 0.33589 | 0.011867 | 0.34776 | 714.9934 | 14015.5087 | 0.37815 | 17303.0972 | 0.086429 | 0.55437 | 0.011867 | 0.56623 | 1164.1764 | 14015.5087 | 0.37815 | 18037.9778 | 0.086429 | 0.040842 | 0.50793 | 0.017474 | 0.5254 | 1080.2261 | 14015.5087 | 0.37815 | 18107.8924 | 0.0042 | 0.35152 | 0.00057666 | 0.35209 | 724.1163 | 14015.5087 | 0.37815 | 16744.9328 | 0.0042 | 0.53649 | 0.00057666 | 0.53706 | 1104.4116 | 14015.5087 | 0.37815 | 17651.7742 | 0.0042 | 0.040842 | 0.49705 | 0.0061843 | 0.50324 | 1034.8693
04/12 05:00:00 | 48.38 | 9.1 | 37.7% | 1.0426 | 38643.2532 | 1.0859 | 3.9094 | 3.8991 | 3.5092 | 0.36162 | 1.1671 | 0.16024 | 365.941 | 1.0426 | 38643.2532 | 1.0859 | 4.2352 | 4.224 | 3.5904 | 0.36162 | 1.1407 | 0.15662 | 357.7216 | 13974.2514 | 0.37704 | 17252.1622 | 0.086175 | 0.3349 | 0.011832 | 0.34674 | 715.3401 | 13974.2514 | 0.37704 | 17252.1622 | 0.086175 | 0.55274 | 0.011832 | 0.56457 | 1164.7409 | 13974.2514 | 0.37704 | 17984.8796 | 0.086175 | 0.040722 | 0.50643 | 0.017423 | 0.52386 | 1080.75 | 13974.2514 | 0.37704 | 18054.5884 | 0.0042 | 0.35048 | 0.00057666 | 0.35106 | 724.4674 | 13974.2514 | 0.37704 | 16695.6409 | 0.0042 | 0.53491 | 0.00057666 | 0.53548 | 1104.947 | 13974.2514 | 0.37704 | 17599.8129 | 0.0042 | 0.040722 | 0.49559 | 0.0061678 | 0.50176 | 1035.3711
04/12 06:00:00 | 48.2 | 9 | 36.93% | 1.0397 | 38536.5579 | 1.0848 | 3.9051 | 3.8933 | 3.504 | 0.35515 | 1.1448 | 0.15718 | 366.0982 | 1.0397 | 38536.5579 | 1.0848 | 4.2306 | 4.2177 | 3.5851 | 0.36262 | 1.1424 | 0.15685 | 357.8785 | 13686.1423 | 0.36926 | 16896.472 | 0.084398 | 0.328 | 0.011588 | 0.33959 | 715.6797 | 13686.1423 | 0.36926 | 16896.472 | 0.084398 | 0.54134 | 0.011588 | 0.55293 | 1165.2939 | 13686.1423 | 0.36926 | 17614.0828 | 0.084398 | 0.039882 | 0.49599 | 0.017064 | 0.51306 | 1081.2631 | 13686.1423 | 0.36926 | 17682.3544 | 0.0042 | 0.34326 | 0.00057666 | 0.34383 | 724.8112 | 13686.1423 | 0.36926 | 16351.4245 | 0.0042 | 0.52388 | 0.00057666 | 0.52445 | 1105.4715 | 13686.1423 | 0.36926 | 17236.9551 | 0.0042 | 0.039882 | 0.48537 | 0.0060525 | 0.49143 | 1035.8625
04/12 07:00:00 | 46.04 | 7.8 | 32.45% | 1.0055 | 37267.2853 | 1.0695 | 3.8501 | 3.8223 | 3.4401 | 0.32273 | 1.0247 | 0.14069 | 366.2388 | 1.0055 | 37267.2853 | 1.0695 | 4.1709 | 4.1409 | 3.5197 | 0.32273 | 1.0015 | 0.1375 | 358.016 | 12027.099 | 0.3245 | 14848.2704 | 0.074167 | 0.28824 | 0.010183 | 0.29842 | 715.9781 | 12027.099 | 0.3245 | 14848.2704 | 0.074167 | 0.47572 | 0.010183 | 0.4859 | 1165.7798 | 12027.099 | 0.3245 | 15478.8919 | 0.074167 | 0.035048 | 0.43587 | 0.014995 | 0.45086 | 1081.7139 | 12027.099 | 0.3245 | 15538.8876 | 0.0042 | 0.30165 | 0.00057666 | 0.30222 | 725.1135 | 12027.099 | 0.3245 | 14369.2939 | 0.0042 | 0.46037 | 0.00057666 | 0.46095 | 1105.9324 | 12027.099 | 0.3245 | 15147.4798 | 0.0042 | 0.035048 | 0.42654 | 0.0053887 | 0.43192 | 1036.2945
04/12 08:00:00 | 50.9 | 10.5 | 22.78% | 1.0833 | 40151.8917 | 1.1008 | 3.963 | 3.979 | 3.5811 | 0.21027 | 0.69096 | 0.094869 | 366.3337 | 1.0833 | 40151.8917 | 1.1008 | 4.2932 | 4.3106 | 3.664 | 0.29954 | 0.96205 | 0.13209 | 358.1481 | 8442.6578 | 0.22779 | 10423.0344 | 0.052063 | 0.20234 | 0.0071483 | 0.20948 | 716.1876 | 8442.6578 | 0.22779 | 10423.0344 | 0.052063 | 0.33394 | 0.0071483 | 0.34109 | 1166.1208 | 8442.6578 | 0.22779 | 10865.7115 | 0.052063 | 0.024602 | 0.30597 | 0.010526 | 0.31649 | 1082.0304 | 8442.6578 | 0.22779 | 10907.8267 | 0.0042 | 0.21175 | 0.00057666 | 0.21232 | 725.3258 | 8442.6578 | 0.22779 | 10086.8075 | 0.0042 | 0.32317 | 0.00057666 | 0.32374 | 1106.2562 | 8442.6578 | 0.22779 | 10633.0703 | 0.0042 | 0.024602 | 0.29941 | 0.0039546 | 0.30337 | 1036.5978
04/12 09:00:00 | 54.5 | 12.5 | 11.17% | 1.1428 | 42355.3496 | 1.1164 | 4.0192 | 4.0885 | 3.6796 | 0.09771 | 0.32963 | 0.045259 | 366.379 | 1.1428 | 42355.3496 | 1.1164 | 4.3541 | 4.4292 | 3.7648 | 0.09771 | 0.32218 | 0.044235 | 358.1923 | 4138.532 | 0.11166 | 5109.2987 | 0.025521 | 0.099183 | 0.003504 | 0.10269 | 716.2903 | 4138.532 | 0.11166 | 5109.2987 | 0.025521 | 0.1637 | 0.003504 | 0.1672 | 1166.288 | 4138.532 | 0.11166 | 5326.296 | 0.025521 | 0.01206 | 0.14998 | 0.0051599 | 0.15514 | 1082.1855 | 4138.532 | 0.11166 | 5346.9405 | 0.0042 | 0.1038 | 0.00057666 | 0.10437 | 725.4301 | 4138.532 | 0.11166 | 4944.4826 | 0.0042 | 0.15841 | 0.00057666 | 0.15899 | 1106.4152 | 4138.532 | 0.11166 | 5212.2569 | 0.0042 | 0.01206 | 0.14677 | 0.0022325 | 0.149 | 1036.7468
04/12 10:00:00 | 64.04 | 17.8 | 0.3557% | 1.3077 | 48469.0987 | 1.1224 | 4.0406 | 4.3577 | 3.9219 | 0.0027198 | 0.0098514 | 0.0013526 | 366.3803 | 1.3077 | 48469.0987 | 1.1224 | 4.3774 | 4.7208 | 4.0127 | 0.085385 | 0.30228 | 0.041502 | 358.2338 | 131.827 | 0.0035568 | 162.7494 | 0.00081293 | 0.0031593 | 0.00011162 | 0.003271 | 716.2936 | 131.827 | 0.0035568 | 162.7494 | 0.00081293 | 0.0052143 | 0.00011162 | 0.0053259 | 1166.2934 | 131.827 | 0.0035568 | 169.6616 | 0.00081293 | 0.00038415 | 0.0047775 | 0.00016436 | 0.0049418 | 1082.1905 | 131.827 | 0.0035568 | 170.3192 | 0.0042 | 0.0033063 | 0.00057666 | 0.003883 | 725.434 | 131.827 | 0.0035568 | 157.4994 | 0.0042 | 0.0050461 | 0.00057666 | 0.0056227 | 1106.4208 | 131.827 | 0.0035568 | 166.029 | 0.0042 | 0.00038415 | 0.0046752 | 0.0006294 | 0.0053046 | 1036.7521
04/12 11:00:00 | 66.92 | 19.4 | 0% | 1.3596 | 50393.1104 | 1.1139 | 4.01 | 4.435 | 3.9915 | 0 | 0 | 0 | 366.3803 | 1.3596 | 50393.1104 | 1.1139 | 4.3441 | 4.8046 | 4.0839 | 0 | 0 | 0 | 358.2338 | 0 | 0 | 0 | 0 | 0 | 0 | 0 | 716.2936 | 0 | 0 | 0 | 0 | 0 | 0 | 0 | 1166.2934 | 0 | 0 | 0 | 0 | 0 | 0 | 0 | 0 | 1082.1905 | 0 | 0 | 0 | 0.0042 | 0 | 0.00057666 | 0.00057666 | 725.4346 | 0 | 0 | 0 | 0.0042 | 0 | 0.00057666 | 0.00057666 | 1106.4214 | 0 | 0 | 0 | 0.0042 | 0 | 0 | 0.00057666 | 0.00057666 | 1036.7527
04/12 12:00:00 | 66.92 | 19.4 | 0% | 1.3596 | 50393.1104 | 1.1139 | 4.01 | 4.435 | 3.9915 | 0 | 0 | 0 | 366.3803 | 1.3596 | 50393.1104 | 1.1139 | 4.3441 | 4.8046 | 4.0839 | 0 | 0 | 0 | 358.2338 | 0 | 0 | 0 | 0 | 0 | 0 | 0 | 716.2936 | 0 | 0 | 0 | 0 | 0 | 0 | 0 | 1166.2934 | 0 | 0 | 0 | 0 | 0 | 0 | 0 | 0 | 1082.1905 | 0 | 0 | 0 | 0.0042 | 0 | 0.00057666 | 0.00057666 | 725.4352 | 0 | 0 | 0 | 0.0042 | 0 | 0.00057666 | 0.00057666 | 1106.422 | 0 | 0 | 0 | 0.0042 | 0 | 0 | 0.00057666 | 0.00057666 | 1036.7533
04/12 13:00:00 | 66.92 | 19.4 | 0% | 1.3596 | 50393.1104 | 1.1139 | 4.01 | 4.435 | 3.9915 | 0 | 0 | 0 | 366.3803 | 1.3596 | 50393.1104 | 1.1139 | 4.3441 | 4.8046 | 4.0839 | 0 | 0 | 0 | 358.2338 | 0 | 0 | 0 | 0 | 0 | 0 | 0 | 716.2936 | 0 | 0 | 0 | 0 | 0 | 0 | 0 | 1166.2934 | 0 | 0 | 0 | 0 | 0 | 0 | 0 | 0 | 1082.1905 | 0 | 0 | 0 | 0.0042 | 0 | 0.00057666 | 0.00057666 | 725.4358 | 0 | 0 | 0 | 0.0042 | 0 | 0.00057666 | 0.00057666 | 1106.4225 | 0 | 0 | 0 | 0.0042 | 0 | 0 | 0.00057666 | 0.00057666 | 1036.7539
04/12 14:00:00 | 68 | 20 | 0% | 1.3794 | 51123.983 | 1.1095 | 3.9942 | 4.4638 | 4.0174 | 0 | 0 | 0 | 366.3803 | 1.3794 | 51123.983 | 1.1095 | 4.327 | 4.8357 | 4.1104 | 0 | 0 | 0 | 358.2338 | 0 | 0 | 0 | 0 | 0 | 0 | 0 | 716.2936 | 0 | 0 | 0 | 0 | 0 | 0 | 0 | 1166.2934 | 0 | 0 | 0 | 0 | 0 | 0 | 0 | 0 | 1082.1905 | 0 | 0 | 0 | 0.0042 | 0 | 0.00057666 | 0.00057666 | 725.4363 | 0 | 0 | 0 | 0.0042 | 0 | 0.00057666 | 0.00057666 | 1106.4231 | 0 | 0 | 0 | 0.0042 | 0 | 0 | 0.00057666 | 0.00057666 | 1036.7544
04/12 15:00:00 | 62.96 | 17.2 | 0% | 1.2885 | 47756.9624 | 1.1244 | 4.0478 | 4.3283 | 3.8955 | 0 | 0 | 0 | 366.3803 | 1.2885 | 47756.9624 | 1.1244 | 4.3851 | 4.689 | 3.9857 | 0 | 0 | 0 | 358.2338 | 0 | 0 | 0 | 0 | 0 | 0 | 0 | 716.2936 | 0 | 0 | 0 | 0 | 0 | 0 | 0 | 1166.2934 | 0 | 0 | 0 | 0 | 0 | 0 | 0 | 0 | 1082.1905 | 0 | 0 | 0 | 0.0042 | 0 | 0.00057666 | 0.00057666 | 725.4369 | 0 | 0 | 0 | 0.0042 | 0 | 0.00057666 | 0.00057666 | 1106.4237 | 0 | 0 | 0 | 0.0042 | 0 | 0 | 0.00057666 | 0.00057666 | 1036.755
04/12 16:00:00 | 60.98 | 16.1 | 0% | 1.2536 | 46464.6508 | 1.1263 | 4.0545 | 4.274 | 3.8466 | 0 | 0 | 0 | 366.3803 | 1.2536 | 46464.6508 | 1.1263 | 4.3924 | 4.6301 | 3.9356 | 0 | 0 | 0 | 358.2338 | 0 | 0 | 0 | 0 | 0 | 0 | 0 | 716.2936 | 0 | 0 | 0 | 0 | 0 | 0 | 0 | 1166.2934 | 0 | 0 | 0 | 0 | 0 | 0 | 0 | 0 | 1082.1905 | 0 | 0 | 0 | 0.0042 | 0 | 0.00057666 | 0.00057666 | 725.4375 | 0 | 0 | 0 | 0.0042 | 0 | 0.00057666 | 0.00057666 | 1106.4243 | 0 | 0 | 0 | 0.0042 | 0 | 0 | 0.00057666 | 0.00057666 | 1036.7556
04/12 17:00:00 | 60.08 | 15.6 | 0% | 1.238 | 45882.914 | 1.1264 | 4.0549 | 4.249 | 3.8241 | 0 | 0 | 0 | 366.3803 | 1.238 | 45882.914 | 1.1264 | 4.3928 | 4.603 | 3.9126 | 0 | 0 | 0 | 358.2338 | 0 | 0 | 0 | 0 | 0 | 0 | 0 | 716.2936 | 0 | 0 | 0 | 0 | 0 | 0 | 0 | 1166.2934 | 0 | 0 | 0 | 0 | 0 | 0 | 0 | 0 | 1082.1905 | 0 | 0 | 0 | 0.0042 | 0 | 0.00057666 | 0.00057666 | 725.4381 | 0 | 0 | 0 | 0.0042 | 0 | 0.00057666 | 0.00057666 | 1106.4248 | 0 | 0 | 0 | 0.0042 | 0 | 0 | 0.00057666 | 0.00057666 | 1036.7562
04/12 18:00:00 | 59 | 15 | 0% | 1.2192 | 45189.514 | 1.1258 | 4.053 | 4.2187 | 3.7968 | 0 | 0 | 0 | 366.3803 | 1.2192 | 45189.514 | 1.1258 | 4.3908 | 4.5702 | 3.8847 | 0 | 0 | 0 | 358.2338 | 0 | 0 | 0 | 0 | 0 | 0 | 0 | 716.2936 | 0 | 0 | 0 | 0 | 0 | 0 | 0 | 1166.2934 | 0 | 0 | 0 | 0 | 0 | 0 | 0 | 0 | 1082.1905 | 0 | 0 | 0 | 0.0042 | 0 | 0.00057666 | 0.00057666 | 725.4386 | 0 | 0 | 0 | 0.0042 | 0 | 0.00057666 | 0.00057666 | 1106.4254 | 0 | 0 | 0 | 0.0042 | 0 | 0 | 0.00057666 | 0.00057666 | 1036.7567
04/12 19:00:00 | 59 | 15 | 0% | 1.2192 | 45189.514 | 1.1258 | 4.053 | 4.2187 | 3.7968 | 0 | 0 | 0 | 366.3803 | 1.2192 | 45189.514 | 1.1258 | 4.3908 | 4.5702 | 3.8847 | 0 | 0 | 0 | 358.2338 | 0 | 0 | 0 | 0 | 0 | 0 | 0 | 716.2936 | 0 | 0 | 0 | 0 | 0 | 0 | 0 | 1166.2934 | 0 | 0 | 0 | 0 | 0 | 0 | 0 | 0 | 1082.1905 | 0 | 0 | 0 | 0.0042 | 0 | 0.00057666 | 0.00057666 | 725.4392 | 0 | 0 | 0 | 0.0042 | 0 | 0.00057666 | 0.00057666 | 1106.426 | 0 | 0 | 0 | 0.0042 | 0 | 0 | 0.00057666 | 0.00057666 | 1036.7573
04/12 20:00:00 | 55.94 | 13.3 | 4.123% | 1.167 | 43252.6302 | 1.1207 | 4.0346 | 4.1309 | 3.7178 | 0.035331 | 0.12047 | 0.01654 | 366.3969 | 1.167 | 43252.6302 | 1.1207 | 4.3708 | 4.4751 | 3.8039 | 0 | 0 | 0 | 358.2338 | 1528.1468 | 0.04123 | 1886.601 | 0.0094236 | 0.036623 | 0.0012939 | 0.037917 | 716.3315 | 1528.1468 | 0.04123 | 1886.601 | 0.0094236 | 0.060444 | 0.0012939 | 0.061738 | 1166.3551 | 1528.1468 | 0.04123 | 1966.7269 | 0.0094236 | 0.0044531 | 0.055381 | 0.0019053 | 0.057286 | 1082.2478 | 1528.1468 | 0.04123 | 1974.3499 | 0.0042 | 0.038327 | 0.00057666 | 0.038903 | 725.4781 | 1528.1468 | 0.04123 | 1825.7429 | 0.0042 | 0.058494 | 0.00057666 | 0.059071 | 1106.4851 | 1528.1468 | 0.04123 | 1924.6182 | 0.0042 | 0.0044531 | 0.054195 | 0.0011881 | 0.055383 | 1036.8127
04/12 21:00:00 | 55.94 | 13.3 | 6.875% | 1.167 | 43252.6302 | 1.1207 | 4.0346 | 4.1309 | 3.7178 | 0.058916 | 0.20089 | 0.027582 | 366.4244 | 1.167 | 43252.6302 | 1.1207 | 4.3708 | 4.4751 | 3.8039 | 0.058916 | 0.19634 | 0.026958 | 358.2608 | 2548.2853 | 0.068755 | 3146.0312 | 0.015714 | 0.061072 | 0.0021576 | 0.063229 | 716.3947 | 2548.2853 | 0.068755 | 3146.0312 | 0.015714 | 0.10079 | 0.0021576 | 0.10295 | 1166.4581 | 2548.2853 | 0.068755 | 3279.6464 | 0.015714 | 0.0074259 | 0.092351 | 0.0031772 | 0.095528 | 1082.3433 | 2548.2853 | 0.068755 | 3292.3582 | 0.0042 | 0.063912 | 0.00057666 | 0.064489 | 725.5426 | 2548.2853 | 0.068755 | 3044.5463 | 0.0042 | 0.097543 | 0.00057666 | 0.09812 | 1106.5832 | 2548.2853 | 0.068755 | 3209.4273 | 0.0042 | 0.0074259 | 0.090374 | 0.0015962 | 0.09197 | 1036.9047
04/12 22:00:00 | 57.92 | 14.4 | 7.805% | 1.2007 | 44501.2239 | 1.1247 | 4.0487 | 4.188 | 3.7692 | 0.065002 | 0.22493 | 0.030882 | 366.4553 | 1.2007 | 44501.2239 | 1.1247 | 4.3861 | 4.537 | 3.8565 | 0.057263 | 0.19366 | 0.02659 | 358.2874 | 2892.6894 | 0.078047 | 3571.2214 | 0.017838 | 0.069326 | 0.0024492 | 0.071775 | 716.4665 | 2892.6894 | 0.078047 | 3571.2214 | 0.017838 | 0.11442 | 0.0024492 | 0.11687 | 1166.5749 | 2892.6894 | 0.078047 | 3722.8949 | 0.017838 | 0.0084295 | 0.10483 | 0.0036066 | 0.10844 | 1082.4517 | 2892.6894 | 0.078047 | 3737.3248 | 0.0042 | 0.07255 | 0.00057666 | 0.073127 | 725.6157 | 2892.6894 | 0.078047 | 3456.0208 | 0.0042 | 0.11073 | 0.00057666 | 0.1113 | 1106.6945 | 2892.6894 | 0.078047 | 3643.1856 | 0.0042 | 0.0084295 | 0.10259 | 0.001734 | 0.10432 | 1037.009
04/12 23:00:00 | 59 | 15 | 8.537% | 1.2192 | 45189.514 | 1.1258 | 4.053 | 4.2187 | 3.7968 | 0.070018 | 0.24424 | 0.033535 | 366.4889 | 1.2192 | 45189.514 | 1.1258 | 4.3908 | 4.5702 | 3.8847 | 0.070018 | 0.23872 | 0.032776 | 358.3202 | 3164.0954 | 0.08537 | 3906.2906 | 0.019512 | 0.07583 | 0.002679 | 0.078509 | 716.545 | 3164.0954 | 0.08537 | 3906.2906 | 0.019512 | 0.12515 | 0.002679 | 0.12783 | 1166.7028 | 3164.0954 | 0.08537 | 4072.1948 | 0.019512 | 0.0092204 | 0.11467 | 0.0039449 | 0.11861 | 1082.5704 | 3164.0954 | 0.08537 | 4087.9785 | 0.0042 | 0.079357 | 0.00057666 | 0.079934 | 725.6957 | 3164.0954 | 0.08537 | 3780.2812 | 0.0042 | 0.12112 | 0.00057666 | 0.12169 | 1106.8162 | 3164.0954 | 0.08537 | 3985.0067 | 0.0042 | 0.0092204 | 0.11221 | 0.0018426 | 0.11406 | 1037.1231
04/12 24:00:00 | 57.92 | 14.4 | 9.472% | 1.2007 | 44501.2239 | 1.1247 | 4.0487 | 4.188 | 3.7692 | 0.078887 | 0.27297 | 0.037479 | 366.5263 | 1.2007 | 44501.2239 | 1.1247 | 4.3861 | 4.537 | 3.8565 | 0.071101 | 0.24046 | 0.033016 | 358.3532 | 3510.5463 | 0.094717 | 4334.0078 | 0.021648 | 0.084133 | 0.0029723 | 0.087106 | 716.6321 | 3510.5463 | 0.094717 | 4334.0078 | 0.021648 | 0.13886 | 0.0029723 | 0.14183 | 1166.8446 | 3510.5463 | 0.094717 | 4518.0776 | 0.021648 | 0.01023 | 0.12722 | 0.0043769 | 0.1316 | 1082.702 | 3510.5463 | 0.094717 | 4535.5895 | 0.0042 | 0.088046 | 0.00057666 | 0.088623 | 725.7843 | 3510.5463 | 0.094717 | 4194.2011 | 0.0042 | 0.13438 | 0.00057666 | 0.13495 | 1106.9511 | 3510.5463 | 0.094717 | 4421.3429 | 0.0042 | 0.01023 | 0.1245 | 0.0019812 | 0.12648 | 1037.2495
04/13 01:00:00 | 57.92 | 14.4 | 11.01% | 1.2007 | 44501.2239 | 1.1247 | 4.0487 | 4.188 | 3.7692 | 0.091689 | 0.31727 | 0.043561 | 366.5699 | 1.2007 | 44501.2239 | 1.1247 | 4.3861 | 4.537 | 3.8565 | 0.091689 | 0.31009 | 0.042576 | 358.3957 | 4080.2743 | 0.11009 | 5037.3757 | 0.025162 | 0.097787 | 0.0034547 | 0.10124 | 716.7333 | 4080.2743 | 0.11009 | 5037.3757 | 0.025162 | 0.16139 | 0.0034547 | 0.16485 | 1167.0094 | 4080.2743 | 0.11009 | 5251.3183 | 0.025162 | 0.01189 | 0.14787 | 0.0050872 | 0.15296 | 1082.8549 | 4080.2743 | 0.11009 | 5271.6723 | 0.0042 | 0.10234 | 0.00057666 | 0.10291 | 725.8872 | 4080.2743 | 0.11009 | 4874.8797 | 0.0042 | 0.15618 | 0.00057666 | 0.15676 | 1107.1079 | 4080.2743 | 0.11009 | 5138.8846 | 0.0042 | 0.01189 | 0.14471 | 0.0022092 | 0.14691 | 1037.3964
04/13 02:00:00 | 57.02 | 13.9 | 14.51% | 1.1853 | 43931.5522 | 1.1231 | 4.0433 | 4.1622 | 3.746 | 0.12243 | 0.4208 | 0.057776 | 366.6277 | 1.1853 | 43931.5522 | 1.1231 | 4.3802 | 4.5091 | 3.8327 | 0.092878 | 0.31201 | 0.04284 | 358.4386 | 5378.3889 | 0.14511 | 6639.9863 | 0.033167 | 0.1289 | 0.0045538 | 0.13345 | 716.8668 | 5378.3889 | 0.14511 | 6639.9863 | 0.033167 | 0.21274 | 0.0045538 | 0.21729 | 1167.2267 | 5378.3889 | 0.14511 | 6921.9934 | 0.033167 | 0.015673 | 0.19492 | 0.0067057 | 0.20162 | 1083.0565 | 5378.3889 | 0.14511 | 6948.8229 | 0.0042 | 0.13489 | 0.00057666 | 0.13547 | 726.0227 | 5378.3889 | 0.14511 | 6425.7932 | 0.0042 | 0.20587 | 0.00057666 | 0.20645 | 1107.3143 | 5378.3889 | 0.14511 | 6773.7895 | 0.0042 | 0.015673 | 0.19074 | 0.0027286 | 0.19347 | 1037.5899
04/13 03:00:00 | 59 | 15 | 15.27% | 1.2192 | 45189.514 | 1.1258 | 4.053 | 4.2187 | 3.7968 | 0.12528 | 0.43701 | 0.060001 | 366.6877 | 1.2192 | 45189.514 | 1.1258 | 4.3908 | 4.5702 | 3.8847 | 0.12528 | 0.42712 | 0.058644 | 358.4972 | 5661.2601 | 0.15274 | 6989.21 | 0.034911 | 0.13568 | 0.0047933 | 0.14047 | 717.0073 | 5661.2601 | 0.15274 | 6989.21 | 0.034911 | 0.22392 | 0.0047933 | 0.22872 | 1167.4554 | 5661.2601 | 0.15274 | 7286.049 | 0.034911 | 0.016497 | 0.20517 | 0.0070584 | 0.21223 | 1083.2688 | 5661.2601 | 0.15274 | 7314.2895 | 0.0042 | 0.14199 | 0.00057666 | 0.14256 | 726.1652 | 5661.2601 | 0.15274 | 6763.7516 | 0.0042 | 0.2167 | 0.00057666 | 0.21728 | 1107.5316 | 5661.2601 | 0.15274 | 7130.0505 | 0.0042 | 0.016497 | 0.20077 | 0.0028417 | 0.20362 | 1037.7935
04/13 04:00:00 | 57.92 | 14.4 | 15.44% | 1.2007 | 44501.2239 | 1.1247 | 4.0487 | 4.188 | 3.7692 | 0.12863 | 0.4451 | 0.061112 | 366.7488 | 1.2007 | 44501.2239 | 1.1247 | 4.3861 | 4.537 | 3.8565 | 0.12722 | 0.43024 | 0.059072 | 358.5563 | 5724.2109 | 0.15444 | 7066.927 | 0.035299 | 0.13719 | 0.0048466 | 0.14203 | 717.1493 | 5724.2109 | 0.15444 | 7066.927 | 0.035299 | 0.22641 | 0.0048466 | 0.23126 | 1167.6867 | 5724.2109 | 0.15444 | 7367.0668 | 0.035299 | 0.016681 | 0.20745 | 0.0071369 | 0.21458 | 1083.4833 | 5724.2109 | 0.15444 | 7395.6213 | 0.0042 | 0.14357 | 0.00057666 | 0.14414 | 726.3094 | 5724.2109 | 0.15444 | 6838.9616 | 0.0042 | 0.21911 | 0.00057666 | 0.21969 | 1107.7513 | 5724.2109 | 0.15444 | 7209.3336 | 0.0042 | 0.016681 | 0.20301 | 0.0028669 | 0.20587 | 1037.9994
04/13 05:00:00 | 59 | 15 | 15.77% | 1.2192 | 45189.514 | 1.1258 | 4.053 | 4.2187 | 3.7968 | 0.12936 | 0.45124 | 0.061955 | 366.8108 | 1.2192 | 45189.514 | 1.1258 | 4.3908 | 4.5702 | 3.8847 | 0.12936 | 0.44103 | 0.060554 | 358.6169 | 5845.6479 | 0.15772 | 7216.8493 | 0.036048 | 0.1401 | 0.0049494 | 0.14505 | 717.2943 | 5845.6479 | 0.15772 | 7216.8493 | 0.036048 | 0.23122 | 0.0049494 | 0.23617 | 1167.9229 | 5845.6479 | 0.15772 | 7523.3564 | 0.036048 | 0.017035 | 0.21185 | 0.0072883 | 0.21914 | 1083.7025 | 5845.6479 | 0.15772 | 7552.5167 | 0.0042 | 0.14661 | 0.00057666 | 0.14719 | 726.4566 | 5845.6479 | 0.15772 | 6984.0477 | 0.0042 | 0.22376 | 0.00057666 | 0.22434 | 1107.9756 | 5845.6479 | 0.15772 | 7362.277 | 0.0042 | 0.017035 | 0.20731 | 0.0029155 | 0.21023 | 1038.2096
04/13 06:00:00 | 59 | 15 | 12.54% | 1.2192 | 45189.514 | 1.1258 | 4.053 | 4.2187 | 3.7968 | 0.10284 | 0.35875 | 0.049256 | 366.86 | 1.2192 | 45189.514 | 1.1258 | 4.3908 | 4.5702 | 3.8847 | 0.12936 | 0.44103 | 0.060554 | 358.6774 | 4647.4702 | 0.12539 | 5737.6175 | 0.028659 | 0.11138 | 0.0039349 | 0.11532 | 717.4096 | 4647.4702 | 0.12539 | 5737.6175 | 0.028659 | 0.18383 | 0.0039349 | 0.18776 | 1168.1106 | 4647.4702 | 0.12539 | 5981.3001 | 0.028659 | 0.013543 | 0.16843 | 0.0057944 | 0.17422 | 1083.8767 | 4647.4702 | 0.12539 | 6004.4834 | 0.0042 | 0.11656 | 0.00057666 | 0.11714 | 726.5737 | 4647.4702 | 0.12539 | 5552.533 | 0.0042 | 0.1779 | 0.00057666 | 0.17847 | 1108.1541 | 4647.4702 | 0.12539 | 5853.237 | 0.0042 | 0.013543 | 0.16482 | 0.0024361 | 0.16726 | 1038.3769
04/13 07:00:00 | 59 | 15 | 10.79% | 1.2192 | 45189.514 | 1.1258 | 4.053 | 4.2187 | 3.7968 | 0.088498 | 0.30871 | 0.042385 | 366.9024 | 1.2192 | 45189.514 | 1.1258 | 4.3908 | 4.5702 | 3.8847 | 0.088498 | 0.30172 | 0.041426 | 358.7188 | 3999.1799 | 0.1079 | 4937.2591 | 0.024662 | 0.095844 | 0.003386 | 0.09923 | 717.5089 | 3999.1799 | 0.1079 | 4937.2591 | 0.024662 | 0.15818 | 0.003386 | 0.16157 | 1168.2722 | 3999.1799 | 0.1079 | 5146.9497 | 0.024662 | 0.011654 | 0.14493 | 0.0049861 | 0.14992 | 1084.0266 | 3999.1799 | 0.1079 | 5166.8991 | 0.0042 | 0.1003 | 0.00057666 | 0.10088 | 726.6746 | 3999.1799 | 0.1079 | 4777.9927 | 0.0042 | 0.15308 | 0.00057666 | 0.15366 | 1108.3078 | 3999.1799 | 0.1079 | 5036.7505 | 0.0042 | 0.011654 | 0.14183 | 0.0021767 | 0.14401 | 1038.5209
04/13 08:00:00 | 62.06 | 16.7 | 7.634% | 1.2726 | 47167.4189 | 1.1255 | 4.0519 | 4.3037 | 3.8734 | 0.059987 | 0.21409 | 0.029395 | 366.9318 | 1.2726 | 47167.4189 | 1.1255 | 4.3895 | 4.6624 | 3.963 | 0.084787 | 0.29576 | 0.040608 | 358.7594 | 2829.4415 | 0.07634 | 3493.1377 | 0.017448 | 0.06781 | 0.0023956 | 0.070206 | 717.5791 | 2829.4415 | 0.07634 | 3493.1377 | 0.017448 | 0.11192 | 0.0023956 | 0.11431 | 1168.3865 | 2829.4415 | 0.07634 | 3641.4949 | 0.017448 | 0.0082452 | 0.10254 | 0.0035277 | 0.10607 | 1084.1327 | 2829.4415 | 0.07634 | 3655.6092 | 0.0042 | 0.070964 | 0.00057666 | 0.071541 | 726.7461 | 2829.4415 | 0.07634 | 3380.4558 | 0.0042 | 0.10831 | 0.00057666 | 0.10888 | 1108.4167 | 2829.4415 | 0.07634 | 3563.5283 | 0.0042 | 0.0082452 | 0.10034 | 0.0017087 | 0.10205 | 1038.6229
04/13 09:00:00 | 62.06 | 16.7 | 6.054% | 1.2726 | 47167.4189 | 1.1255 | 4.0519 | 4.3037 | 3.8734 | 0.047573 | 0.16979 | 0.023312 | 366.9551 | 1.2726 | 47167.4189 | 1.1255 | 4.3895 | 4.6624 | 3.963 | 0.047573 | 0.16595 | 0.022784 | 358.7822 | 2243.8951 | 0.060542 | 2770.2408 | 0.013837 | 0.053777 | 0.0018999 | 0.055677 | 717.6348 | 2243.8951 | 0.060542 | 2770.2408 | 0.013837 | 0.088755 | 0.0018999 | 0.090655 | 1168.4772 | 2243.8951 | 0.060542 | 2887.8958 | 0.013837 | 0.0065389 | 0.08132 | 0.0027977 | 0.084117 | 1084.2168 | 2243.8951 | 0.060542 | 2899.0892 | 0.0042 | 0.056278 | 0.00057666 | 0.056855 | 726.803 | 2243.8951 | 0.060542 | 2680.8782 | 0.0042 | 0.085892 | 0.00057666 | 0.086468 | 1108.5031 | 2243.8951 | 0.060542 | 2826.0643 | 0.0042 | 0.0065389 | 0.079579 | 0.0014744 | 0.081053 | 1038.704
04/13 10:00:00 | 62.96 | 17.2 | 2.438% | 1.2885 | 47756.9624 | 1.1244 | 4.0478 | 4.3283 | 3.8955 | 0.018918 | 0.067972 | 0.0093325 | 366.9644 | 1.2885 | 47756.9624 | 1.1244 | 4.3851 | 4.689 | 3.9857 | 0.046986 | 0.165 | 0.022655 | 358.8049 | 903.4431 | 0.024376 | 1115.3619 | 0.0055712 | 0.021652 | 0.00076493 | 0.022417 | 717.6572 | 903.4431 | 0.024376 | 1115.3619 | 0.0055712 | 0.035735 | 0.00076493 | 0.0365 | 1168.5137 | 903.4431 | 0.024376 | 1162.7325 | 0.0055712 | 0.0026327 | 0.032741 | 0.0011264 | 0.033868 | 1084.2507 | 903.4431 | 0.024376 | 1167.2392 | 0.0042 | 0.022659 | 0.00057666 | 0.023235 | 726.8262 | 903.4431 | 0.024376 | 1079.3825 | 0.0042 | 0.034582 | 0.00057666 | 0.035159 | 1108.5383 | 903.4431 | 0.024376 | 1137.8377 | 0.0042 | 0.0026327 | 0.03204 | 0.00093813 | 0.032978 | 1038.737
04/13 11:00:00 | 62.06 | 16.7 | 0% | 1.2726 | 47167.4189 | 1.1255 | 4.0519 | 4.3037 | 3.8734 | 0 | 0 | 0 | 366.9644 | 1.2726 | 47167.4189 | 1.1255 | 4.3895 | 4.6624 | 3.963 | 0 | 0 | 0 | 358.8049 | 0 | 0 | 0 | 0 | 0 | 0 | 0 | 717.6572 | 0 | 0 | 0 | 0 | 0 | 0 | 0 | 1168.5137 | 0 | 0 | 0 | 0 | 0 | 0 | 0 | 0 | 1084.2507 | 0 | 0 | 0 | 0.0042 | 0 | 0.00057666 | 0.00057666 | 726.8268 | 0 | 0 | 0 | 0.0042 | 0 | 0.00057666 | 0.00057666 | 1108.5389 | 0 | 0 | 0 | 0.0042 | 0 | 0 | 0.00057666 | 0.00057666 | 1038.7376
04/13 12:00:00 | 62.96 | 17.2 | 0% | 1.2885 | 47756.9624 | 1.1244 | 4.0478 | 4.3283 | 3.8955 | 0 | 0 | 0 | 366.9644 | 1.2885 | 47756.9624 | 1.1244 | 4.3851 | 4.689 | 3.9857 | 0 | 0 | 0 | 358.8049 | 0 | 0 | 0 | 0 | 0 | 0 | 0 | 717.6572 | 0 | 0 | 0 | 0 | 0 | 0 | 0 | 1168.5137 | 0 | 0 | 0 | 0 | 0 | 0 | 0 | 0 | 1084.2507 | 0 | 0 | 0 | 0.0042 | 0 | 0.00057666 | 0.00057666 | 726.8274 | 0 | 0 | 0 | 0.0042 | 0 | 0.00057666 | 0.00057666 | 1108.5394 | 0 | 0 | 0 | 0.0042 | 0 | 0 | 0.00057666 | 0.00057666 | 1038.7381
04/13 13:00:00 | 62.96 | 17.2 | 0% | 1.2885 | 47756.9624 | 1.1244 | 4.0478 | 4.3283 | 3.8955 | 0 | 0 | 0 | 366.9644 | 1.2885 | 47756.9624 | 1.1244 | 4.3851 | 4.689 | 3.9857 | 0 | 0 | 0 | 358.8049 | 0 | 0 | 0 | 0 | 0 | 0 | 0 | 717.6572 | 0 | 0 | 0 | 0 | 0 | 0 | 0 | 1168.5137 | 0 | 0 | 0 | 0 | 0 | 0 | 0 | 0 | 1084.2507 | 0 | 0 | 0 | 0.0042 | 0 | 0.00057666 | 0.00057666 | 726.828 | 0 | 0 | 0 | 0.0042 | 0 | 0.00057666 | 0.00057666 | 1108.54 | 0 | 0 | 0 | 0.0042 | 0 | 0 | 0.00057666 | 0.00057666 | 1038.7387
04/13 14:00:00 | 64.04 | 17.8 | 0% | 1.3077 | 48469.0987 | 1.1224 | 4.0406 | 4.3577 | 3.9219 | 0 | 0 | 0 | 366.9644 | 1.3077 | 48469.0987 | 1.1224 | 4.3774 | 4.7208 | 4.0127 | 0 | 0 | 0 | 358.8049 | 0 | 0 | 0 | 0 | 0 | 0 | 0 | 717.6572 | 0 | 0 | 0 | 0 | 0 | 0 | 0 | 1168.5137 | 0 | 0 | 0 | 0 | 0 | 0 | 0 | 0 | 1084.2507 | 0 | 0 | 0 | 0.0042 | 0 | 0.00057666 | 0.00057666 | 726.8285 | 0 | 0 | 0 | 0.0042 | 0 | 0.00057666 | 0.00057666 | 1108.5406 | 0 | 0 | 0 | 0.0042 | 0 | 0 | 0.00057666 | 0.00057666 | 1038.7393
04/13 15:00:00 | 66.92 | 19.4 | 0% | 1.3596 | 50393.1104 | 1.1139 | 4.01 | 4.435 | 3.9915 | 0 | 0 | 0 | 366.9644 | 1.3596 | 50393.1104 | 1.1139 | 4.3441 | 4.8046 | 4.0839 | 0 | 0 | 0 | 358.8049 | 0 | 0 | 0 | 0 | 0 | 0 | 0 | 717.6572 | 0 | 0 | 0 | 0 | 0 | 0 | 0 | 1168.5137 | 0 | 0 | 0 | 0 | 0 | 0 | 0 | 0 | 1084.2507 | 0 | 0 | 0 | 0.0042 | 0 | 0.00057666 | 0.00057666 | 726.8291 | 0 | 0 | 0 | 0.0042 | 0 | 0.00057666 | 0.00057666 | 1108.5412 | 0 | 0 | 0 | 0.0042 | 0 | 0 | 0.00057666 | 0.00057666 | 1038.7399
04/13 16:00:00 | 69.08 | 20.6 | 0% | 1.3992 | 51859.9654 | 1.1045 | 3.9762 | 4.4925 | 4.0432 | 0 | 0 | 0 | 366.9644 | 1.3992 | 51859.9654 | 1.1045 | 4.3075 | 4.8668 | 4.1368 | 0 | 0 | 0 | 358.8049 | 0 | 0 | 0 | 0 | 0 | 0 | 0 | 717.6572 | 0 | 0 | 0 | 0 | 0 | 0 | 0 | 1168.5137 | 0 | 0 | 0 | 0 | 0 | 0 | 0 | 0 | 1084.2507 | 0 | 0 | 0 | 0.0042 | 0 | 0.00057666 | 0.00057666 | 726.8297 | 0 | 0 | 0 | 0.0042 | 0 | 0.00057666 | 0.00057666 | 1108.5417 | 0 | 0 | 0 | 0.0042 | 0 | 0 | 0.00057666 | 0.00057666 | 1038.7404
04/13 17:00:00 | 68 | 20 | 0% | 1.3794 | 51123.983 | 1.1095 | 3.9942 | 4.4638 | 4.0174 | 0 | 0 | 0 | 366.9644 | 1.3794 | 51123.983 | 1.1095 | 4.327 | 4.8357 | 4.1104 | 0 | 0 | 0 | 358.8049 | 0 | 0 | 0 | 0 | 0 | 0 | 0 | 717.6572 | 0 | 0 | 0 | 0 | 0 | 0 | 0 | 1168.5137 | 0 | 0 | 0 | 0 | 0 | 0 | 0 | 0 | 1084.2507 | 0 | 0 | 0 | 0.0042 | 0 | 0.00057666 | 0.00057666 | 726.8303 | 0 | 0 | 0 | 0.0042 | 0 | 0.00057666 | 0.00057666 | 1108.5423 | 0 | 0 | 0 | 0.0042 | 0 | 0 | 0.00057666 | 0.00057666 | 1038.741
04/13 18:00:00 | 64.04 | 17.8 | 0% | 1.3077 | 48469.0987 | 1.1224 | 4.0406 | 4.3577 | 3.9219 | 0 | 0 | 0 | 366.9644 | 1.3077 | 48469.0987 | 1.1224 | 4.3774 | 4.7208 | 4.0127 | 0 | 0 | 0 | 358.8049 | 0 | 0 | 0 | 0 | 0 | 0 | 0 | 717.6572 | 0 | 0 | 0 | 0 | 0 | 0 | 0 | 1168.5137 | 0 | 0 | 0 | 0 | 0 | 0 | 0 | 0 | 1084.2507 | 0 | 0 | 0 | 0.0042 | 0 | 0.00057666 | 0.00057666 | 726.8308 | 0 | 0 | 0 | 0.0042 | 0 | 0.00057666 | 0.00057666 | 1108.5429 | 0 | 0 | 0 | 0.0042 | 0 | 0 | 0.00057666 | 0.00057666 | 1038.7416
04/13 19:00:00 | 64.04 | 17.8 | 0% | 1.3077 | 48469.0987 | 1.1224 | 4.0406 | 4.3577 | 3.9219 | 0 | 0 | 0 | 366.9644 | 1.3077 | 48469.0987 | 1.1224 | 4.3774 | 4.7208 | 4.0127 | 0 | 0 | 0 | 358.8049 | 0 | 0 | 0 | 0 | 0 | 0 | 0 | 717.6572 | 0 | 0 | 0 | 0 | 0 | 0 | 0 | 1168.5137 | 0 | 0 | 0 | 0 | 0 | 0 | 0 | 0 | 1084.2507 | 0 | 0 | 0 | 0.0042 | 0 | 0.00057666 | 0.00057666 | 726.8314 | 0 | 0 | 0 | 0.0042 | 0 | 0.00057666 | 0.00057666 | 1108.5435 | 0 | 0 | 0 | 0.0042 | 0 | 0 | 0.00057666 | 0.00057666 | 1038.7422
04/13 20:00:00 | 60.98 | 16.1 | 0% | 1.2536 | 46464.6508 | 1.1263 | 4.0545 | 4.274 | 3.8466 | 0 | 0 | 0 | 366.9644 | 1.2536 | 46464.6508 | 1.1263 | 4.3924 | 4.6301 | 3.9356 | 0 | 0 | 0 | 358.8049 | 0 | 0 | 0 | 0 | 0 | 0 | 0 | 717.6572 | 0 | 0 | 0 | 0 | 0 | 0 | 0 | 1168.5137 | 0 | 0 | 0 | 0 | 0 | 0 | 0 | 0 | 1084.2507 | 0 | 0 | 0 | 0.0042 | 0 | 0.00057666 | 0.00057666 | 726.832 | 0 | 0 | 0 | 0.0042 | 0 | 0.00057666 | 0.00057666 | 1108.5441 | 0 | 0 | 0 | 0.0042 | 0 | 0 | 0.00057666 | 0.00057666 | 1038.7427
04/13 21:00:00 | 59.54 | 15.3 | 0% | 1.2286 | 45535.5753 | 1.1262 | 4.0543 | 4.2338 | 3.8105 | 0 | 0 | 0 | 366.9644 | 1.2286 | 45535.5753 | 1.1262 | 4.3921 | 4.5867 | 3.8987 | 0 | 0 | 0 | 358.8049 | 0 | 0 | 0 | 0 | 0 | 0 | 0 | 717.6572 | 0 | 0 | 0 | 0 | 0 | 0 | 0 | 1168.5137 | 0 | 0 | 0 | 0 | 0 | 0 | 0 | 0 | 1084.2507 | 0 | 0 | 0 | 0.0042 | 0 | 0.00057666 | 0.00057666 | 726.8326 | 0 | 0 | 0 | 0.0042 | 0 | 0.00057666 | 0.00057666 | 1108.5446 | 0 | 0 | 0 | 0.0042 | 0 | 0 | 0.00057666 | 0.00057666 | 1038.7433
04/13 22:00:00 | 54.5 | 12.5 | 6.172% | 1.1428 | 42355.3496 | 1.1164 | 4.0192 | 4.0885 | 3.6796 | 0.054013 | 0.18222 | 0.025019 | 366.9894 | 1.1428 | 42355.3496 | 1.1164 | 4.3541 | 4.4292 | 3.7648 | 0 | 0 | 0 | 358.8049 | 2287.7413 | 0.061725 | 2824.372 | 0.014108 | 0.054828 | 0.001937 | 0.056765 | 717.7139 | 2287.7413 | 0.061725 | 2824.372 | 0.014108 | 0.090489 | 0.001937 | 0.092426 | 1168.6061 | 2287.7413 | 0.061725 | 2944.326 | 0.014108 | 0.0066666 | 0.082909 | 0.0028523 | 0.085761 | 1084.3364 | 2287.7413 | 0.061725 | 2955.7382 | 0.0042 | 0.057378 | 0.00057666 | 0.057954 | 726.8905 | 2287.7413 | 0.061725 | 2733.2632 | 0.0042 | 0.08757 | 0.00057666 | 0.088147 | 1108.6328 | 2287.7413 | 0.061725 | 2881.2863 | 0.0042 | 0.0066666 | 0.081134 | 0.001492 | 0.082626 | 1038.826
04/13 23:00:00 | 53.24 | 11.8 | 14.06% | 1.1218 | 41577.681 | 1.1118 | 4.0024 | 4.0508 | 3.6457 | 0.1253 | 0.4188 | 0.057501 | 367.047 | 1.1218 | 41577.681 | 1.1118 | 4.3359 | 4.3883 | 3.7301 | 0.1253 | 0.40932 | 0.0562 | 358.8611 | 5209.4774 | 0.14056 | 6431.4536 | 0.032125 | 0.12485 | 0.0044108 | 0.12926 | 717.8432 | 5209.4774 | 0.14056 | 6431.4536 | 0.032125 | 0.20606 | 0.0044108 | 0.21047 | 1168.8166 | 5209.4774 | 0.14056 | 6704.6041 | 0.032125 | 0.015181 | 0.18879 | 0.0064951 | 0.19529 | 1084.5317 | 5209.4774 | 0.14056 | 6730.591 | 0.0042 | 0.13066 | 0.00057666 | 0.13123 | 727.0218 | 5209.4774 | 0.14056 | 6223.9874 | 0.0042 | 0.19941 | 0.00057666 | 0.19998 | 1108.8328 | 5209.4774 | 0.14056 | 6561.0547 | 0.0042 | 0.015181 | 0.18475 | 0.002661 | 0.18741 | 1039.0134
04/13 24:00:00 | 51.08 | 10.6 | 21.27% | 1.0863 | 40260.7161 | 1.1018 | 3.9664 | 3.9846 | 3.5861 | 0.19577 | 0.64415 | 0.088441 | 367.1354 | 1.0863 | 40260.7161 | 1.1018 | 4.2969 | 4.3166 | 3.6692 | 0.12939 | 0.41612 | 0.057133 | 358.9182 | 7881.7038 | 0.21265 | 9730.4985 | 0.048604 | 0.18889 | 0.0066733 | 0.19556 | 718.0388 | 7881.7038 | 0.21265 | 9730.4985 | 0.048604 | 0.31175 | 0.0066733 | 0.31843 | 1169.135 | 7881.7038 | 0.21265 | 10143.7629 | 0.048604 | 0.022968 | 0.28564 | 0.0098268 | 0.29546 | 1084.8272 | 7881.7038 | 0.21265 | 10183.0798 | 0.0042 | 0.19768 | 0.00057666 | 0.19825 | 727.22 | 7881.7038 | 0.21265 | 9416.6114 | 0.0042 | 0.3017 | 0.00057666 | 0.30227 | 1109.135 | 7881.7038 | 0.21265 | 9926.5791 | 0.0042 | 0.022968 | 0.27952 | 0.0037301 | 0.28325 | 1039.2966
04/14 01:00:00 | 49.82 | 9.9 | 27.59% | 1.0658 | 39501.9257 | 1.0948 | 3.9414 | 3.9451 | 3.5506 | 0.25891 | 0.84423 | 0.11591 | 367.2513 | 1.0658 | 39501.9257 | 1.0948 | 4.2698 | 4.2739 | 3.6328 | 0.25891 | 0.82513 | 0.11329 | 359.0315 | 10227.5664 | 0.27595 | 12626.6252 | 0.06307 | 0.24511 | 0.0086595 | 0.25377 | 718.2925 | 10227.5664 | 0.27595 | 12626.6252 | 0.06307 | 0.40454 | 0.0086595 | 0.4132 | 1169.5482 | 10227.5664 | 0.27595 | 13162.8912 | 0.06307 | 0.029804 | 0.37065 | 0.012752 | 0.3834 | 1085.2106 | 10227.5664 | 0.27595 | 13213.9101 | 0.0042 | 0.25651 | 0.00057666 | 0.25709 | 727.4771 | 10227.5664 | 0.27595 | 12219.3147 | 0.0042 | 0.39149 | 0.00057666 | 0.39207 | 1109.5271 | 10227.5664 | 0.27595 | 12881.066 | 0.0042 | 0.029804 | 0.36272 | 0.0046687 | 0.36738 | 1039.664
04/14 02:00:00 | 49.64 | 9.8 | 31.57% | 1.0629 | 39394.0949 | 1.0938 | 3.9376 | 3.9394 | 3.5455 | 0.29698 | 0.96712 | 0.13279 | 367.3841 | 1.0629 | 39394.0949 | 1.0938 | 4.2657 | 4.2677 | 3.6275 | 0.25962 | 0.82633 | 0.11345 | 359.145 | 11699.3452 | 0.31566 | 14443.636 | 0.072146 | 0.28038 | 0.0099056 | 0.29029 | 718.5828 | 11699.3452 | 0.31566 | 14443.636 | 0.072146 | 0.46275 | 0.0099056 | 0.47266 | 1170.0208 | 11699.3452 | 0.31566 | 15057.0723 | 0.072146 | 0.034093 | 0.42399 | 0.014587 | 0.43858 | 1085.6492 | 11699.3452 | 0.31566 | 15115.433 | 0.0042 | 0.29343 | 0.00057666 | 0.294 | 727.7711 | 11699.3452 | 0.31566 | 13977.7123 | 0.0042 | 0.44783 | 0.00057666 | 0.4484 | 1109.9755 | 11699.3452 | 0.31566 | 14734.6917 | 0.0042 | 0.034093 | 0.41491 | 0.0052576 | 0.42017 | 1040.0842
04/14 03:00:00 | 46.04 | 7.8 | 38.17% | 1.0055 | 37267.2853 | 1.0695 | 3.8501 | 3.8223 | 3.4401 | 0.3796 | 1.2053 | 0.16548 | 367.5496 | 1.0055 | 37267.2853 | 1.0695 | 4.1709 | 4.1409 | 3.5197 | 0.3796 | 1.178 | 0.16174 | 359.3067 | 14146.8154 | 0.38169 | 17465.2042 | 0.087239 | 0.33904 | 0.011978 | 0.35102 | 718.9338 | 14146.8154 | 0.38169 | 17465.2042 | 0.087239 | 0.55956 | 0.011978 | 0.57154 | 1170.5924 | 14146.8154 | 0.38169 | 18206.9696 | 0.087239 | 0.041225 | 0.51269 | 0.017638 | 0.53033 | 1086.1795 | 14146.8154 | 0.38169 | 18277.5392 | 0.0042 | 0.35481 | 0.00057666 | 0.35539 | 728.1265 | 14146.8154 | 0.38169 | 16901.8105 | 0.0042 | 0.54151 | 0.00057666 | 0.54209 | 1110.5176 | 14146.8154 | 0.38169 | 17817.1478 | 0.0042 | 0.041225 | 0.50171 | 0.0062368 | 0.50795 | 1040.5921
04/14 04:00:00 | 46.94 | 8.3 | 41.56% | 1.0197 | 37793.6649 | 1.0761 | 3.8739 | 3.8522 | 3.4669 | 0.40757 | 1.3022 | 0.17879 | 367.7284 | 1.0197 | 37793.6649 | 1.0761 | 4.1967 | 4.1732 | 3.5472 | 0.37432 | 1.1689 | 0.16049 | 359.4672 | 15403.4062 | 0.41559 | 19016.5509 | 0.094988 | 0.36916 | 0.013042 | 0.3822 | 719.316 | 15403.4062 | 0.41559 | 19016.5509 | 0.094988 | 0.60926 | 0.013042 | 0.62231 | 1171.2147 | 15403.4062 | 0.41559 | 19824.2036 | 0.094988 | 0.044886 | 0.55823 | 0.019205 | 0.57743 | 1086.7569 | 15403.4062 | 0.41559 | 19901.0416 | 0.0042 | 0.38633 | 0.00057666 | 0.3869 | 728.5134 | 15403.4062 | 0.41559 | 18403.1137 | 0.0042 | 0.58961 | 0.00057666 | 0.59019 | 1111.1078 | 15403.4062 | 0.41559 | 19399.7559 | 0.0042 | 0.044886 | 0.54627 | 0.0067396 | 0.55301 | 1041.1451
04/14 05:00:00 | 48.02 | 8.9 | 40.29% | 1.0369 | 38430.0045 | 1.0836 | 3.9008 | 3.8874 | 3.4987 | 0.38857 | 1.2509 | 0.17175 | 367.9001 | 1.0369 | 38430.0045 | 1.0836 | 4.2259 | 4.2114 | 3.5797 | 0.38857 | 1.2226 | 0.16786 | 359.635 | 14932.6996 | 0.40289 | 18435.4316 | 0.092085 | 0.35787 | 0.012643 | 0.37052 | 719.6866 | 14932.6996 | 0.40289 | 18435.4316 | 0.092085 | 0.59065 | 0.012643 | 0.60329 | 1171.818 | 14932.6996 | 0.40289 | 19218.4036 | 0.092085 | 0.043515 | 0.54117 | 0.018618 | 0.55979 | 1087.3167 | 14932.6996 | 0.40289 | 19292.8935 | 0.0042 | 0.37452 | 0.00057666 | 0.3751 | 728.8885 | 14932.6996 | 0.40289 | 17840.7402 | 0.0042 | 0.57159 | 0.00057666 | 0.57217 | 1111.68 | 14932.6996 | 0.40289 | 18806.9264 | 0.0042 | 0.043515 | 0.52958 | 0.0065512 | 0.53613 | 1041.6813
04/14 06:00:00 | 48.02 | 8.9 | 37.8% | 1.0369 | 38430.0045 | 1.0836 | 3.9008 | 3.8874 | 3.4987 | 0.36457 | 1.1736 | 0.16114 | 368.0612 | 1.0369 | 38430.0045 | 1.0836 | 4.2259 | 4.2114 | 3.5797 | 0.38857 | 1.2226 | 0.16786 | 359.8029 | 14010.3622 | 0.37801 | 17296.7434 | 0.086397 | 0.33577 | 0.011862 | 0.34763 | 720.0342 | 14010.3622 | 0.37801 | 17296.7434 | 0.086397 | 0.55416 | 0.011862 | 0.56603 | 1172.384 | 14010.3622 | 0.37801 | 18031.3541 | 0.086397 | 0.040827 | 0.50774 | 0.017468 | 0.52521 | 1087.8419 | 14010.3622 | 0.37801 | 18101.2431 | 0.0042 | 0.35139 | 0.00057666 | 0.35196 | 729.2404 | 14010.3622 | 0.37801 | 16738.784 | 0.0042 | 0.53629 | 0.00057666 | 0.53686 | 1112.2168 | 14010.3622 | 0.37801 | 17645.2924 | 0.0042 | 0.040827 | 0.49687 | 0.0061822 | 0.50305 | 1042.1843
04/14 07:00:00 | 50 | 10 | 28.51% | 1.0687 | 39609.8985 | 1.0959 | 3.9451 | 3.9508 | 3.5557 | 0.26673 | 0.87083 | 0.11957 | 368.1808 | 1.0687 | 39609.8985 | 1.0959 | 4.2739 | 4.28 | 3.638 | 0.26673 | 0.85113 | 0.11686 | 359.9198 | 10564.976 | 0.28505 | 13043.1803 | 0.065151 | 0.2532 | 0.0089452 | 0.26214 | 720.2963 | 10564.976 | 0.28505 | 13043.1803 | 0.065151 | 0.41789 | 0.0089452 | 0.42683 | 1172.8108 | 10564.976 | 0.28505 | 13597.1378 | 0.065151 | 0.030787 | 0.38288 | 0.013172 | 0.39605 | 1088.238 | 10564.976 | 0.28505 | 13649.8398 | 0.0042 | 0.26498 | 0.00057666 | 0.26555 | 729.506 | 10564.976 | 0.28505 | 12622.4325 | 0.0042 | 0.40441 | 0.00057666 | 0.40498 | 1112.6218 | 10564.976 | 0.28505 | 13306.0152 | 0.0042 | 0.030787 | 0.37468 | 0.0048037 | 0.37949 | 1042.5638
04/14 08:00:00 | 57.92 | 14.4 | 14.4% | 1.2007 | 44501.2239 | 1.1247 | 4.0487 | 4.188 | 3.7692 | 0.11997 | 0.41512 | 0.056996 | 368.2378 | 1.2007 | 44501.2239 | 1.1247 | 4.3861 | 4.537 | 3.8565 | 0.23741 | 0.80292 | 0.11024 | 360.03 | 5338.6482 | 0.14404 | 6590.9237 | 0.032922 | 0.12795 | 0.0045201 | 0.13247 | 720.4288 | 5338.6482 | 0.14404 | 6590.9237 | 0.032922 | 0.21116 | 0.0045201 | 0.21568 | 1173.0265 | 5338.6482 | 0.14404 | 6870.8471 | 0.032922 | 0.015557 | 0.19348 | 0.0066561 | 0.20013 | 1088.4381 | 5338.6482 | 0.14404 | 6897.4783 | 0.0042 | 0.1339 | 0.00057666 | 0.13447 | 729.6405 | 5338.6482 | 0.14404 | 6378.3133 | 0.0042 | 0.20435 | 0.00057666 | 0.20493 | 1112.8267 | 5338.6482 | 0.14404 | 6723.7383 | 0.0042 | 0.015557 | 0.18933 | 0.0027127 | 0.19205 | 1042.7558
04/14 09:00:00 | 60.98 | 16.1 | 4.108% | 1.2536 | 46464.6508 | 1.1263 | 4.0545 | 4.274 | 3.8466 | 0.032765 | 0.116 | 0.015927 | 368.2537 | 1.2536 | 46464.6508 | 1.1263 | 4.3924 | 4.6301 | 3.9356 | 0.032765 | 0.11338 | 0.015566 | 360.0456 | 1522.4347 | 0.041076 | 1879.549 | 0.0093883 | 0.036486 | 0.001289 | 0.037775 | 720.4666 | 1522.4347 | 0.041076 | 1879.549 | 0.0093883 | 0.060218 | 0.001289 | 0.061507 | 1173.088 | 1522.4347 | 0.041076 | 1959.3754 | 0.0093883 | 0.0044365 | 0.055174 | 0.0018981 | 0.057072 | 1088.4952 | 1522.4347 | 0.041076 | 1966.9698 | 0.0042 | 0.038183 | 0.00057666 | 0.03876 | 729.6792 | 1522.4347 | 0.041076 | 1818.9183 | 0.0042 | 0.058276 | 0.00057666 | 0.058852 | 1112.8856 | 1522.4347 | 0.041076 | 1917.424 | 0.0042 | 0.0044365 | 0.053992 | 0.0011858 | 0.055178 | 1042.811
04/14 10:00:00 | 64.94 | 18.3 | 0% | 1.3238 | 49066.449 | 1.1202 | 4.0329 | 4.3819 | 3.9437 | 0 | 0 | 0 | 368.2537 | 1.3238 | 49066.449 | 1.1202 | 4.3689 | 4.7471 | 4.035 | 0.031028 | 0.11058 | 0.015183 | 360.0608 | 0 | 0 | 0 | 0 | 0 | 0 | 0 | 720.4666 | 0 | 0 | 0 | 0 | 0 | 0 | 0 | 1173.088 | 0 | 0 | 0 | 0 | 0 | 0 | 0 | 0 | 1088.4952 | 0 | 0 | 0 | 0.0042 | 0 | 0.00057666 | 0.00057666 | 729.6798 | 0 | 0 | 0 | 0.0042 | 0 | 0.00057666 | 0.00057666 | 1112.8862 | 0 | 0 | 0 | 0.0042 | 0 | 0 | 0.00057666 | 0.00057666 | 1042.8116
04/14 11:00:00 | 66.02 | 18.9 | 0% | 1.3433 | 49787.9534 | 1.117 | 4.0213 | 4.4109 | 3.9698 | 0 | 0 | 0 | 368.2537 | 1.3433 | 49787.9534 | 1.117 | 4.3565 | 4.7785 | 4.0617 | 0 | 0 | 0 | 360.0608 | 0 | 0 | 0 | 0 | 0 | 0 | 0 | 720.4666 | 0 | 0 | 0 | 0 | 0 | 0 | 0 | 1173.088 | 0 | 0 | 0 | 0 | 0 | 0 | 0 | 0 | 1088.4952 | 0 | 0 | 0 | 0.0042 | 0 | 0.00057666 | 0.00057666 | 729.6804 | 0 | 0 | 0 | 0.0042 | 0 | 0.00057666 | 0.00057666 | 1112.8867 | 0 | 0 | 0 | 0.0042 | 0 | 0 | 0.00057666 | 0.00057666 | 1042.8122
04/14 12:00:00 | 66.92 | 19.4 | 0% | 1.3596 | 50393.1104 | 1.1139 | 4.01 | 4.435 | 3.9915 | 0 | 0 | 0 | 368.2537 | 1.3596 | 50393.1104 | 1.1139 | 4.3441 | 4.8046 | 4.0839 | 0 | 0 | 0 | 360.0608 | 0 | 0 | 0 | 0 | 0 | 0 | 0 | 720.4666 | 0 | 0 | 0 | 0 | 0 | 0 | 0 | 1173.088 | 0 | 0 | 0 | 0 | 0 | 0 | 0 | 0 | 1088.4952 | 0 | 0 | 0 | 0.0042 | 0 | 0.00057666 | 0.00057666 | 729.681 | 0 | 0 | 0 | 0.0042 | 0 | 0.00057666 | 0.00057666 | 1112.8873 | 0 | 0 | 0 | 0.0042 | 0 | 0 | 0.00057666 | 0.00057666 | 1042.8128
04/14 13:00:00 | 66.92 | 19.4 | 0% | 1.3596 | 50393.1104 | 1.1139 | 4.01 | 4.435 | 3.9915 | 0 | 0 | 0 | 368.2537 | 1.3596 | 50393.1104 | 1.1139 | 4.3441 | 4.8046 | 4.0839 | 0 | 0 | 0 | 360.0608 | 0 | 0 | 0 | 0 | 0 | 0 | 0 | 720.4666 | 0 | 0 | 0 | 0 | 0 | 0 | 0 | 1173.088 | 0 | 0 | 0 | 0 | 0 | 0 | 0 | 0 | 1088.4952 | 0 | 0 | 0 | 0.0042 | 0 | 0.00057666 | 0.00057666 | 729.6815 | 0 | 0 | 0 | 0.0042 | 0 | 0.00057666 | 0.00057666 | 1112.8879 | 0 | 0 | 0 | 0.0042 | 0 | 0 | 0.00057666 | 0.00057666 | 1042.8133
04/14 14:00:00 | 66.92 | 19.4 | 0% | 1.3596 | 50393.1104 | 1.1139 | 4.01 | 4.435 | 3.9915 | 0 | 0 | 0 | 368.2537 | 1.3596 | 50393.1104 | 1.1139 | 4.3441 | 4.8046 | 4.0839 | 0 | 0 | 0 | 360.0608 | 0 | 0 | 0 | 0 | 0 | 0 | 0 | 720.4666 | 0 | 0 | 0 | 0 | 0 | 0 | 0 | 1173.088 | 0 | 0 | 0 | 0 | 0 | 0 | 0 | 0 | 1088.4952 | 0 | 0 | 0 | 0.0042 | 0 | 0.00057666 | 0.00057666 | 729.6821 | 0 | 0 | 0 | 0.0042 | 0 | 0.00057666 | 0.00057666 | 1112.8885 | 0 | 0 | 0 | 0.0042 | 0 | 0 | 0.00057666 | 0.00057666 | 1042.8139
04/14 15:00:00 | 66.02 | 18.9 | 0% | 1.3433 | 49787.9534 | 1.117 | 4.0213 | 4.4109 | 3.9698 | 0 | 0 | 0 | 368.2537 | 1.3433 | 49787.9534 | 1.117 | 4.3565 | 4.7785 | 4.0617 | 0 | 0 | 0 | 360.0608 | 0 | 0 | 0 | 0 | 0 | 0 | 0 | 720.4666 | 0 | 0 | 0 | 0 | 0 | 0 | 0 | 1173.088 | 0 | 0 | 0 | 0 | 0 | 0 | 0 | 0 | 1088.4952 | 0 | 0 | 0 | 0.0042 | 0 | 0.00057666 | 0.00057666 | 729.6827 | 0 | 0 | 0 | 0.0042 | 0 | 0.00057666 | 0.00057666 | 1112.889 | 0 | 0 | 0 | 0.0042 | 0 | 0 | 0.00057666 | 0.00057666 | 1042.8145
04/14 16:00:00 | 64.94 | 18.3 | 0% | 1.3238 | 49066.449 | 1.1202 | 4.0329 | 4.3819 | 3.9437 | 0 | 0 | 0 | 368.2537 | 1.3238 | 49066.449 | 1.1202 | 4.3689 | 4.7471 | 4.035 | 0 | 0 | 0 | 360.0608 | 0 | 0 | 0 | 0 | 0 | 0 | 0 | 720.4666 | 0 | 0 | 0 | 0 | 0 | 0 | 0 | 1173.088 | 0 | 0 | 0 | 0 | 0 | 0 | 0 | 0 | 1088.4952 | 0 | 0 | 0 | 0.0042 | 0 | 0.00057666 | 0.00057666 | 729.6833 | 0 | 0 | 0 | 0.0042 | 0 | 0.00057666 | 0.00057666 | 1112.8896 | 0 | 0 | 0 | 0.0042 | 0 | 0 | 0.00057666 | 0.00057666 | 1042.8151
04/14 17:00:00 | 64.94 | 18.3 | 0% | 1.3238 | 49066.449 | 1.1202 | 4.0329 | 4.3819 | 3.9437 | 0 | 0 | 0 | 368.2537 | 1.3238 | 49066.449 | 1.1202 | 4.3689 | 4.7471 | 4.035 | 0 | 0 | 0 | 360.0608 | 0 | 0 | 0 | 0 | 0 | 0 | 0 | 720.4666 | 0 | 0 | 0 | 0 | 0 | 0 | 0 | 1173.088 | 0 | 0 | 0 | 0 | 0 | 0 | 0 | 0 | 1088.4952 | 0 | 0 | 0 | 0.0042 | 0 | 0.00057666 | 0.00057666 | 729.6838 | 0 | 0 | 0 | 0.0042 | 0 | 0.00057666 | 0.00057666 | 1112.8902 | 0 | 0 | 0 | 0.0042 | 0 | 0 | 0.00057666 | 0.00057666 | 1042.8156
04/14 18:00:00 | 64.04 | 17.8 | 0% | 1.3077 | 48469.0987 | 1.1224 | 4.0406 | 4.3577 | 3.9219 | 0 | 0 | 0 | 368.2537 | 1.3077 | 48469.0987 | 1.1224 | 4.3774 | 4.7208 | 4.0127 | 0 | 0 | 0 | 360.0608 | 0 | 0 | 0 | 0 | 0 | 0 | 0 | 720.4666 | 0 | 0 | 0 | 0 | 0 | 0 | 0 | 1173.088 | 0 | 0 | 0 | 0 | 0 | 0 | 0 | 0 | 1088.4952 | 0 | 0 | 0 | 0.0042 | 0 | 0.00057666 | 0.00057666 | 729.6844 | 0 | 0 | 0 | 0.0042 | 0 | 0.00057666 | 0.00057666 | 1112.8908 | 0 | 0 | 0 | 0.0042 | 0 | 0 | 0.00057666 | 0.00057666 | 1042.8162
04/14 19:00:00 | 64.04 | 17.8 | 0% | 1.3077 | 48469.0987 | 1.1224 | 4.0406 | 4.3577 | 3.9219 | 0 | 0 | 0 | 368.2537 | 1.3077 | 48469.0987 | 1.1224 | 4.3774 | 4.7208 | 4.0127 | 0 | 0 | 0 | 360.0608 | 0 | 0 | 0 | 0 | 0 | 0 | 0 | 720.4666 | 0 | 0 | 0 | 0 | 0 | 0 | 0 | 1173.088 | 0 | 0 | 0 | 0 | 0 | 0 | 0 | 0 | 1088.4952 | 0 | 0 | 0 | 0.0042 | 0 | 0.00057666 | 0.00057666 | 729.685 | 0 | 0 | 0 | 0.0042 | 0 | 0.00057666 | 0.00057666 | 1112.8913 | 0 | 0 | 0 | 0.0042 | 0 | 0 | 0.00057666 | 0.00057666 | 1042.8168
04/14 20:00:00 | 62.06 | 16.7 | 0% | 1.2726 | 47167.4189 | 1.1255 | 4.0519 | 4.3037 | 3.8734 | 0 | 0 | 0 | 368.2537 | 1.2726 | 47167.4189 | 1.1255 | 4.3895 | 4.6624 | 3.963 | 0 | 0 | 0 | 360.0608 | 0 | 0 | 0 | 0 | 0 | 0 | 0 | 720.4666 | 0 | 0 | 0 | 0 | 0 | 0 | 0 | 1173.088 | 0 | 0 | 0 | 0 | 0 | 0 | 0 | 0 | 1088.4952 | 0 | 0 | 0 | 0.0042 | 0 | 0.00057666 | 0.00057666 | 729.6856 | 0 | 0 | 0 | 0.0042 | 0 | 0.00057666 | 0.00057666 | 1112.8919 | 0 | 0 | 0 | 0.0042 | 0 | 0 | 0.00057666 | 0.00057666 | 1042.8174
04/14 21:00:00 | 60.98 | 16.1 | 0% | 1.2536 | 46464.6508 | 1.1263 | 4.0545 | 4.274 | 3.8466 | 0 | 0 | 0 | 368.2537 | 1.2536 | 46464.6508 | 1.1263 | 4.3924 | 4.6301 | 3.9356 | 0 | 0 | 0 | 360.0608 | 0 | 0 | 0 | 0 | 0 | 0 | 0 | 720.4666 | 0 | 0 | 0 | 0 | 0 | 0 | 0 | 1173.088 | 0 | 0 | 0 | 0 | 0 | 0 | 0 | 0 | 1088.4952 | 0 | 0 | 0 | 0.0042 | 0 | 0.00057666 | 0.00057666 | 729.6862 | 0 | 0 | 0 | 0.0042 | 0 | 0.00057666 | 0.00057666 | 1112.8925 | 0 | 0 | 0 | 0.0042 | 0 | 0 | 0.00057666 | 0.00057666 | 1042.8179
04/14 22:00:00 | 59 | 15 | 0% | 1.2192 | 45189.514 | 1.1258 | 4.053 | 4.2187 | 3.7968 | 0 | 0 | 0 | 368.2537 | 1.2192 | 45189.514 | 1.1258 | 4.3908 | 4.5702 | 3.8847 | 0 | 0 | 0 | 360.0608 | 0 | 0 | 0 | 0 | 0 | 0 | 0 | 720.4666 | 0 | 0 | 0 | 0 | 0 | 0 | 0 | 1173.088 | 0 | 0 | 0 | 0 | 0 | 0 | 0 | 0 | 1088.4952 | 0 | 0 | 0 | 0.0042 | 0 | 0.00057666 | 0.00057666 | 729.6867 | 0 | 0 | 0 | 0.0042 | 0 | 0.00057666 | 0.00057666 | 1112.8931 | 0 | 0 | 0 | 0.0042 | 0 | 0 | 0.00057666 | 0.00057666 | 1042.8185
04/14 23:00:00 | 57.92 | 14.4 | 1.831% | 1.2007 | 44501.2239 | 1.1247 | 4.0487 | 4.188 | 3.7692 | 0.015247 | 0.052759 | 0.0072438 | 368.261 | 1.2007 | 44501.2239 | 1.1247 | 4.3861 | 4.537 | 3.8565 | 0.015247 | 0.051565 | 0.0070799 | 360.0678 | 678.508 | 0.018307 | 837.6642 | 0.0041841 | 0.016261 | 0.00057448 | 0.016835 | 720.4834 | 678.508 | 0.018307 | 837.6642 | 0.0041841 | 0.026838 | 0.00057448 | 0.027412 | 1173.1154 | 678.508 | 0.018307 | 873.2407 | 0.0041841 | 0.0019772 | 0.024589 | 0.00084595 | 0.025435 | 1088.5206 | 678.508 | 0.018307 | 876.6253 | 0.0042 | 0.017017 | 0.00057666 | 0.017594 | 729.7043 | 678.508 | 0.018307 | 810.6428 | 0.0042 | 0.025972 | 0.00057666 | 0.026549 | 1112.9196 | 678.508 | 0.018307 | 854.5441 | 0.0042 | 0.0019772 | 0.024063 | 0.00084813 | 0.024911 | 1042.8434
04/14 24:00:00 | 55.94 | 13.3 | 6.2% | 1.167 | 43252.6302 | 1.1207 | 4.0346 | 4.1309 | 3.7178 | 0.053127 | 0.18115 | 0.024871 | 368.2858 | 1.167 | 43252.6302 | 1.1207 | 4.3708 | 4.4751 | 3.8039 | 0.015687 | 0.052278 | 0.0071778 | 360.075 | 2297.8736 | 0.061998 | 2836.8809 | 0.01417 | 0.05507 | 0.0019456 | 0.057016 | 720.5404 | 2297.8736 | 0.061998 | 2836.8809 | 0.01417 | 0.09089 | 0.0019456 | 0.092835 | 1173.2083 | 2297.8736 | 0.061998 | 2957.3662 | 0.01417 | 0.0066961 | 0.083276 | 0.002865 | 0.086141 | 1088.6068 | 2297.8736 | 0.061998 | 2968.8289 | 0.0042 | 0.057632 | 0.00057666 | 0.058209 | 729.7625 | 2297.8736 | 0.061998 | 2745.3687 | 0.0042 | 0.087958 | 0.00057666 | 0.088535 | 1113.0082 | 2297.8736 | 0.061998 | 2894.0473 | 0.0042 | 0.0066961 | 0.081493 | 0.001496 | 0.082989 | 1042.9264
04/15 01:00:00 | 55.94 | 13.3 | 10.57% | 1.167 | 43252.6302 | 1.1207 | 4.0346 | 4.1309 | 3.7178 | 0.090554 | 0.30876 | 0.042393 | 368.3282 | 1.167 | 43252.6302 | 1.1207 | 4.3708 | 4.4751 | 3.8039 | 0.090554 | 0.30178 | 0.041434 | 360.1164 | 3916.6889 | 0.10568 | 4835.4184 | 0.024153 | 0.093867 | 0.0033162 | 0.097183 | 720.6376 | 3916.6889 | 0.10568 | 4835.4184 | 0.024153 | 0.15492 | 0.0033162 | 0.15824 | 1173.3665 | 3916.6889 | 0.10568 | 5040.7836 | 0.024153 | 0.011413 | 0.14194 | 0.0048833 | 0.14683 | 1088.7536 | 3916.6889 | 0.10568 | 5060.3215 | 0.0042 | 0.098233 | 0.00057666 | 0.098809 | 729.8613 | 3916.6889 | 0.10568 | 4679.4371 | 0.0042 | 0.14992 | 0.00057666 | 0.1505 | 1113.1587 | 3916.6889 | 0.10568 | 4932.8575 | 0.0042 | 0.011413 | 0.1389 | 0.0021437 | 0.14105 | 1043.0675
04/15 02:00:00 | 55.94 | 13.3 | 13.2% | 1.167 | 43252.6302 | 1.1207 | 4.0346 | 4.1309 | 3.7178 | 0.11315 | 0.3858 | 0.052971 | 368.3812 | 1.167 | 43252.6302 | 1.1207 | 4.3708 | 4.4751 | 3.8039 | 0.090554 | 0.30178 | 0.041434 | 360.1579 | 4893.9593 | 0.13204 | 6041.9251 | 0.030179 | 0.11729 | 0.0041436 | 0.12143 | 720.759 | 4893.9593 | 0.13204 | 6041.9251 | 0.030179 | 0.19358 | 0.0041436 | 0.19772 | 1173.5642 | 4893.9593 | 0.13204 | 6298.532 | 0.030179 | 0.014261 | 0.17736 | 0.0061017 | 0.18346 | 1088.937 | 4893.9593 | 0.13204 | 6322.9449 | 0.0042 | 0.12274 | 0.00057666 | 0.12332 | 729.9847 | 4893.9593 | 0.13204 | 5847.0243 | 0.0042 | 0.18733 | 0.00057666 | 0.18791 | 1113.3466 | 4893.9593 | 0.13204 | 6163.6767 | 0.0042 | 0.014261 | 0.17356 | 0.0025347 | 0.1761 | 1043.2436
04/15 03:00:00 | 55.94 | 13.3 | 15.16% | 1.167 | 43252.6302 | 1.1207 | 4.0346 | 4.1309 | 3.7178 | 0.12989 | 0.44288 | 0.060807 | 368.442 | 1.167 | 43252.6302 | 1.1207 | 4.3708 | 4.4751 | 3.8039 | 0.12989 | 0.43286 | 0.059432 | 360.2173 | 5618.0002 | 0.15158 | 6935.8027 | 0.034644 | 0.13464 | 0.0047567 | 0.1394 | 720.8984 | 5618.0002 | 0.15158 | 6935.8027 | 0.034644 | 0.22221 | 0.0047567 | 0.22697 | 1173.7912 | 5618.0002 | 0.15158 | 7230.3734 | 0.034644 | 0.016371 | 0.2036 | 0.0070044 | 0.2106 | 1089.1476 | 5618.0002 | 0.15158 | 7258.3982 | 0.0042 | 0.1409 | 0.00057666 | 0.14148 | 730.1261 | 5618.0002 | 0.15158 | 6712.0671 | 0.0042 | 0.21505 | 0.00057666 | 0.21562 | 1113.5622 | 5618.0002 | 0.15158 | 7075.567 | 0.0042 | 0.016371 | 0.19924 | 0.0028244 | 0.20206 | 1043.4456
04/15 04:00:00 | 55.94 | 13.3 | 17.14% | 1.167 | 43252.6302 | 1.1207 | 4.0346 | 4.1309 | 3.7178 | 0.14691 | 0.50092 | 0.068776 | 368.5108 | 1.167 | 43252.6302 | 1.1207 | 4.3708 | 4.4751 | 3.8039 | 0.12989 | 0.43286 | 0.059432 | 360.2767 | 6354.2058 | 0.17144 | 7844.6985 | 0.039184 | 0.15228 | 0.00538 | 0.15766 | 721.0561 | 6354.2058 | 0.17144 | 7844.6985 | 0.039184 | 0.25133 | 0.00538 | 0.25671 | 1174.0479 | 6354.2058 | 0.17144 | 8177.871 | 0.039184 | 0.018517 | 0.23028 | 0.0079223 | 0.2382 | 1089.3858 | 6354.2058 | 0.17144 | 8209.5682 | 0.0042 | 0.15937 | 0.00057666 | 0.15994 | 730.2861 | 6354.2058 | 0.17144 | 7591.6437 | 0.0042 | 0.24323 | 0.00057666 | 0.2438 | 1113.806 | 6354.2058 | 0.17144 | 8002.7781 | 0.0042 | 0.018517 | 0.22535 | 0.003119 | 0.22847 | 1043.6741
04/15 05:00:00 | 55.94 | 13.3 | 16.8% | 1.167 | 43252.6302 | 1.1207 | 4.0346 | 4.1309 | 3.7178 | 0.14396 | 0.49087 | 0.067396 | 368.5782 | 1.167 | 43252.6302 | 1.1207 | 4.3708 | 4.4751 | 3.8039 | 0.14396 | 0.47976 | 0.065871 | 360.3426 | 6226.7023 | 0.168 | 7687.2868 | 0.038398 | 0.14923 | 0.005272 | 0.1545 | 721.2106 | 6226.7023 | 0.168 | 7687.2868 | 0.038398 | 0.24629 | 0.005272 | 0.25156 | 1174.2995 | 6226.7023 | 0.168 | 8013.7739 | 0.038398 | 0.018145 | 0.22566 | 0.0077634 | 0.23342 | 1089.6193 | 6226.7023 | 0.168 | 8044.835 | 0.0042 | 0.15617 | 0.00057666 | 0.15675 | 730.4428 | 6226.7023 | 0.168 | 7439.3098 | 0.0042 | 0.23835 | 0.00057666 | 0.23892 | 1114.0449 | 6226.7023 | 0.168 | 7842.1943 | 0.0042 | 0.018145 | 0.22083 | 0.003068 | 0.2239 | 1043.898
04/15 06:00:00 | 55.94 | 13.3 | 16.02% | 1.167 | 43252.6302 | 1.1207 | 4.0346 | 4.1309 | 3.7178 | 0.13729 | 0.46811 | 0.064271 | 368.6425 | 1.167 | 43252.6302 | 1.1207 | 4.3708 | 4.4751 | 3.8039 | 0.14396 | 0.47976 | 0.065871 | 360.4085 | 5938.0385 | 0.16021 | 7330.9117 | 0.036618 | 0.14231 | 0.0050276 | 0.14734 | 721.3579 | 5938.0385 | 0.16021 | 7330.9117 | 0.036618 | 0.23487 | 0.0050276 | 0.2399 | 1174.5394 | 5938.0385 | 0.16021 | 7642.2632 | 0.036618 | 0.017304 | 0.2152 | 0.0074035 | 0.2226 | 1089.8419 | 5938.0385 | 0.16021 | 7671.8844 | 0.0042 | 0.14893 | 0.00057666 | 0.14951 | 730.5923 | 5938.0385 | 0.16021 | 7094.4307 | 0.0042 | 0.2273 | 0.00057666 | 0.22787 | 1114.2728 | 5938.0385 | 0.16021 | 7478.6379 | 0.0042 | 0.017304 | 0.21059 | 0.0029525 | 0.21354 | 1044.1115
04/15 07:00:00 | 55.94 | 13.3 | 12.28% | 1.167 | 43252.6302 | 1.1207 | 4.0346 | 4.1309 | 3.7178 | 0.10525 | 0.35888 | 0.049274 | 368.6917 | 1.167 | 43252.6302 | 1.1207 | 4.3708 | 4.4751 | 3.8039 | 0.10525 | 0.35076 | 0.04816 | 360.4566 | 4552.4586 | 0.12283 | 5620.3193 | 0.028073 | 0.1091 | 0.0038545 | 0.11296 | 721.4709 | 4552.4586 | 0.12283 | 5620.3193 | 0.028073 | 0.18007 | 0.0038545 | 0.18392 | 1174.7233 | 4552.4586 | 0.12283 | 5859.0201 | 0.028073 | 0.013266 | 0.16498 | 0.0056759 | 0.17066 | 1090.0125 | 4552.4586 | 0.12283 | 5881.7295 | 0.0042 | 0.11418 | 0.00057666 | 0.11475 | 730.7071 | 4552.4586 | 0.12283 | 5439.0187 | 0.0042 | 0.17426 | 0.00057666 | 0.17484 | 1114.4476 | 4552.4586 | 0.12283 | 5733.5751 | 0.0042 | 0.013266 | 0.16145 | 0.0023981 | 0.16385 | 1044.2754
04/15 08:00:00 | 57.92 | 14.4 | 7.147% | 1.2007 | 44501.2239 | 1.1247 | 4.0487 | 4.188 | 3.7692 | 0.059521 | 0.20596 | 0.028278 | 368.72 | 1.2007 | 44501.2239 | 1.1247 | 4.3861 | 4.537 | 3.8565 | 0.1023 | 0.34598 | 0.047503 | 360.5041 | 2648.748 | 0.071465 | 3270.0593 | 0.016334 | 0.063479 | 0.0022427 | 0.065722 | 721.5366 | 2648.748 | 0.071465 | 3270.0593 | 0.016334 | 0.10477 | 0.0022427 | 0.10701 | 1174.8303 | 2648.748 | 0.071465 | 3408.9421 | 0.016334 | 0.0077186 | 0.095992 | 0.0033024 | 0.099294 | 1090.1118 | 2648.748 | 0.071465 | 3422.155 | 0.0042 | 0.066432 | 0.00057666 | 0.067009 | 730.7741 | 2648.748 | 0.071465 | 3164.5735 | 0.0042 | 0.10139 | 0.00057666 | 0.10197 | 1114.5496 | 2648.748 | 0.071465 | 3335.9547 | 0.0042 | 0.0077186 | 0.093937 | 0.0016364 | 0.095573 | 1044.371
04/15 09:00:00 | 60.08 | 15.6 | 3.574% | 1.238 | 45882.914 | 1.1264 | 4.0549 | 4.249 | 3.8241 | 0.028872 | 0.10153 | 0.01394 | 368.734 | 1.238 | 45882.914 | 1.1264 | 4.3928 | 4.603 | 3.9126 | 0.028872 | 0.099234 | 0.013625 | 360.5178 | 1324.7475 | 0.035743 | 1635.4908 | 0.0081693 | 0.031749 | 0.0011216 | 0.03287 | 721.5695 | 1324.7475 | 0.035743 | 1635.4908 | 0.0081693 | 0.052399 | 0.0011216 | 0.053521 | 1174.8838 | 1324.7475 | 0.035743 | 1704.9518 | 0.0081693 | 0.0038604 | 0.048009 | 0.0016517 | 0.049661 | 1090.1615 | 1324.7475 | 0.035743 | 1711.5601 | 0.0042 | 0.033225 | 0.00057666 | 0.033802 | 730.8079 | 1324.7475 | 0.035743 | 1582.733 | 0.0042 | 0.050709 | 0.00057666 | 0.051285 | 1114.6009 | 1324.7475 | 0.035743 | 1668.4478 | 0.0042 | 0.0038604 | 0.046982 | 0.0011067 | 0.048088 | 1044.419
04/15 10:00:00 | 62.96 | 17.2 | 0.3578% | 1.2885 | 47756.9624 | 1.1244 | 4.0478 | 4.3283 | 3.8955 | 0.002777 | 0.0099779 | 0.00137 | 368.7353 | 1.2885 | 47756.9624 | 1.1244 | 4.3851 | 4.689 | 3.9857 | 0.027739 | 0.097414 | 0.013375 | 360.5311 | 132.6206 | 0.0035782 | 163.7292 | 0.00081783 | 0.0031784 | 0.00011229 | 0.0032907 | 721.5728 | 132.6206 | 0.0035782 | 163.7292 | 0.00081783 | 0.0052457 | 0.00011229 | 0.005358 | 1174.8892 | 132.6206 | 0.0035782 | 170.6829 | 0.00081783 | 0.00038646 | 0.0048062 | 0.00016535 | 0.0049716 | 1090.1665 | 132.6206 | 0.0035782 | 171.3445 | 0.0042 | 0.0033262 | 0.00057666 | 0.0039029 | 730.8118 | 132.6206 | 0.0035782 | 158.4476 | 0.0042 | 0.0050764 | 0.00057666 | 0.0056531 | 1114.6065 | 132.6206 | 0.0035782 | 167.0285 | 0.0042 | 0.00038646 | 0.0047033 | 0.00062972 | 0.0053331 | 1044.4244
04/15 11:00:00 | 64.04 | 17.8 | 0% | 1.3077 | 48469.0987 | 1.1224 | 4.0406 | 4.3577 | 3.9219 | 0 | 0 | 0 | 368.7353 | 1.3077 | 48469.0987 | 1.1224 | 4.3774 | 4.7208 | 4.0127 | 0 | 0 | 0 | 360.5311 | 0 | 0 | 0 | 0 | 0 | 0 | 0 | 721.5728 | 0 | 0 | 0 | 0 | 0 | 0 | 0 | 1174.8892 | 0 | 0 | 0 | 0 | 0 | 0 | 0 | 0 | 1090.1665 | 0 | 0 | 0 | 0.0042 | 0 | 0.00057666 | 0.00057666 | 730.8124 | 0 | 0 | 0 | 0.0042 | 0 | 0.00057666 | 0.00057666 | 1114.6071 | 0 | 0 | 0 | 0.0042 | 0 | 0 | 0.00057666 | 0.00057666 | 1044.425
04/15 12:00:00 | 66.02 | 18.9 | 0% | 1.3433 | 49787.9534 | 1.117 | 4.0213 | 4.4109 | 3.9698 | 0 | 0 | 0 | 368.7353 | 1.3433 | 49787.9534 | 1.117 | 4.3565 | 4.7785 | 4.0617 | 0 | 0 | 0 | 360.5311 | 0 | 0 | 0 | 0 | 0 | 0 | 0 | 721.5728 | 0 | 0 | 0 | 0 | 0 | 0 | 0 | 1174.8892 | 0 | 0 | 0 | 0 | 0 | 0 | 0 | 0 | 1090.1665 | 0 | 0 | 0 | 0.0042 | 0 | 0.00057666 | 0.00057666 | 730.813 | 0 | 0 | 0 | 0.0042 | 0 | 0.00057666 | 0.00057666 | 1114.6077 | 0 | 0 | 0 | 0.0042 | 0 | 0 | 0.00057666 | 0.00057666 | 1044.4255
04/15 13:00:00 | 66.02 | 18.9 | 0% | 1.3433 | 49787.9534 | 1.117 | 4.0213 | 4.4109 | 3.9698 | 0 | 0 | 0 | 368.7353 | 1.3433 | 49787.9534 | 1.117 | 4.3565 | 4.7785 | 4.0617 | 0 | 0 | 0 | 360.5311 | 0 | 0 | 0 | 0 | 0 | 0 | 0 | 721.5728 | 0 | 0 | 0 | 0 | 0 | 0 | 0 | 1174.8892 | 0 | 0 | 0 | 0 | 0 | 0 | 0 | 0 | 1090.1665 | 0 | 0 | 0 | 0.0042 | 0 | 0.00057666 | 0.00057666 | 730.8135 | 0 | 0 | 0 | 0.0042 | 0 | 0.00057666 | 0.00057666 | 1114.6083 | 0 | 0 | 0 | 0.0042 | 0 | 0 | 0.00057666 | 0.00057666 | 1044.4261
04/15 14:00:00 | 69.08 | 20.6 | 0% | 1.3992 | 51859.9654 | 1.1045 | 3.9762 | 4.4925 | 4.0432 | 0 | 0 | 0 | 368.7353 | 1.3992 | 51859.9654 | 1.1045 | 4.3075 | 4.8668 | 4.1368 | 0 | 0 | 0 | 360.5311 | 0 | 0 | 0 | 0 | 0 | 0 | 0 | 721.5728 | 0 | 0 | 0 | 0 | 0 | 0 | 0 | 1174.8892 | 0 | 0 | 0 | 0 | 0 | 0 | 0 | 0 | 1090.1665 | 0 | 0 | 0 | 0.0042 | 0 | 0.00057666 | 0.00057666 | 730.8141 | 0 | 0 | 0 | 0.0042 | 0 | 0.00057666 | 0.00057666 | 1114.6088 | 0 | 0 | 0 | 0.0042 | 0 | 0 | 0.00057666 | 0.00057666 | 1044.4267
04/15 15:00:00 | 69.98 | 21.1 | 0% | 1.4159 | 52477.1875 | 1.0999 | 3.9595 | 4.5163 | 4.0647 | 0 | 0 | 0 | 368.7353 | 1.4159 | 52477.1875 | 1.0999 | 4.2895 | 4.8927 | 4.1588 | 0 | 0 | 0 | 360.5311 | 0 | 0 | 0 | 0 | 0 | 0 | 0 | 721.5728 | 0 | 0 | 0 | 0 | 0 | 0 | 0 | 1174.8892 | 0 | 0 | 0 | 0 | 0 | 0 | 0 | 0 | 1090.1665 | 0 | 0 | 0 | 0.0042 | 0 | 0.00057666 | 0.00057666 | 730.8147 | 0 | 0 | 0 | 0.0042 | 0 | 0.00057666 | 0.00057666 | 1114.6094 | 0 | 0 | 0 | 0.0042 | 0 | 0 | 0.00057666 | 0.00057666 | 1044.4273
04/15 16:00:00 | 71.06 | 21.7 | 0% | 1.436 | 53222.538 | 1.0938 | 3.9376 | 4.545 | 4.0905 | 0 | 0 | 0 | 368.7353 | 1.436 | 53222.538 | 1.0938 | 4.2657 | 4.9237 | 4.1852 | 0 | 0 | 0 | 360.5311 | 0 | 0 | 0 | 0 | 0 | 0 | 0 | 721.5728 | 0 | 0 | 0 | 0 | 0 | 0 | 0 | 1174.8892 | 0 | 0 | 0 | 0 | 0 | 0 | 0 | 0 | 1090.1665 | 0 | 0 | 0 | 0.0042 | 0 | 0.00057666 | 0.00057666 | 730.8153 | 0 | 0 | 0 | 0.0042 | 0 | 0.00057666 | 0.00057666 | 1114.61 | 0 | 0 | 0 | 0.0042 | 0 | 0 | 0.00057666 | 0.00057666 | 1044.4278
04/15 17:00:00 | 68 | 20 | 0% | 1.3794 | 51123.983 | 1.1095 | 3.9942 | 4.4638 | 4.0174 | 0 | 0 | 0 | 368.7353 | 1.3794 | 51123.983 | 1.1095 | 4.327 | 4.8357 | 4.1104 | 0 | 0 | 0 | 360.5311 | 0 | 0 | 0 | 0 | 0 | 0 | 0 | 721.5728 | 0 | 0 | 0 | 0 | 0 | 0 | 0 | 1174.8892 | 0 | 0 | 0 | 0 | 0 | 0 | 0 | 0 | 1090.1665 | 0 | 0 | 0 | 0.0042 | 0 | 0.00057666 | 0.00057666 | 730.8158 | 0 | 0 | 0 | 0.0042 | 0 | 0.00057666 | 0.00057666 | 1114.6106 | 0 | 0 | 0 | 0.0042 | 0 | 0 | 0.00057666 | 0.00057666 | 1044.4284
04/15 18:00:00 | 66.02 | 18.9 | 0% | 1.3433 | 49787.9534 | 1.117 | 4.0213 | 4.4109 | 3.9698 | 0 | 0 | 0 | 368.7353 | 1.3433 | 49787.9534 | 1.117 | 4.3565 | 4.7785 | 4.0617 | 0 | 0 | 0 | 360.5311 | 0 | 0 | 0 | 0 | 0 | 0 | 0 | 721.5728 | 0 | 0 | 0 | 0 | 0 | 0 | 0 | 1174.8892 | 0 | 0 | 0 | 0 | 0 | 0 | 0 | 0 | 1090.1665 | 0 | 0 | 0 | 0.0042 | 0 | 0.00057666 | 0.00057666 | 730.8164 | 0 | 0 | 0 | 0.0042 | 0 | 0.00057666 | 0.00057666 | 1114.6111 | 0 | 0 | 0 | 0.0042 | 0 | 0 | 0.00057666 | 0.00057666 | 1044.429
04/15 19:00:00 | 66.02 | 18.9 | 0% | 1.3433 | 49787.9534 | 1.117 | 4.0213 | 4.4109 | 3.9698 | 0 | 0 | 0 | 368.7353 | 1.3433 | 49787.9534 | 1.117 | 4.3565 | 4.7785 | 4.0617 | 0 | 0 | 0 | 360.5311 | 0 | 0 | 0 | 0 | 0 | 0 | 0 | 721.5728 | 0 | 0 | 0 | 0 | 0 | 0 | 0 | 1174.8892 | 0 | 0 | 0 | 0 | 0 | 0 | 0 | 0 | 1090.1665 | 0 | 0 | 0 | 0.0042 | 0 | 0.00057666 | 0.00057666 | 730.817 | 0 | 0 | 0 | 0.0042 | 0 | 0.00057666 | 0.00057666 | 1114.6117 | 0 | 0 | 0 | 0.0042 | 0 | 0 | 0.00057666 | 0.00057666 | 1044.4296
04/15 20:00:00 | 62.96 | 17.2 | 0% | 1.2885 | 47756.9624 | 1.1244 | 4.0478 | 4.3283 | 3.8955 | 0 | 0 | 0 | 368.7353 | 1.2885 | 47756.9624 | 1.1244 | 4.3851 | 4.689 | 3.9857 | 0 | 0 | 0 | 360.5311 | 0 | 0 | 0 | 0 | 0 | 0 | 0 | 721.5728 | 0 | 0 | 0 | 0 | 0 | 0 | 0 | 1174.8892 | 0 | 0 | 0 | 0 | 0 | 0 | 0 | 0 | 1090.1665 | 0 | 0 | 0 | 0.0042 | 0 | 0.00057666 | 0.00057666 | 730.8176 | 0 | 0 | 0 | 0.0042 | 0 | 0.00057666 | 0.00057666 | 1114.6123 | 0 | 0 | 0 | 0.0042 | 0 | 0 | 0.00057666 | 0.00057666 | 1044.4301
04/15 21:00:00 | 59 | 15 | 0.286% | 1.2192 | 45189.514 | 1.1258 | 4.053 | 4.2187 | 3.7968 | 0.0023454 | 0.0081814 | 0.0011233 | 368.7364 | 1.2192 | 45189.514 | 1.1258 | 4.3908 | 4.5702 | 3.8847 | 0.0023454 | 0.0079963 | 0.0010979 | 360.5322 | 105.9871 | 0.0028596 | 130.8482 | 0.00065359 | 0.0025401 | 8.9737e-05 | 0.0026298 | 721.5754 | 105.9871 | 0.0028596 | 130.8482 | 0.00065359 | 0.0041922 | 8.9737e-05 | 0.0042819 | 1174.8935 | 105.9871 | 0.0028596 | 136.4055 | 0.00065359 | 0.00030885 | 0.003841 | 0.00013214 | 0.0039732 | 1090.1704 | 105.9871 | 0.0028596 | 136.9342 | 0.0042 | 0.0026582 | 0.00057666 | 0.0032349 | 730.8208 | 105.9871 | 0.0028596 | 126.6273 | 0.0042 | 0.004057 | 0.00057666 | 0.0046336 | 1114.6169 | 105.9871 | 0.0028596 | 133.485 | 0.0042 | 0.00030885 | 0.0037588 | 0.00061907 | 0.0043778 | 1044.4345
04/15 22:00:00 | 60.08 | 15.6 | 2.354% | 1.238 | 45882.914 | 1.1264 | 4.0549 | 4.249 | 3.8241 | 0.019018 | 0.066876 | 0.0091821 | 368.7456 | 1.238 | 45882.914 | 1.1264 | 4.3928 | 4.603 | 3.9126 | 0.0023099 | 0.0079393 | 0.0010901 | 360.5333 | 872.5821 | 0.023543 | 1077.2619 | 0.0053809 | 0.020912 | 0.0007388 | 0.021651 | 721.5971 | 872.5821 | 0.023543 | 1077.2619 | 0.0053809 | 0.034514 | 0.0007388 | 0.035253 | 1174.9287 | 872.5821 | 0.023543 | 1123.0143 | 0.0053809 | 0.0025428 | 0.031623 | 0.0010879 | 0.032711 | 1090.2031 | 872.5821 | 0.023543 | 1127.3671 | 0.0042 | 0.021885 | 0.00057666 | 0.022461 | 730.8433 | 872.5821 | 0.023543 | 1042.5115 | 0.0042 | 0.033401 | 0.00057666 | 0.033977 | 1114.6509 | 872.5821 | 0.023543 | 1098.9699 | 0.0042 | 0.0025428 | 0.030946 | 0.00092578 | 0.031872 | 1044.4664
04/15 23:00:00 | 57.02 | 13.9 | 6.973% | 1.1853 | 43931.5522 | 1.1231 | 4.0433 | 4.1622 | 3.746 | 0.058828 | 0.2022 | 0.027762 | 368.7734 | 1.1853 | 43931.5522 | 1.1231 | 4.3802 | 4.5091 | 3.8327 | 0.058828 | 0.19763 | 0.027134 | 360.5605 | 2584.3996 | 0.069729 | 3190.6168 | 0.015937 | 0.061937 | 0.0021882 | 0.064125 | 721.6612 | 2584.3996 | 0.069729 | 3190.6168 | 0.015937 | 0.10222 | 0.0021882 | 0.10441 | 1175.0331 | 2584.3996 | 0.069729 | 3326.1256 | 0.015937 | 0.0075311 | 0.09366 | 0.0032222 | 0.096882 | 1090.3 | 2584.3996 | 0.069729 | 3339.0175 | 0.0042 | 0.064818 | 0.00057666 | 0.065395 | 730.9087 | 2584.3996 | 0.069729 | 3087.6936 | 0.0042 | 0.098926 | 0.00057666 | 0.099502 | 1114.7504 | 2584.3996 | 0.069729 | 3254.9113 | 0.0042 | 0.0075311 | 0.091655 | 0.0016107 | 0.093265 | 1044.5597
04/15 24:00:00 | 55.94 | 13.3 | 13.08% | 1.167 | 43252.6302 | 1.1207 | 4.0346 | 4.1309 | 3.7178 | 0.11206 | 0.38208 | 0.05246 | 368.8259 | 1.167 | 43252.6302 | 1.1207 | 4.3708 | 4.4751 | 3.8039 | 0.059751 | 0.19912 | 0.02734 | 360.5878 | 4846.7786 | 0.13077 | 5983.6773 | 0.029888 | 0.11616 | 0.0041037 | 0.12026 | 721.7815 | 4846.7786 | 0.13077 | 5983.6773 | 0.029888 | 0.19171 | 0.0041037 | 0.19581 | 1175.2289 | 4846.7786 | 0.13077 | 6237.8103 | 0.029888 | 0.014124 | 0.17565 | 0.0060429 | 0.18169 | 1090.4817 | 4846.7786 | 0.13077 | 6261.9879 | 0.0042 | 0.12156 | 0.00057666 | 0.12214 | 731.0308 | 4846.7786 | 0.13077 | 5790.6555 | 0.0042 | 0.18552 | 0.00057666 | 0.1861 | 1114.9365 | 4846.7786 | 0.13077 | 6104.2552 | 0.0042 | 0.014124 | 0.17189 | 0.0025159 | 0.1744 | 1044.7341
04/16 01:00:00 | 55.94 | 13.3 | 17.92% | 1.167 | 43252.6302 | 1.1207 | 4.0346 | 4.1309 | 3.7178 | 0.15359 | 0.5237 | 0.071904 | 368.8978 | 1.167 | 43252.6302 | 1.1207 | 4.3708 | 4.4751 | 3.8039 | 0.15359 | 0.51185 | 0.070277 | 360.6581 | 6643.199 | 0.17924 | 8201.4803 | 0.040966 | 0.15921 | 0.0056247 | 0.16483 | 721.9463 | 6643.199 | 0.17924 | 8201.4803 | 0.040966 | 0.26276 | 0.0056247 | 0.26839 | 1175.4973 | 6643.199 | 0.17924 | 8549.8057 | 0.040966 | 0.019359 | 0.24075 | 0.0082826 | 0.24904 | 1090.7307 | 6643.199 | 0.17924 | 8582.9445 | 0.0042 | 0.16661 | 0.00057666 | 0.16719 | 731.198 | 6643.199 | 0.17924 | 7936.9164 | 0.0042 | 0.25429 | 0.00057666 | 0.25486 | 1115.1914 | 6643.199 | 0.17924 | 8366.7494 | 0.0042 | 0.019359 | 0.2356 | 0.0032346 | 0.23883 | 1044.9729
04/16 02:00:00 | 55.94 | 13.3 | 19.93% | 1.167 | 43252.6302 | 1.1207 | 4.0346 | 4.1309 | 3.7178 | 0.17075 | 0.5822 | 0.079936 | 368.9777 | 1.167 | 43252.6302 | 1.1207 | 4.3708 | 4.4751 | 3.8039 | 0.15359 | 0.51185 | 0.070277 | 360.7284 | 7385.2904 | 0.19926 | 9117.6425 | 0.045543 | 0.17699 | 0.006253 | 0.18325 | 722.1295 | 7385.2904 | 0.19926 | 9117.6425 | 0.045543 | 0.29212 | 0.006253 | 0.29837 | 1175.7957 | 7385.2904 | 0.19926 | 9504.8783 | 0.045543 | 0.021521 | 0.26765 | 0.0092079 | 0.27685 | 1091.0076 | 7385.2904 | 0.19926 | 9541.7189 | 0.0042 | 0.18523 | 0.00057666 | 0.1858 | 731.3838 | 7385.2904 | 0.19926 | 8823.525 | 0.0042 | 0.28269 | 0.00057666 | 0.28327 | 1115.4746 | 7385.2904 | 0.19926 | 9301.3733 | 0.0042 | 0.021521 | 0.26192 | 0.0035315 | 0.26545 | 1045.2383
04/16 03:00:00 | 55.04 | 12.8 | 22.3% | 1.1518 | 42690.7653 | 1.1182 | 4.0255 | 4.1045 | 3.694 | 0.19362 | 0.65581 | 0.090042 | 369.0677 | 1.1518 | 42690.7653 | 1.1182 | 4.3609 | 4.4465 | 3.7795 | 0.19362 | 0.64097 | 0.088005 | 360.8164 | 8265.8229 | 0.22302 | 10204.7196 | 0.050973 | 0.1981 | 0.0069985 | 0.2051 | 722.3346 | 8265.8229 | 0.22302 | 10204.7196 | 0.050973 | 0.32695 | 0.0069985 | 0.33394 | 1176.1297 | 8265.8229 | 0.22302 | 10638.1246 | 0.050973 | 0.024087 | 0.29956 | 0.010306 | 0.30986 | 1091.3175 | 8265.8229 | 0.22302 | 10679.3577 | 0.0042 | 0.20731 | 0.00057666 | 0.20789 | 731.5917 | 8265.8229 | 0.22302 | 9875.5351 | 0.0042 | 0.3164 | 0.00057666 | 0.31698 | 1115.7916 | 8265.8229 | 0.22302 | 10410.3562 | 0.0042 | 0.024087 | 0.29314 | 0.0038838 | 0.29703 | 1045.5354
04/16 04:00:00 | 55.04 | 12.8 | 24.31% | 1.1518 | 42690.7653 | 1.1182 | 4.0255 | 4.1045 | 3.694 | 0.21109 | 0.71497 | 0.098166 | 369.1659 | 1.1518 | 42690.7653 | 1.1182 | 4.3609 | 4.4465 | 3.7795 | 0.19362 | 0.64097 | 0.088005 | 360.9044 | 9011.5511 | 0.24314 | 11125.3717 | 0.055571 | 0.21597 | 0.0076299 | 0.2236 | 722.5582 | 9011.5511 | 0.24314 | 11125.3717 | 0.055571 | 0.35644 | 0.0076299 | 0.36407 | 1176.4937 | 9011.5511 | 0.24314 | 11597.8778 | 0.055571 | 0.02626 | 0.32658 | 0.011235 | 0.33782 | 1091.6553 | 9011.5511 | 0.24314 | 11642.8308 | 0.0042 | 0.22601 | 0.00057666 | 0.22659 | 731.8183 | 9011.5511 | 0.24314 | 10766.4887 | 0.0042 | 0.34494 | 0.00057666 | 0.34552 | 1116.1371 | 9011.5511 | 0.24314 | 11349.5605 | 0.0042 | 0.02626 | 0.31959 | 0.0041822 | 0.32377 | 1045.8591
04/16 05:00:00 | 53.96 | 12.2 | 25.5% | 1.1338 | 42021.2114 | 1.1146 | 4.0124 | 4.0724 | 3.6652 | 0.22494 | 0.75586 | 0.10378 | 369.2697 | 1.1338 | 42021.2114 | 1.1146 | 4.3467 | 4.4118 | 3.75 | 0.22494 | 0.73876 | 0.10143 | 361.0058 | 9452.4283 | 0.25503 | 11669.6646 | 0.05829 | 0.22654 | 0.0080032 | 0.23454 | 722.7928 | 9452.4283 | 0.25503 | 11669.6646 | 0.05829 | 0.37388 | 0.0080032 | 0.38188 | 1176.8756 | 9452.4283 | 0.25503 | 12165.2874 | 0.05829 | 0.027545 | 0.34256 | 0.011785 | 0.35435 | 1092.0096 | 9452.4283 | 0.25503 | 12212.4397 | 0.0042 | 0.23707 | 0.00057666 | 0.23765 | 732.0559 | 9452.4283 | 0.25503 | 11293.2238 | 0.0042 | 0.36182 | 0.00057666 | 0.3624 | 1116.4995 | 9452.4283 | 0.25503 | 11904.8215 | 0.0042 | 0.027545 | 0.33523 | 0.0043586 | 0.33958 | 1046.1987
04/16 06:00:00 | 55.04 | 12.8 | 24.81% | 1.1518 | 42690.7653 | 1.1182 | 4.0255 | 4.1045 | 3.694 | 0.21542 | 0.72963 | 0.10018 | 369.3699 | 1.1518 | 42690.7653 | 1.1182 | 4.3609 | 4.4465 | 3.7795 | 0.22142 | 0.73298 | 0.10064 | 361.1064 | 9196.3281 | 0.24812 | 11353.4915 | 0.056711 | 0.2204 | 0.0077864 | 0.22818 | 723.021 | 9196.3281 | 0.24812 | 11353.4915 | 0.056711 | 0.36375 | 0.0077864 | 0.37154 | 1177.2471 | 9196.3281 | 0.24812 | 11835.6861 | 0.056711 | 0.026799 | 0.33328 | 0.011466 | 0.34475 | 1092.3544 | 9196.3281 | 0.24812 | 11881.5609 | 0.0042 | 0.23065 | 0.00057666 | 0.23123 | 732.2871 | 9196.3281 | 0.24812 | 10987.2498 | 0.0042 | 0.35202 | 0.00057666 | 0.35259 | 1116.8521 | 9196.3281 | 0.24812 | 11582.2772 | 0.0042 | 0.026799 | 0.32614 | 0.0042561 | 0.3304 | 1046.5291
04/16 07:00:00 | 55.04 | 12.8 | 16.81% | 1.1518 | 42690.7653 | 1.1182 | 4.0255 | 4.1045 | 3.694 | 0.14593 | 0.49428 | 0.067865 | 369.4377 | 1.1518 | 42690.7653 | 1.1182 | 4.3609 | 4.4465 | 3.7795 | 0.14593 | 0.4831 | 0.066329 | 361.1728 | 6229.9216 | 0.16809 | 7691.2612 | 0.038418 | 0.14931 | 0.0052748 | 0.15458 | 723.1755 | 6229.9216 | 0.16809 | 7691.2612 | 0.038418 | 0.24642 | 0.0052748 | 0.25169 | 1177.4988 | 6229.9216 | 0.16809 | 8017.9171 | 0.038418 | 0.018154 | 0.22578 | 0.0077674 | 0.23354 | 1092.5879 | 6229.9216 | 0.16809 | 8048.9943 | 0.0042 | 0.15625 | 0.00057666 | 0.15683 | 732.444 | 6229.9216 | 0.16809 | 7443.156 | 0.0042 | 0.23847 | 0.00057666 | 0.23905 | 1117.0912 | 6229.9216 | 0.16809 | 7846.2488 | 0.0042 | 0.018154 | 0.22094 | 0.0030693 | 0.22401 | 1046.7531
04/16 08:00:00 | 59 | 15 | 6.473% | 1.2192 | 45189.514 | 1.1258 | 4.053 | 4.2187 | 3.7968 | 0.053094 | 0.18521 | 0.025429 | 369.4632 | 1.2192 | 45189.514 | 1.1258 | 4.3908 | 4.5702 | 3.8847 | 0.13786 | 0.47002 | 0.064534 | 361.2373 | 2399.2848 | 0.064734 | 2962.08 | 0.014796 | 0.057501 | 0.0020314 | 0.059532 | 723.2351 | 2399.2848 | 0.064734 | 2962.08 | 0.014796 | 0.094901 | 0.0020314 | 0.096933 | 1177.5958 | 2399.2848 | 0.064734 | 3087.8826 | 0.014796 | 0.0069917 | 0.086951 | 0.0029914 | 0.089943 | 1092.6779 | 2399.2848 | 0.064734 | 3099.8511 | 0.0042 | 0.060175 | 0.00057666 | 0.060752 | 732.5047 | 2399.2848 | 0.064734 | 2866.529 | 0.0042 | 0.09184 | 0.00057666 | 0.092416 | 1117.1836 | 2399.2848 | 0.064734 | 3021.7692 | 0.0042 | 0.0069917 | 0.08509 | 0.0015366 | 0.086626 | 1046.8398
04/16 09:00:00 | 60.98 | 16.1 | 0.4798% | 1.2536 | 46464.6508 | 1.1263 | 4.0545 | 4.274 | 3.8466 | 0.0038276 | 0.013551 | 0.0018605 | 369.465 | 1.2536 | 46464.6508 | 1.1263 | 4.3924 | 4.6301 | 3.9356 | 0.0038276 | 0.013244 | 0.0018184 | 361.2391 | 177.8479 | 0.0047985 | 219.5653 | 0.0010967 | 0.0042623 | 0.00015058 | 0.0044129 | 723.2395 | 177.8479 | 0.0047985 | 219.5653 | 0.0010967 | 0.0070346 | 0.00015058 | 0.0071852 | 1177.603 | 177.8479 | 0.0047985 | 228.8905 | 0.0010967 | 0.00051826 | 0.0064453 | 0.00022174 | 0.006667 | 1092.6845 | 177.8479 | 0.0047985 | 229.7777 | 0.0042 | 0.0044605 | 0.00057666 | 0.0050372 | 732.5098 | 177.8479 | 0.0047985 | 212.4826 | 0.0042 | 0.0068077 | 0.00057666 | 0.0073843 | 1117.191 | 177.8479 | 0.0047985 | 223.9898 | 0.0042 | 0.00051826 | 0.0063073 | 0.00064782 | 0.0069551 | 1046.8467
04/16 10:00:00 | 62.96 | 17.2 | 0% | 1.2885 | 47756.9624 | 1.1244 | 4.0478 | 4.3283 | 3.8955 | 0 | 0 | 0 | 369.465 | 1.2885 | 47756.9624 | 1.1244 | 4.3851 | 4.689 | 3.9857 | 0.003724 | 0.013078 | 0.0017956 | 361.2409 | 0 | 0 | 0 | 0 | 0 | 0 | 0 | 723.2395 | 0 | 0 | 0 | 0 | 0 | 0 | 0 | 1177.603 | 0 | 0 | 0 | 0 | 0 | 0 | 0 | 0 | 1092.6845 | 0 | 0 | 0 | 0.0042 | 0 | 0.00057666 | 0.00057666 | 732.5103 | 0 | 0 | 0 | 0.0042 | 0 | 0.00057666 | 0.00057666 | 1117.1916 | 0 | 0 | 0 | 0.0042 | 0 | 0 | 0.00057666 | 0.00057666 | 1046.8473
04/16 11:00:00 | 66.02 | 18.9 | 0% | 1.3433 | 49787.9534 | 1.117 | 4.0213 | 4.4109 | 3.9698 | 0 | 0 | 0 | 369.465 | 1.3433 | 49787.9534 | 1.117 | 4.3565 | 4.7785 | 4.0617 | 0 | 0 | 0 | 361.2409 | 0 | 0 | 0 | 0 | 0 | 0 | 0 | 723.2395 | 0 | 0 | 0 | 0 | 0 | 0 | 0 | 1177.603 | 0 | 0 | 0 | 0 | 0 | 0 | 0 | 0 | 1092.6845 | 0 | 0 | 0 | 0.0042 | 0 | 0.00057666 | 0.00057666 | 732.5109 | 0 | 0 | 0 | 0.0042 | 0 | 0.00057666 | 0.00057666 | 1117.1921 | 0 | 0 | 0 | 0.0042 | 0 | 0 | 0.00057666 | 0.00057666 | 1046.8479
04/16 12:00:00 | 66.92 | 19.4 | 0% | 1.3596 | 50393.1104 | 1.1139 | 4.01 | 4.435 | 3.9915 | 0 | 0 | 0 | 369.465 | 1.3596 | 50393.1104 | 1.1139 | 4.3441 | 4.8046 | 4.0839 | 0 | 0 | 0 | 361.2409 | 0 | 0 | 0 | 0 | 0 | 0 | 0 | 723.2395 | 0 | 0 | 0 | 0 | 0 | 0 | 0 | 1177.603 | 0 | 0 | 0 | 0 | 0 | 0 | 0 | 0 | 1092.6845 | 0 | 0 | 0 | 0.0042 | 0 | 0.00057666 | 0.00057666 | 732.5115 | 0 | 0 | 0 | 0.0042 | 0 | 0.00057666 | 0.00057666 | 1117.1927 | 0 | 0 | 0 | 0.0042 | 0 | 0 | 0.00057666 | 0.00057666 | 1046.8485
04/16 13:00:00 | 66.92 | 19.4 | 0% | 1.3596 | 50393.1104 | 1.1139 | 4.01 | 4.435 | 3.9915 | 0 | 0 | 0 | 369.465 | 1.3596 | 50393.1104 | 1.1139 | 4.3441 | 4.8046 | 4.0839 | 0 | 0 | 0 | 361.2409 | 0 | 0 | 0 | 0 | 0 | 0 | 0 | 723.2395 | 0 | 0 | 0 | 0 | 0 | 0 | 0 | 1177.603 | 0 | 0 | 0 | 0 | 0 | 0 | 0 | 0 | 1092.6845 | 0 | 0 | 0 | 0.0042 | 0 | 0.00057666 | 0.00057666 | 732.5121 | 0 | 0 | 0 | 0.0042 | 0 | 0.00057666 | 0.00057666 | 1117.1933 | 0 | 0 | 0 | 0.0042 | 0 | 0 | 0.00057666 | 0.00057666 | 1046.849
04/16 14:00:00 | 68 | 20 | 0% | 1.3794 | 51123.983 | 1.1095 | 3.9942 | 4.4638 | 4.0174 | 0 | 0 | 0 | 369.465 | 1.3794 | 51123.983 | 1.1095 | 4.327 | 4.8357 | 4.1104 | 0 | 0 | 0 | 361.2409 | 0 | 0 | 0 | 0 | 0 | 0 | 0 | 723.2395 | 0 | 0 | 0 | 0 | 0 | 0 | 0 | 1177.603 | 0 | 0 | 0 | 0 | 0 | 0 | 0 | 0 | 1092.6845 | 0 | 0 | 0 | 0.0042 | 0 | 0.00057666 | 0.00057666 | 732.5126 | 0 | 0 | 0 | 0.0042 | 0 | 0.00057666 | 0.00057666 | 1117.1939 | 0 | 0 | 0 | 0.0042 | 0 | 0 | 0.00057666 | 0.00057666 | 1046.8496
04/16 15:00:00 | 68 | 20 | 0% | 1.3794 | 51123.983 | 1.1095 | 3.9942 | 4.4638 | 4.0174 | 0 | 0 | 0 | 369.465 | 1.3794 | 51123.983 | 1.1095 | 4.327 | 4.8357 | 4.1104 | 0 | 0 | 0 | 361.2409 | 0 | 0 | 0 | 0 | 0 | 0 | 0 | 723.2395 | 0 | 0 | 0 | 0 | 0 | 0 | 0 | 1177.603 | 0 | 0 | 0 | 0 | 0 | 0 | 0 | 0 | 1092.6845 | 0 | 0 | 0 | 0.0042 | 0 | 0.00057666 | 0.00057666 | 732.5132 | 0 | 0 | 0 | 0.0042 | 0 | 0.00057666 | 0.00057666 | 1117.1944 | 0 | 0 | 0 | 0.0042 | 0 | 0 | 0.00057666 | 0.00057666 | 1046.8502
04/16 16:00:00 | 66.92 | 19.4 | 0% | 1.3596 | 50393.1104 | 1.1139 | 4.01 | 4.435 | 3.9915 | 0 | 0 | 0 | 369.465 | 1.3596 | 50393.1104 | 1.1139 | 4.3441 | 4.8046 | 4.0839 | 0 | 0 | 0 | 361.2409 | 0 | 0 | 0 | 0 | 0 | 0 | 0 | 723.2395 | 0 | 0 | 0 | 0 | 0 | 0 | 0 | 1177.603 | 0 | 0 | 0 | 0 | 0 | 0 | 0 | 0 | 1092.6845 | 0 | 0 | 0 | 0.0042 | 0 | 0.00057666 | 0.00057666 | 732.5138 | 0 | 0 | 0 | 0.0042 | 0 | 0.00057666 | 0.00057666 | 1117.195 | 0 | 0 | 0 | 0.0042 | 0 | 0 | 0.00057666 | 0.00057666 | 1046.8508
04/16 17:00:00 | 66.02 | 18.9 | 0% | 1.3433 | 49787.9534 | 1.117 | 4.0213 | 4.4109 | 3.9698 | 0 | 0 | 0 | 369.465 | 1.3433 | 49787.9534 | 1.117 | 4.3565 | 4.7785 | 4.0617 | 0 | 0 | 0 | 361.2409 | 0 | 0 | 0 | 0 | 0 | 0 | 0 | 723.2395 | 0 | 0 | 0 | 0 | 0 | 0 | 0 | 1177.603 | 0 | 0 | 0 | 0 | 0 | 0 | 0 | 0 | 1092.6845 | 0 | 0 | 0 | 0.0042 | 0 | 0.00057666 | 0.00057666 | 732.5144 | 0 | 0 | 0 | 0.0042 | 0 | 0.00057666 | 0.00057666 | 1117.1956 | 0 | 0 | 0 | 0.0042 | 0 | 0 | 0.00057666 | 0.00057666 | 1046.8513
04/16 18:00:00 | 64.04 | 17.8 | 0% | 1.3077 | 48469.0987 | 1.1224 | 4.0406 | 4.3577 | 3.9219 | 0 | 0 | 0 | 369.465 | 1.3077 | 48469.0987 | 1.1224 | 4.3774 | 4.7208 | 4.0127 | 0 | 0 | 0 | 361.2409 | 0 | 0 | 0 | 0 | 0 | 0 | 0 | 723.2395 | 0 | 0 | 0 | 0 | 0 | 0 | 0 | 1177.603 | 0 | 0 | 0 | 0 | 0 | 0 | 0 | 0 | 1092.6845 | 0 | 0 | 0 | 0.0042 | 0 | 0.00057666 | 0.00057666 | 732.515 | 0 | 0 | 0 | 0.0042 | 0 | 0.00057666 | 0.00057666 | 1117.1962 | 0 | 0 | 0 | 0.0042 | 0 | 0 | 0.00057666 | 0.00057666 | 1046.8519
04/16 19:00:00 | 64.04 | 17.8 | 0% | 1.3077 | 48469.0987 | 1.1224 | 4.0406 | 4.3577 | 3.9219 | 0 | 0 | 0 | 369.465 | 1.3077 | 48469.0987 | 1.1224 | 4.3774 | 4.7208 | 4.0127 | 0 | 0 | 0 | 361.2409 | 0 | 0 | 0 | 0 | 0 | 0 | 0 | 723.2395 | 0 | 0 | 0 | 0 | 0 | 0 | 0 | 1177.603 | 0 | 0 | 0 | 0 | 0 | 0 | 0 | 0 | 1092.6845 | 0 | 0 | 0 | 0.0042 | 0 | 0.00057666 | 0.00057666 | 732.5155 | 0 | 0 | 0 | 0.0042 | 0 | 0.00057666 | 0.00057666 | 1117.1967 | 0 | 0 | 0 | 0.0042 | 0 | 0 | 0.00057666 | 0.00057666 | 1046.8525
04/16 20:00:00 | 60.98 | 16.1 | 0% | 1.2536 | 46464.6508 | 1.1263 | 4.0545 | 4.274 | 3.8466 | 0 | 0 | 0 | 369.465 | 1.2536 | 46464.6508 | 1.1263 | 4.3924 | 4.6301 | 3.9356 | 0 | 0 | 0 | 361.2409 | 0 | 0 | 0 | 0 | 0 | 0 | 0 | 723.2395 | 0 | 0 | 0 | 0 | 0 | 0 | 0 | 1177.603 | 0 | 0 | 0 | 0 | 0 | 0 | 0 | 0 | 1092.6845 | 0 | 0 | 0 | 0.0042 | 0 | 0.00057666 | 0.00057666 | 732.5161 | 0 | 0 | 0 | 0.0042 | 0 | 0.00057666 | 0.00057666 | 1117.1973 | 0 | 0 | 0 | 0.0042 | 0 | 0 | 0.00057666 | 0.00057666 | 1046.8531
04/16 21:00:00 | 60.98 | 16.1 | 0% | 1.2536 | 46464.6508 | 1.1263 | 4.0545 | 4.274 | 3.8466 | 0 | 0 | 0 | 369.465 | 1.2536 | 46464.6508 | 1.1263 | 4.3924 | 4.6301 | 3.9356 | 0 | 0 | 0 | 361.2409 | 0 | 0 | 0 | 0 | 0 | 0 | 0 | 723.2395 | 0 | 0 | 0 | 0 | 0 | 0 | 0 | 1177.603 | 0 | 0 | 0 | 0 | 0 | 0 | 0 | 0 | 1092.6845 | 0 | 0 | 0 | 0.0042 | 0 | 0.00057666 | 0.00057666 | 732.5167 | 0 | 0 | 0 | 0.0042 | 0 | 0.00057666 | 0.00057666 | 1117.1979 | 0 | 0 | 0 | 0.0042 | 0 | 0 | 0.00057666 | 0.00057666 | 1046.8536
04/16 22:00:00 | 60.98 | 16.1 | 0% | 1.2536 | 46464.6508 | 1.1263 | 4.0545 | 4.274 | 3.8466 | 0 | 0 | 0 | 369.465 | 1.2536 | 46464.6508 | 1.1263 | 4.3924 | 4.6301 | 3.9356 | 0 | 0 | 0 | 361.2409 | 0 | 0 | 0 | 0 | 0 | 0 | 0 | 723.2395 | 0 | 0 | 0 | 0 | 0 | 0 | 0 | 1177.603 | 0 | 0 | 0 | 0 | 0 | 0 | 0 | 0 | 1092.6845 | 0 | 0 | 0 | 0.0042 | 0 | 0.00057666 | 0.00057666 | 732.5173 | 0 | 0 | 0 | 0.0042 | 0 | 0.00057666 | 0.00057666 | 1117.1985 | 0 | 0 | 0 | 0.0042 | 0 | 0 | 0.00057666 | 0.00057666 | 1046.8542
04/16 23:00:00 | 60.98 | 16.1 | 0% | 1.2536 | 46464.6508 | 1.1263 | 4.0545 | 4.274 | 3.8466 | 0 | 0 | 0 | 369.465 | 1.2536 | 46464.6508 | 1.1263 | 4.3924 | 4.6301 | 3.9356 | 0 | 0 | 0 | 361.2409 | 0 | 0 | 0 | 0 | 0 | 0 | 0 | 723.2395 | 0 | 0 | 0 | 0 | 0 | 0 | 0 | 1177.603 | 0 | 0 | 0 | 0 | 0 | 0 | 0 | 0 | 1092.6845 | 0 | 0 | 0 | 0.0042 | 0 | 0.00057666 | 0.00057666 | 732.5178 | 0 | 0 | 0 | 0.0042 | 0 | 0.00057666 | 0.00057666 | 1117.1991 | 0 | 0 | 0 | 0.0042 | 0 | 0 | 0.00057666 | 0.00057666 | 1046.8548
04/16 24:00:00 | 60.08 | 15.6 | 1.646% | 1.238 | 45882.914 | 1.1264 | 4.0549 | 4.249 | 3.8241 | 0.0133 | 0.046771 | 0.0064216 | 369.4714 | 1.238 | 45882.914 | 1.1264 | 4.3928 | 4.603 | 3.9126 | 0 | 0 | 0 | 361.2409 | 610.2487 | 0.016465 | 753.3935 | 0.0037632 | 0.014625 | 0.00051669 | 0.015142 | 723.2546 | 610.2487 | 0.016465 | 753.3935 | 0.0037632 | 0.024138 | 0.00051669 | 0.024654 | 1177.6276 | 610.2487 | 0.016465 | 785.3909 | 0.0037632 | 0.0017783 | 0.022116 | 0.00076085 | 0.022877 | 1092.7074 | 610.2487 | 0.016465 | 788.435 | 0.0042 | 0.015305 | 0.00057666 | 0.015882 | 732.5337 | 610.2487 | 0.016465 | 729.0905 | 0.0042 | 0.023359 | 0.00057666 | 0.023936 | 1117.223 | 610.2487 | 0.016465 | 768.5752 | 0.0042 | 0.0017783 | 0.021642 | 0.00082082 | 0.022463 | 1046.8773
04/17 01:00:00 | 60.08 | 15.6 | 6.077% | 1.238 | 45882.914 | 1.1264 | 4.0549 | 4.249 | 3.8241 | 0.049088 | 0.17262 | 0.023701 | 369.4951 | 1.238 | 45882.914 | 1.1264 | 4.3928 | 4.603 | 3.9126 | 0.049088 | 0.16872 | 0.023165 | 361.2641 | 2252.3084 | 0.060769 | 2780.6277 | 0.013889 | 0.053978 | 0.001907 | 0.055885 | 723.3105 | 2252.3084 | 0.060769 | 2780.6277 | 0.013889 | 0.089088 | 0.001907 | 0.090995 | 1177.7186 | 2252.3084 | 0.060769 | 2898.7238 | 0.013889 | 0.0065634 | 0.081625 | 0.0028081 | 0.084433 | 1092.7918 | 2252.3084 | 0.060769 | 2909.9592 | 0.0042 | 0.056489 | 0.00057666 | 0.057066 | 732.5908 | 2252.3084 | 0.060769 | 2690.93 | 0.0042 | 0.086214 | 0.00057666 | 0.08679 | 1117.3098 | 2252.3084 | 0.060769 | 2836.6605 | 0.0042 | 0.0065634 | 0.079877 | 0.0014778 | 0.081355 | 1046.9586
04/17 02:00:00 | 60.08 | 15.6 | 9.268% | 1.238 | 45882.914 | 1.1264 | 4.0549 | 4.249 | 3.8241 | 0.074869 | 0.26328 | 0.036149 | 369.5313 | 1.238 | 45882.914 | 1.1264 | 4.3928 | 4.603 | 3.9126 | 0.049088 | 0.16872 | 0.023165 | 361.2873 | 3435.2219 | 0.092685 | 4241.0147 | 0.021184 | 0.082328 | 0.0029085 | 0.085237 | 723.3957 | 3435.2219 | 0.092685 | 4241.0147 | 0.021184 | 0.13588 | 0.0029085 | 0.13878 | 1177.8574 | 3435.2219 | 0.092685 | 4421.135 | 0.021184 | 0.01001 | 0.12449 | 0.004283 | 0.12878 | 1092.9206 | 3435.2219 | 0.092685 | 4438.2712 | 0.0042 | 0.086157 | 0.00057666 | 0.086734 | 732.6775 | 3435.2219 | 0.092685 | 4104.2077 | 0.0042 | 0.13149 | 0.00057666 | 0.13207 | 1117.4418 | 3435.2219 | 0.092685 | 4326.4759 | 0.0042 | 0.01001 | 0.12183 | 0.0019511 | 0.12378 | 1047.0824
04/17 03:00:00 | 60.08 | 15.6 | 11.45% | 1.238 | 45882.914 | 1.1264 | 4.0549 | 4.249 | 3.8241 | 0.092458 | 0.32513 | 0.044641 | 369.5759 | 1.238 | 45882.914 | 1.1264 | 4.3928 | 4.603 | 3.9126 | 0.092458 | 0.31778 | 0.043631 | 361.3309 | 4242.2314 | 0.11446 | 5237.3227 | 0.02616 | 0.10167 | 0.0035918 | 0.10526 | 723.501 | 4242.2314 | 0.11446 | 5237.3227 | 0.02616 | 0.1678 | 0.0035918 | 0.17139 | 1178.0288 | 4242.2314 | 0.11446 | 5459.7573 | 0.02616 | 0.012362 | 0.15374 | 0.0052891 | 0.15903 | 1093.0796 | 4242.2314 | 0.11446 | 5480.9191 | 0.0042 | 0.1064 | 0.00057666 | 0.10697 | 732.7845 | 4242.2314 | 0.11446 | 5068.3768 | 0.0042 | 0.16238 | 0.00057666 | 0.16296 | 1117.6048 | 4242.2314 | 0.11446 | 5342.8607 | 0.0042 | 0.012362 | 0.15045 | 0.002274 | 0.15272 | 1047.2351
04/17 04:00:00 | 59 | 15 | 13.53% | 1.2192 | 45189.514 | 1.1258 | 4.053 | 4.2187 | 3.7968 | 0.11096 | 0.38706 | 0.053144 | 369.6291 | 1.2192 | 45189.514 | 1.1258 | 4.3908 | 4.5702 | 3.8847 | 0.093876 | 0.32006 | 0.043944 | 361.3748 | 5014.2572 | 0.13529 | 6190.441 | 0.030921 | 0.12017 | 0.0042455 | 0.12442 | 723.6254 | 5014.2572 | 0.13529 | 6190.441 | 0.030921 | 0.19833 | 0.0042455 | 0.20258 | 1178.2314 | 5014.2572 | 0.13529 | 6453.3555 | 0.030921 | 0.014612 | 0.18172 | 0.0062517 | 0.18797 | 1093.2676 | 5014.2572 | 0.13529 | 6478.3685 | 0.0042 | 0.12576 | 0.00057666 | 0.12634 | 732.9108 | 5014.2572 | 0.13529 | 5990.7494 | 0.0042 | 0.19194 | 0.00057666 | 0.19251 | 1117.7973 | 5014.2572 | 0.13529 | 6315.1854 | 0.0042 | 0.014612 | 0.17783 | 0.0025829 | 0.18041 | 1047.4155
04/17 05:00:00 | 59 | 15 | 13.63% | 1.2192 | 45189.514 | 1.1258 | 4.053 | 4.2187 | 3.7968 | 0.1118 | 0.39 | 0.053546 | 369.6826 | 1.2192 | 45189.514 | 1.1258 | 4.3908 | 4.5702 | 3.8847 | 0.1118 | 0.38117 | 0.052335 | 361.4272 | 5052.2578 | 0.13631 | 6237.3553 | 0.031156 | 0.12108 | 0.0042777 | 0.12536 | 723.7508 | 5052.2578 | 0.13631 | 6237.3553 | 0.031156 | 0.19984 | 0.0042777 | 0.20411 | 1178.4355 | 5052.2578 | 0.13631 | 6502.2622 | 0.031156 | 0.014723 | 0.1831 | 0.0062991 | 0.1894 | 1093.457 | 5052.2578 | 0.13631 | 6527.4648 | 0.0042 | 0.12671 | 0.00057666 | 0.12729 | 733.0381 | 5052.2578 | 0.13631 | 6036.1503 | 0.0042 | 0.19339 | 0.00057666 | 0.19397 | 1117.9913 | 5052.2578 | 0.13631 | 6363.045 | 0.0042 | 0.014723 | 0.17918 | 0.0025981 | 0.18177 | 1047.5973
04/17 06:00:00 | 59 | 15 | 13.4% | 1.2192 | 45189.514 | 1.1258 | 4.053 | 4.2187 | 3.7968 | 0.10989 | 0.38331 | 0.052629 | 369.7352 | 1.2192 | 45189.514 | 1.1258 | 4.3908 | 4.5702 | 3.8847 | 0.1118 | 0.38117 | 0.052335 | 361.4795 | 4965.6614 | 0.13398 | 6130.4462 | 0.030622 | 0.11901 | 0.0042043 | 0.12321 | 723.874 | 4965.6614 | 0.13398 | 6130.4462 | 0.030622 | 0.19641 | 0.0042043 | 0.20062 | 1178.6361 | 4965.6614 | 0.13398 | 6390.8126 | 0.030622 | 0.01447 | 0.17996 | 0.0061911 | 0.18615 | 1093.6432 | 4965.6614 | 0.13398 | 6415.5832 | 0.0042 | 0.12454 | 0.00057666 | 0.12512 | 733.1632 | 4965.6614 | 0.13398 | 5932.6898 | 0.0042 | 0.19008 | 0.00057666 | 0.19065 | 1118.1819 | 4965.6614 | 0.13398 | 6253.9816 | 0.0042 | 0.01447 | 0.1761 | 0.0025634 | 0.17867 | 1047.776
04/17 07:00:00 | 59 | 15 | 8.334% | 1.2192 | 45189.514 | 1.1258 | 4.053 | 4.2187 | 3.7968 | 0.068352 | 0.23843 | 0.032737 | 369.768 | 1.2192 | 45189.514 | 1.1258 | 4.3908 | 4.5702 | 3.8847 | 0.068352 | 0.23304 | 0.031996 | 361.5115 | 3088.7865 | 0.083338 | 3813.3166 | 0.019048 | 0.074025 | 0.0026152 | 0.076641 | 723.9506 | 3088.7865 | 0.083338 | 3813.3166 | 0.019048 | 0.12217 | 0.0026152 | 0.12479 | 1178.7609 | 3088.7865 | 0.083338 | 3975.2721 | 0.019048 | 0.0090009 | 0.11194 | 0.003851 | 0.11579 | 1093.7589 | 3088.7865 | 0.083338 | 3990.6802 | 0.0042 | 0.077468 | 0.00057666 | 0.078045 | 733.2413 | 3088.7865 | 0.083338 | 3690.3064 | 0.0042 | 0.11823 | 0.00057666 | 0.11881 | 1118.3007 | 3088.7865 | 0.083338 | 3890.1593 | 0.0042 | 0.0090009 | 0.10954 | 0.0018125 | 0.11135 | 1047.8873
04/17 08:00:00 | 62.06 | 16.7 | 0.7167% | 1.2726 | 47167.4189 | 1.1255 | 4.0519 | 4.3037 | 3.8734 | 0.0056315 | 0.020099 | 0.0027596 | 369.7707 | 1.2726 | 47167.4189 | 1.1255 | 4.3895 | 4.6624 | 3.963 | 0.065486 | 0.22843 | 0.031363 | 361.5429 | 265.6226 | 0.0071667 | 327.9291 | 0.001638 | 0.0063659 | 0.0002249 | 0.0065908 | 723.9572 | 265.6226 | 0.0071667 | 327.9291 | 0.001638 | 0.010506 | 0.0002249 | 0.010731 | 1178.7716 | 265.6226 | 0.0071667 | 341.8566 | 0.001638 | 0.00077404 | 0.0096263 | 0.00033117 | 0.0099575 | 1093.7689 | 265.6226 | 0.0071667 | 343.1816 | 0.0042 | 0.006662 | 0.00057666 | 0.0072386 | 733.2485 | 265.6226 | 0.0071667 | 317.3507 | 0.0042 | 0.010167 | 0.00057666 | 0.010744 | 1118.3115 | 265.6226 | 0.0071667 | 334.5372 | 0.0042 | 0.00077404 | 0.0094202 | 0.00068294 | 0.010103 | 1047.8974
04/17 09:00:00 | 64.94 | 18.3 | 0% | 1.3238 | 49066.449 | 1.1202 | 4.0329 | 4.3819 | 3.9437 | 0 | 0 | 0 | 369.7707 | 1.3238 | 49066.449 | 1.1202 | 4.3689 | 4.7471 | 4.035 | 0 | 0 | 0 | 361.5429 | 0 | 0 | 0 | 0 | 0 | 0 | 0 | 723.9572 | 0 | 0 | 0 | 0 | 0 | 0 | 0 | 1178.7716 | 0 | 0 | 0 | 0 | 0 | 0 | 0 | 0 | 1093.7689 | 0 | 0 | 0 | 0.0042 | 0 | 0.00057666 | 0.00057666 | 733.2491 | 0 | 0 | 0 | 0.0042 | 0 | 0.00057666 | 0.00057666 | 1118.3121 | 0 | 0 | 0 | 0.0042 | 0 | 0 | 0.00057666 | 0.00057666 | 1047.898
04/17 10:00:00 | 66.02 | 18.9 | 0% | 1.3433 | 49787.9534 | 1.117 | 4.0213 | 4.4109 | 3.9698 | 0 | 0 | 0 | 369.7707 | 1.3433 | 49787.9534 | 1.117 | 4.3565 | 4.7785 | 4.0617 | 0 | 0 | 0 | 361.5429 | 0 | 0 | 0 | 0 | 0 | 0 | 0 | 723.9572 | 0 | 0 | 0 | 0 | 0 | 0 | 0 | 1178.7716 | 0 | 0 | 0 | 0 | 0 | 0 | 0 | 0 | 1093.7689 | 0 | 0 | 0 | 0.0042 | 0 | 0.00057666 | 0.00057666 | 733.2497 | 0 | 0 | 0 | 0.0042 | 0 | 0.00057666 | 0.00057666 | 1118.3126 | 0 | 0 | 0 | 0.0042 | 0 | 0 | 0.00057666 | 0.00057666 | 1047.8986
04/17 11:00:00 | 69.08 | 20.6 | 0% | 1.3992 | 51859.9654 | 1.1045 | 3.9762 | 4.4925 | 4.0432 | 0 | 0 | 0 | 369.7707 | 1.3992 | 51859.9654 | 1.1045 | 4.3075 | 4.8668 | 4.1368 | 0 | 0 | 0 | 361.5429 | 0 | 0 | 0 | 0 | 0 | 0 | 0 | 723.9572 | 0 | 0 | 0 | 0 | 0 | 0 | 0 | 1178.7716 | 0 | 0 | 0 | 0 | 0 | 0 | 0 | 0 | 1093.7689 | 0 | 0 | 0 | 0.0042 | 0 | 0.00057666 | 0.00057666 | 733.2502 | 0 | 0 | 0 | 0.0042 | 0 | 0.00057666 | 0.00057666 | 1118.3132 | 0 | 0 | 0 | 0.0042 | 0 | 0 | 0.00057666 | 0.00057666 | 1047.8992
04/17 12:00:00 | 71.06 | 21.7 | 0% | 1.436 | 53222.538 | 1.0938 | 3.9376 | 4.545 | 4.0905 | 0 | 0 | 0 | 369.7707 | 1.436 | 53222.538 | 1.0938 | 4.2657 | 4.9237 | 4.1852 | 0 | 0 | 0 | 361.5429 | 0 | 0 | 0 | 0 | 0 | 0 | 0 | 723.9572 | 0 | 0 | 0 | 0 | 0 | 0 | 0 | 1178.7716 | 0 | 0 | 0 | 0 | 0 | 0 | 0 | 0 | 1093.7689 | 0 | 0 | 0 | 0.0042 | 0 | 0.00057666 | 0.00057666 | 733.2508 | 0 | 0 | 0 | 0.0042 | 0 | 0.00057666 | 0.00057666 | 1118.3138 | 0 | 0 | 0 | 0.0042 | 0 | 0 | 0.00057666 | 0.00057666 | 1047.8997
04/17 13:00:00 | 71.06 | 21.7 | 0% | 1.436 | 53222.538 | 1.0938 | 3.9376 | 4.545 | 4.0905 | 0 | 0 | 0 | 369.7707 | 1.436 | 53222.538 | 1.0938 | 4.2657 | 4.9237 | 4.1852 | 0 | 0 | 0 | 361.5429 | 0 | 0 | 0 | 0 | 0 | 0 | 0 | 723.9572 | 0 | 0 | 0 | 0 | 0 | 0 | 0 | 1178.7716 | 0 | 0 | 0 | 0 | 0 | 0 | 0 | 0 | 1093.7689 | 0 | 0 | 0 | 0.0042 | 0 | 0.00057666 | 0.00057666 | 733.2514 | 0 | 0 | 0 | 0.0042 | 0 | 0.00057666 | 0.00057666 | 1118.3144 | 0 | 0 | 0 | 0.0042 | 0 | 0 | 0.00057666 | 0.00057666 | 1047.9003
04/17 14:00:00 | 71.06 | 21.7 | 0% | 1.436 | 53222.538 | 1.0938 | 3.9376 | 4.545 | 4.0905 | 0 | 0 | 0 | 369.7707 | 1.436 | 53222.538 | 1.0938 | 4.2657 | 4.9237 | 4.1852 | 0 | 0 | 0 | 361.5429 | 0 | 0 | 0 | 0 | 0 | 0 | 0 | 723.9572 | 0 | 0 | 0 | 0 | 0 | 0 | 0 | 1178.7716 | 0 | 0 | 0 | 0 | 0 | 0 | 0 | 0 | 1093.7689 | 0 | 0 | 0 | 0.0042 | 0 | 0.00057666 | 0.00057666 | 733.252 | 0 | 0 | 0 | 0.0042 | 0 | 0.00057666 | 0.00057666 | 1118.315 | 0 | 0 | 0 | 0.0042 | 0 | 0 | 0.00057666 | 0.00057666 | 1047.9009
04/17 15:00:00 | 71.96 | 22.2 | 0% | 1.4528 | 53847.5669 | 1.0882 | 3.9177 | 4.5689 | 4.112 | 0 | 0 | 0 | 369.7707 | 1.4528 | 53847.5669 | 1.0882 | 4.2442 | 4.9496 | 4.2072 | 0 | 0 | 0 | 361.5429 | 0 | 0 | 0 | 0 | 0 | 0 | 0 | 723.9572 | 0 | 0 | 0 | 0 | 0 | 0 | 0 | 1178.7716 | 0 | 0 | 0 | 0 | 0 | 0 | 0 | 0 | 1093.7689 | 0 | 0 | 0 | 0.0042 | 0 | 0.00057666 | 0.00057666 | 733.2526 | 0 | 0 | 0 | 0.0042 | 0 | 0.00057666 | 0.00057666 | 1118.3155 | 0 | 0 | 0 | 0.0042 | 0 | 0 | 0.00057666 | 0.00057666 | 1047.9015
04/17 16:00:00 | 73.04 | 22.8 | 0% | 1.4732 | 54602.2855 | 1.0811 | 3.892 | 4.5976 | 4.1378 | 0 | 0 | 0 | 369.7707 | 1.4732 | 54602.2855 | 1.0811 | 4.2164 | 4.9807 | 4.2336 | 0 | 0 | 0 | 361.5429 | 0 | 0 | 0 | 0 | 0 | 0 | 0 | 723.9572 | 0 | 0 | 0 | 0 | 0 | 0 | 0 | 1178.7716 | 0 | 0 | 0 | 0 | 0 | 0 | 0 | 0 | 1093.7689 | 0 | 0 | 0 | 0.0042 | 0 | 0.00057666 | 0.00057666 | 733.2531 | 0 | 0 | 0 | 0.0042 | 0 | 0.00057666 | 0.00057666 | 1118.3161 | 0 | 0 | 0 | 0.0042 | 0 | 0 | 0.00057666 | 0.00057666 | 1047.902
04/17 17:00:00 | 71.96 | 22.2 | 0% | 1.4528 | 53847.5669 | 1.0882 | 3.9177 | 4.5689 | 4.112 | 0 | 0 | 0 | 369.7707 | 1.4528 | 53847.5669 | 1.0882 | 4.2442 | 4.9496 | 4.2072 | 0 | 0 | 0 | 361.5429 | 0 | 0 | 0 | 0 | 0 | 0 | 0 | 723.9572 | 0 | 0 | 0 | 0 | 0 | 0 | 0 | 1178.7716 | 0 | 0 | 0 | 0 | 0 | 0 | 0 | 0 | 1093.7689 | 0 | 0 | 0 | 0.0042 | 0 | 0.00057666 | 0.00057666 | 733.2537 | 0 | 0 | 0 | 0.0042 | 0 | 0.00057666 | 0.00057666 | 1118.3167 | 0 | 0 | 0 | 0.0042 | 0 | 0 | 0.00057666 | 0.00057666 | 1047.9026
04/17 18:00:00 | 69.08 | 20.6 | 0% | 1.3992 | 51859.9654 | 1.1045 | 3.9762 | 4.4925 | 4.0432 | 0 | 0 | 0 | 369.7707 | 1.3992 | 51859.9654 | 1.1045 | 4.3075 | 4.8668 | 4.1368 | 0 | 0 | 0 | 361.5429 | 0 | 0 | 0 | 0 | 0 | 0 | 0 | 723.9572 | 0 | 0 | 0 | 0 | 0 | 0 | 0 | 1178.7716 | 0 | 0 | 0 | 0 | 0 | 0 | 0 | 0 | 1093.7689 | 0 | 0 | 0 | 0.0042 | 0 | 0.00057666 | 0.00057666 | 733.2543 | 0 | 0 | 0 | 0.0042 | 0 | 0.00057666 | 0.00057666 | 1118.3173 | 0 | 0 | 0 | 0.0042 | 0 | 0 | 0.00057666 | 0.00057666 | 1047.9032
04/17 19:00:00 | 69.08 | 20.6 | 0% | 1.3992 | 51859.9654 | 1.1045 | 3.9762 | 4.4925 | 4.0432 | 0 | 0 | 0 | 369.7707 | 1.3992 | 51859.9654 | 1.1045 | 4.3075 | 4.8668 | 4.1368 | 0 | 0 | 0 | 361.5429 | 0 | 0 | 0 | 0 | 0 | 0 | 0 | 723.9572 | 0 | 0 | 0 | 0 | 0 | 0 | 0 | 1178.7716 | 0 | 0 | 0 | 0 | 0 | 0 | 0 | 0 | 1093.7689 | 0 | 0 | 0 | 0.0042 | 0 | 0.00057666 | 0.00057666 | 733.2549 | 0 | 0 | 0 | 0.0042 | 0 | 0.00057666 | 0.00057666 | 1118.3178 | 0 | 0 | 0 | 0.0042 | 0 | 0 | 0.00057666 | 0.00057666 | 1047.9038
04/17 20:00:00 | 60.08 | 15.6 | 0% | 1.238 | 45882.914 | 1.1264 | 4.0549 | 4.249 | 3.8241 | 0 | 0 | 0 | 369.7707 | 1.238 | 45882.914 | 1.1264 | 4.3928 | 4.603 | 3.9126 | 0 | 0 | 0 | 361.5429 | 0 | 0 | 0 | 0 | 0 | 0 | 0 | 723.9572 | 0 | 0 | 0 | 0 | 0 | 0 | 0 | 1178.7716 | 0 | 0 | 0 | 0 | 0 | 0 | 0 | 0 | 1093.7689 | 0 | 0 | 0 | 0.0042 | 0 | 0.00057666 | 0.00057666 | 733.2554 | 0 | 0 | 0 | 0.0042 | 0 | 0.00057666 | 0.00057666 | 1118.3184 | 0 | 0 | 0 | 0.0042 | 0 | 0 | 0.00057666 | 0.00057666 | 1047.9043
04/17 21:00:00 | 57.02 | 13.9 | 0% | 1.1853 | 43931.5522 | 1.1231 | 4.0433 | 4.1622 | 3.746 | 0 | 0 | 0 | 369.7707 | 1.1853 | 43931.5522 | 1.1231 | 4.3802 | 4.5091 | 3.8327 | 0 | 0 | 0 | 361.5429 | 0 | 0 | 0 | 0 | 0 | 0 | 0 | 723.9572 | 0 | 0 | 0 | 0 | 0 | 0 | 0 | 1178.7716 | 0 | 0 | 0 | 0 | 0 | 0 | 0 | 0 | 1093.7689 | 0 | 0 | 0 | 0.0042 | 0 | 0.00057666 | 0.00057666 | 733.256 | 0 | 0 | 0 | 0.0042 | 0 | 0.00057666 | 0.00057666 | 1118.319 | 0 | 0 | 0 | 0.0042 | 0 | 0 | 0.00057666 | 0.00057666 | 1047.9049
04/17 22:00:00 | 53.96 | 12.2 | 0% | 1.1338 | 42021.2114 | 1.1146 | 4.0124 | 4.0724 | 3.6652 | 0 | 0 | 0 | 369.7707 | 1.1338 | 42021.2114 | 1.1146 | 4.3467 | 4.4118 | 3.75 | 0 | 0 | 0 | 361.5429 | 0 | 0 | 0 | 0 | 0 | 0 | 0 | 723.9572 | 0 | 0 | 0 | 0 | 0 | 0 | 0 | 1178.7716 | 0 | 0 | 0 | 0 | 0 | 0 | 0 | 0 | 1093.7689 | 0 | 0 | 0 | 0.0042 | 0 | 0.00057666 | 0.00057666 | 733.2566 | 0 | 0 | 0 | 0.0042 | 0 | 0.00057666 | 0.00057666 | 1118.3196 | 0 | 0 | 0 | 0.0042 | 0 | 0 | 0.00057666 | 0.00057666 | 1047.9055
04/17 23:00:00 | 51.98 | 11.1 | 4.485% | 1.101 | 40806.9675 | 1.1062 | 3.9825 | 4.0124 | 3.6112 | 0.040732 | 0.1349 | 0.018522 | 369.7893 | 1.101 | 40806.9675 | 1.1062 | 4.3143 | 4.3468 | 3.6948 | 0.040732 | 0.13185 | 0.018103 | 361.561 | 1662.131 | 0.044845 | 2052.0136 | 0.01025 | 0.039834 | 0.0014073 | 0.041242 | 723.9985 | 1662.131 | 0.044845 | 2052.0136 | 0.01025 | 0.065744 | 0.0014073 | 0.067151 | 1178.8388 | 1662.131 | 0.044845 | 2139.1647 | 0.01025 | 0.0048436 | 0.060236 | 0.0020723 | 0.062309 | 1093.8312 | 1662.131 | 0.044845 | 2147.456 | 0.0042 | 0.041687 | 0.00057666 | 0.042264 | 733.2989 | 1662.131 | 0.044845 | 1985.8196 | 0.0042 | 0.063623 | 0.00057666 | 0.0642 | 1118.3838 | 1662.131 | 0.044845 | 2093.364 | 0.0042 | 0.0048436 | 0.058947 | 0.0012417 | 0.060188 | 1047.9657
04/17 24:00:00 | 50 | 10 | 14.01% | 1.0687 | 39609.8985 | 1.0959 | 3.9451 | 3.9508 | 3.5557 | 0.13109 | 0.428 | 0.058764 | 369.848 | 1.0687 | 39609.8985 | 1.0959 | 4.2739 | 4.28 | 3.638 | 0.041963 | 0.1339 | 0.018385 | 361.5793 | 5192.5279 | 0.1401 | 6410.5283 | 0.032021 | 0.12444 | 0.0043964 | 0.12884 | 724.1273 | 5192.5279 | 0.1401 | 6410.5283 | 0.032021 | 0.20538 | 0.0043964 | 0.20978 | 1179.0485 | 5192.5279 | 0.1401 | 6682.7901 | 0.032021 | 0.015131 | 0.18818 | 0.006474 | 0.19465 | 1094.0259 | 5192.5279 | 0.1401 | 6708.6924 | 0.0042 | 0.13023 | 0.00057666 | 0.13081 | 733.4297 | 5192.5279 | 0.1401 | 6203.7371 | 0.0042 | 0.19876 | 0.00057666 | 0.19934 | 1118.5831 | 5192.5279 | 0.1401 | 6539.7077 | 0.0042 | 0.015131 | 0.18415 | 0.0026542 | 0.1868 | 1048.1525
04/18 01:00:00 | 50 | 10 | 21.91% | 1.0687 | 39609.8985 | 1.0959 | 3.9451 | 3.9508 | 3.5557 | 0.205 | 0.66929 | 0.091894 | 369.9399 | 1.0687 | 39609.8985 | 1.0959 | 4.2739 | 4.28 | 3.638 | 0.205 | 0.65415 | 0.089815 | 361.6692 | 8119.9061 | 0.21908 | 10024.5755 | 0.050073 | 0.1946 | 0.006875 | 0.20148 | 724.3288 | 8119.9061 | 0.21908 | 10024.5755 | 0.050073 | 0.32117 | 0.006875 | 0.32805 | 1179.3766 | 8119.9061 | 0.21908 | 10450.3296 | 0.050073 | 0.023662 | 0.29427 | 0.010124 | 0.30439 | 1094.3303 | 8119.9061 | 0.21908 | 10490.8348 | 0.0042 | 0.20365 | 0.00057666 | 0.20423 | 733.6339 | 8119.9061 | 0.21908 | 9701.2021 | 0.0042 | 0.31081 | 0.00057666 | 0.31139 | 1118.8945 | 8119.9061 | 0.21908 | 10226.582 | 0.0042 | 0.023662 | 0.28797 | 0.0038254 | 0.29179 | 1048.4443
04/18 02:00:00 | 52.88 | 11.6 | 25.25% | 1.1158 | 41356.7674 | 1.1103 | 3.997 | 4.0399 | 3.6359 | 0.22632 | 0.75448 | 0.10359 | 370.0435 | 1.1158 | 41356.7674 | 1.1103 | 4.3301 | 4.3765 | 3.72 | 0.19634 | 0.63973 | 0.087834 | 361.757 | 9359.7817 | 0.25253 | 11555.286 | 0.057719 | 0.22432 | 0.0079248 | 0.23224 | 724.561 | 9359.7817 | 0.25253 | 11555.286 | 0.057719 | 0.37022 | 0.0079248 | 0.37814 | 1179.7547 | 9359.7817 | 0.25253 | 12046.0511 | 0.057719 | 0.027275 | 0.3392 | 0.01167 | 0.35087 | 1094.6811 | 9359.7817 | 0.25253 | 12092.7412 | 0.0042 | 0.23475 | 0.00057666 | 0.23532 | 733.8692 | 9359.7817 | 0.25253 | 11182.5349 | 0.0042 | 0.35827 | 0.00057666 | 0.35885 | 1119.2533 | 9359.7817 | 0.25253 | 11788.1381 | 0.0042 | 0.027275 | 0.33194 | 0.0043215 | 0.33626 | 1048.7805
04/18 03:00:00 | 51.98 | 11.1 | 27.59% | 1.101 | 40806.9675 | 1.1062 | 3.9825 | 4.0124 | 3.6112 | 0.25063 | 0.83007 | 0.11397 | 370.1575 | 1.101 | 40806.9675 | 1.1062 | 4.3143 | 4.3468 | 3.6948 | 0.25063 | 0.81129 | 0.11139 | 361.8684 | 10227.4719 | 0.27594 | 12626.5085 | 0.063069 | 0.24511 | 0.0086594 | 0.25377 | 724.8148 | 10227.4719 | 0.27594 | 12626.5085 | 0.063069 | 0.40454 | 0.0086594 | 0.4132 | 1180.1679 | 10227.4719 | 0.27594 | 13162.7695 | 0.063069 | 0.029803 | 0.37065 | 0.012751 | 0.3834 | 1095.0645 | 10227.4719 | 0.27594 | 13213.788 | 0.0042 | 0.25651 | 0.00057666 | 0.25709 | 734.1263 | 10227.4719 | 0.27594 | 12219.2018 | 0.0042 | 0.39149 | 0.00057666 | 0.39206 | 1119.6454 | 10227.4719 | 0.27594 | 12880.947 | 0.0042 | 0.029803 | 0.36271 | 0.0046687 | 0.36738 | 1049.1479
04/18 04:00:00 | 50.9 | 10.5 | 30.97% | 1.0833 | 40151.8917 | 1.1008 | 3.963 | 3.979 | 3.5811 | 0.28583 | 0.93928 | 0.12896 | 370.2864 | 1.0833 | 40151.8917 | 1.1008 | 4.2932 | 4.3106 | 3.664 | 0.25472 | 0.8181 | 0.11232 | 361.9807 | 11476.8011 | 0.30965 | 14168.8902 | 0.070774 | 0.27505 | 0.0097172 | 0.28477 | 725.0996 | 11476.8011 | 0.30965 | 14168.8902 | 0.070774 | 0.45395 | 0.0097172 | 0.46367 | 1180.6316 | 11476.8011 | 0.30965 | 14770.6578 | 0.070774 | 0.033444 | 0.41592 | 0.014309 | 0.43023 | 1095.4948 | 11476.8011 | 0.30965 | 14827.9084 | 0.0042 | 0.28784 | 0.00057666 | 0.28842 | 734.4147 | 11476.8011 | 0.30965 | 13711.8293 | 0.0042 | 0.43931 | 0.00057666 | 0.43989 | 1120.0853 | 11476.8011 | 0.30965 | 14454.4094 | 0.0042 | 0.033444 | 0.40702 | 0.0051685 | 0.41219 | 1049.5601
04/18 05:00:00 | 47.48 | 8.6 | 35.03% | 1.0283 | 38111.1959 | 1.0799 | 3.8876 | 3.8699 | 3.4829 | 0.3407 | 1.0926 | 0.15002 | 370.4365 | 1.0283 | 38111.1959 | 1.0799 | 4.2116 | 4.1924 | 3.5635 | 0.3407 | 1.0679 | 0.14663 | 362.1273 | 12984.519 | 0.35033 | 16030.2703 | 0.080071 | 0.31118 | 0.010994 | 0.32218 | 725.4217 | 12984.519 | 0.35033 | 16030.2703 | 0.080071 | 0.51359 | 0.010994 | 0.52458 | 1181.1562 | 12984.519 | 0.35033 | 16711.0926 | 0.080071 | 0.037838 | 0.47057 | 0.016189 | 0.48675 | 1095.9815 | 12984.519 | 0.35033 | 16775.8643 | 0.0042 | 0.32566 | 0.00057666 | 0.32624 | 734.741 | 12984.519 | 0.35033 | 15513.1649 | 0.0042 | 0.49702 | 0.00057666 | 0.4976 | 1120.5829 | 12984.519 | 0.35033 | 16353.2985 | 0.0042 | 0.037838 | 0.46049 | 0.0057718 | 0.46626 | 1050.0264
04/18 06:00:00 | 46.94 | 8.3 | 37.53% | 1.0197 | 37793.6649 | 1.0761 | 3.8739 | 3.8522 | 3.4669 | 0.36803 | 1.1758 | 0.16144 | 370.5979 | 1.0197 | 37793.6649 | 1.0761 | 4.1967 | 4.1732 | 3.5472 | 0.34356 | 1.0728 | 0.1473 | 362.2746 | 13909.1573 | 0.37528 | 17171.7992 | 0.085773 | 0.33334 | 0.011777 | 0.34512 | 725.7669 | 13909.1573 | 0.37528 | 17171.7992 | 0.085773 | 0.55016 | 0.011777 | 0.56194 | 1181.7181 | 13909.1573 | 0.37528 | 17901.1034 | 0.085773 | 0.040532 | 0.50407 | 0.017342 | 0.52142 | 1096.5029 | 13909.1573 | 0.37528 | 17970.4875 | 0.0042 | 0.34885 | 0.00057666 | 0.34943 | 735.0904 | 13909.1573 | 0.37528 | 16617.8702 | 0.0042 | 0.53241 | 0.00057666 | 0.53299 | 1121.1159 | 13909.1573 | 0.37528 | 17517.8304 | 0.0042 | 0.040532 | 0.49328 | 0.0061417 | 0.49942 | 1050.5258
04/18 07:00:00 | 48.2 | 9 | 26.76% | 1.0397 | 38536.5579 | 1.0848 | 3.9051 | 3.8933 | 3.504 | 0.25737 | 0.82959 | 0.1139 | 370.7118 | 1.0397 | 38536.5579 | 1.0848 | 4.2306 | 4.2177 | 3.5851 | 0.25737 | 0.81082 | 0.11133 | 362.386 | 9918.1228 | 0.2676 | 12244.5961 | 0.061162 | 0.2377 | 0.0083975 | 0.24609 | 726.0129 | 9918.1228 | 0.2676 | 12244.5961 | 0.061162 | 0.3923 | 0.0083975 | 0.4007 | 1182.1188 | 9918.1228 | 0.2676 | 12764.6369 | 0.061162 | 0.028902 | 0.35944 | 0.012366 | 0.3718 | 1096.8747 | 9918.1228 | 0.2676 | 12814.1122 | 0.0042 | 0.24875 | 0.00057666 | 0.24933 | 735.3397 | 9918.1228 | 0.2676 | 11849.6091 | 0.0042 | 0.37965 | 0.00057666 | 0.38022 | 1121.4961 | 9918.1228 | 0.2676 | 12491.3386 | 0.0042 | 0.028902 | 0.35174 | 0.0045449 | 0.35629 | 1050.8821
04/18 08:00:00 | 52.7 | 11.5 | 10.13% | 1.1129 | 41246.5236 | 1.1095 | 3.9942 | 4.0344 | 3.631 | 0.091046 | 0.30312 | 0.041619 | 370.7534 | 1.1129 | 41246.5236 | 1.1095 | 4.3271 | 4.3706 | 3.715 | 0.24046 | 0.78246 | 0.10743 | 362.4934 | 3755.3332 | 0.10132 | 4636.2138 | 0.023158 | 0.09 | 0.0031796 | 0.093179 | 726.1061 | 3755.3332 | 0.10132 | 4636.2138 | 0.023158 | 0.14854 | 0.0031796 | 0.15172 | 1182.2705 | 3755.3332 | 0.10132 | 4833.1187 | 0.023158 | 0.010943 | 0.1361 | 0.0046821 | 0.14078 | 1097.0155 | 3755.3332 | 0.10132 | 4851.8517 | 0.0042 | 0.094186 | 0.00057666 | 0.094762 | 735.4345 | 3755.3332 | 0.10132 | 4486.6585 | 0.0042 | 0.14375 | 0.00057666 | 0.14432 | 1121.6404 | 3755.3332 | 0.10132 | 4729.6388 | 0.0042 | 0.010943 | 0.13318 | 0.0020792 | 0.13526 | 1051.0173
04/18 09:00:00 | 64.94 | 18.3 | 0.2862% | 1.3238 | 49066.449 | 1.1202 | 4.0329 | 4.3819 | 3.9437 | 0.0021615 | 0.0078819 | 0.0010822 | 370.7545 | 1.3238 | 49066.449 | 1.1202 | 4.3689 | 4.7471 | 4.035 | 0.0021615 | 0.0077035 | 0.0010577 | 362.4944 | 106.0588 | 0.0028615 | 130.9368 | 0.00065403 | 0.0025418 | 8.9798e-05 | 0.0026316 | 726.1088 | 106.0588 | 0.0028615 | 130.9368 | 0.00065403 | 0.004195 | 8.9798e-05 | 0.0042848 | 1182.2748 | 106.0588 | 0.0028615 | 136.4978 | 0.00065403 | 0.00030906 | 0.0038436 | 0.00013223 | 0.0039759 | 1097.0195 | 106.0588 | 0.0028615 | 137.0269 | 0.0042 | 0.00266 | 0.00057666 | 0.0032367 | 735.4377 | 106.0588 | 0.0028615 | 126.713 | 0.0042 | 0.0040597 | 0.00057666 | 0.0046364 | 1121.6451 | 106.0588 | 0.0028615 | 133.5753 | 0.0042 | 0.00030906 | 0.0037613 | 0.00061909 | 0.0043804 | 1051.0217
04/18 10:00:00 | 68 | 20 | 0% | 1.3794 | 51123.983 | 1.1095 | 3.9942 | 4.4638 | 4.0174 | 0 | 0 | 0 | 370.7545 | 1.3794 | 51123.983 | 1.1095 | 4.327 | 4.8357 | 4.1104 | 0.0020745 | 0.0075623 | 0.0010383 | 362.4955 | 0 | 0 | 0 | 0 | 0 | 0 | 0 | 726.1088 | 0 | 0 | 0 | 0 | 0 | 0 | 0 | 1182.2748 | 0 | 0 | 0 | 0 | 0 | 0 | 0 | 0 | 1097.0195 | 0 | 0 | 0 | 0.0042 | 0 | 0.00057666 | 0.00057666 | 735.4383 | 0 | 0 | 0 | 0.0042 | 0 | 0.00057666 | 0.00057666 | 1121.6456 | 0 | 0 | 0 | 0.0042 | 0 | 0 | 0.00057666 | 0.00057666 | 1051.0223
04/18 11:00:00 | 71.96 | 22.2 | 0% | 1.4528 | 53847.5669 | 1.0882 | 3.9177 | 4.5689 | 4.112 | 0 | 0 | 0 | 370.7545 | 1.4528 | 53847.5669 | 1.0882 | 4.2442 | 4.9496 | 4.2072 | 0 | 0 | 0 | 362.4955 | 0 | 0 | 0 | 0 | 0 | 0 | 0 | 726.1088 | 0 | 0 | 0 | 0 | 0 | 0 | 0 | 1182.2748 | 0 | 0 | 0 | 0 | 0 | 0 | 0 | 0 | 1097.0195 | 0 | 0 | 0 | 0.0042 | 0 | 0.00057666 | 0.00057666 | 735.4389 | 0 | 0 | 0 | 0.0042 | 0 | 0.00057666 | 0.00057666 | 1121.6462 | 0 | 0 | 0 | 0.0042 | 0 | 0 | 0.00057666 | 0.00057666 | 1051.0229
04/18 12:00:00 | 73.04 | 22.8 | 0% | 1.4732 | 54602.2855 | 1.0811 | 3.892 | 4.5976 | 4.1378 | 0 | 0 | 0 | 370.7545 | 1.4732 | 54602.2855 | 1.0811 | 4.2164 | 4.9807 | 4.2336 | 0 | 0 | 0 | 362.4955 | 0 | 0 | 0 | 0 | 0 | 0 | 0 | 726.1088 | 0 | 0 | 0 | 0 | 0 | 0 | 0 | 1182.2748 | 0 | 0 | 0 | 0 | 0 | 0 | 0 | 0 | 1097.0195 | 0 | 0 | 0 | 0.0042 | 0 | 0.00057666 | 0.00057666 | 735.4394 | 0 | 0 | 0 | 0.0042 | 0 | 0.00057666 | 0.00057666 | 1121.6468 | 0 | 0 | 0 | 0.0042 | 0 | 0 | 0.00057666 | 0.00057666 | 1051.0235
04/18 13:00:00 | 73.04 | 22.8 | 0% | 1.4732 | 54602.2855 | 1.0811 | 3.892 | 4.5976 | 4.1378 | 0 | 0 | 0 | 370.7545 | 1.4732 | 54602.2855 | 1.0811 | 4.2164 | 4.9807 | 4.2336 | 0 | 0 | 0 | 362.4955 | 0 | 0 | 0 | 0 | 0 | 0 | 0 | 726.1088 | 0 | 0 | 0 | 0 | 0 | 0 | 0 | 1182.2748 | 0 | 0 | 0 | 0 | 0 | 0 | 0 | 0 | 1097.0195 | 0 | 0 | 0 | 0.0042 | 0 | 0.00057666 | 0.00057666 | 735.44 | 0 | 0 | 0 | 0.0042 | 0 | 0.00057666 | 0.00057666 | 1121.6474 | 0 | 0 | 0 | 0.0042 | 0 | 0 | 0.00057666 | 0.00057666 | 1051.024
04/18 14:00:00 | 75.02 | 23.9 | 0% | 1.5109 | 55999.208 | 1.0667 | 3.8401 | 4.6504 | 4.1853 | 0 | 0 | 0 | 370.7545 | 1.5109 | 55999.208 | 1.0667 | 4.1602 | 5.0379 | 4.2822 | 0 | 0 | 0 | 362.4955 | 0 | 0 | 0 | 0 | 0 | 0 | 0 | 726.1088 | 0 | 0 | 0 | 0 | 0 | 0 | 0 | 1182.2748 | 0 | 0 | 0 | 0 | 0 | 0 | 0 | 0 | 1097.0195 | 0 | 0 | 0 | 0.0042 | 0 | 0.00057666 | 0.00057666 | 735.4406 | 0 | 0 | 0 | 0.0042 | 0 | 0.00057666 | 0.00057666 | 1121.6479 | 0 | 0 | 0 | 0.0042 | 0 | 0 | 0.00057666 | 0.00057666 | 1051.0246
04/18 15:00:00 | 75.02 | 23.9 | 0% | 1.5109 | 55999.208 | 1.0667 | 3.8401 | 4.6504 | 4.1853 | 0 | 0 | 0 | 370.7545 | 1.5109 | 55999.208 | 1.0667 | 4.1602 | 5.0379 | 4.2822 | 0 | 0 | 0 | 362.4955 | 0 | 0 | 0 | 0 | 0 | 0 | 0 | 726.1088 | 0 | 0 | 0 | 0 | 0 | 0 | 0 | 1182.2748 | 0 | 0 | 0 | 0 | 0 | 0 | 0 | 0 | 1097.0195 | 0 | 0 | 0 | 0.0042 | 0 | 0.00057666 | 0.00057666 | 735.4412 | 0 | 0 | 0 | 0.0042 | 0 | 0.00057666 | 0.00057666 | 1121.6485 | 0 | 0 | 0 | 0.0042 | 0 | 0 | 0.00057666 | 0.00057666 | 1051.0252
04/18 16:00:00 | 75.92 | 24.4 | 0% | 1.5282 | 56639.8504 | 1.0596 | 3.8146 | 4.6745 | 4.2071 | 0 | 0 | 0 | 370.7545 | 1.5282 | 56639.8504 | 1.0596 | 4.1325 | 5.0641 | 4.3044 | 0 | 0 | 0 | 362.4955 | 0 | 0 | 0 | 0 | 0 | 0 | 0 | 726.1088 | 0 | 0 | 0 | 0 | 0 | 0 | 0 | 1182.2748 | 0 | 0 | 0 | 0 | 0 | 0 | 0 | 0 | 1097.0195 | 0 | 0 | 0 | 0.0042 | 0 | 0.00057666 | 0.00057666 | 735.4417 | 0 | 0 | 0 | 0.0042 | 0 | 0.00057666 | 0.00057666 | 1121.6491 | 0 | 0 | 0 | 0.0042 | 0 | 0 | 0.00057666 | 0.00057666 | 1051.0258
04/18 17:00:00 | 75.02 | 23.9 | 0% | 1.5109 | 55999.208 | 1.0667 | 3.8401 | 4.6504 | 4.1853 | 0 | 0 | 0 | 370.7545 | 1.5109 | 55999.208 | 1.0667 | 4.1602 | 5.0379 | 4.2822 | 0 | 0 | 0 | 362.4955 | 0 | 0 | 0 | 0 | 0 | 0 | 0 | 726.1088 | 0 | 0 | 0 | 0 | 0 | 0 | 0 | 1182.2748 | 0 | 0 | 0 | 0 | 0 | 0 | 0 | 0 | 1097.0195 | 0 | 0 | 0 | 0.0042 | 0 | 0.00057666 | 0.00057666 | 735.4423 | 0 | 0 | 0 | 0.0042 | 0 | 0.00057666 | 0.00057666 | 1121.6497 | 0 | 0 | 0 | 0.0042 | 0 | 0 | 0.00057666 | 0.00057666 | 1051.0263
04/18 18:00:00 | 71.06 | 21.7 | 0% | 1.436 | 53222.538 | 1.0938 | 3.9376 | 4.545 | 4.0905 | 0 | 0 | 0 | 370.7545 | 1.436 | 53222.538 | 1.0938 | 4.2657 | 4.9237 | 4.1852 | 0 | 0 | 0 | 362.4955 | 0 | 0 | 0 | 0 | 0 | 0 | 0 | 726.1088 | 0 | 0 | 0 | 0 | 0 | 0 | 0 | 1182.2748 | 0 | 0 | 0 | 0 | 0 | 0 | 0 | 0 | 1097.0195 | 0 | 0 | 0 | 0.0042 | 0 | 0.00057666 | 0.00057666 | 735.4429 | 0 | 0 | 0 | 0.0042 | 0 | 0.00057666 | 0.00057666 | 1121.6503 | 0 | 0 | 0 | 0.0042 | 0 | 0 | 0.00057666 | 0.00057666 | 1051.0269
04/18 19:00:00 | 71.06 | 21.7 | 0% | 1.436 | 53222.538 | 1.0938 | 3.9376 | 4.545 | 4.0905 | 0 | 0 | 0 | 370.7545 | 1.436 | 53222.538 | 1.0938 | 4.2657 | 4.9237 | 4.1852 | 0 | 0 | 0 | 362.4955 | 0 | 0 | 0 | 0 | 0 | 0 | 0 | 726.1088 | 0 | 0 | 0 | 0 | 0 | 0 | 0 | 1182.2748 | 0 | 0 | 0 | 0 | 0 | 0 | 0 | 0 | 1097.0195 | 0 | 0 | 0 | 0.0042 | 0 | 0.00057666 | 0.00057666 | 735.4435 | 0 | 0 | 0 | 0.0042 | 0 | 0.00057666 | 0.00057666 | 1121.6508 | 0 | 0 | 0 | 0.0042 | 0 | 0 | 0.00057666 | 0.00057666 | 1051.0275
04/18 20:00:00 | 68.36 | 20.2 | 0% | 1.386 | 51368.7427 | 1.1079 | 3.9884 | 4.4733 | 4.026 | 0 | 0 | 0 | 370.7545 | 1.386 | 51368.7427 | 1.1079 | 4.3208 | 4.8461 | 4.1192 | 0 | 0 | 0 | 362.4955 | 0 | 0 | 0 | 0 | 0 | 0 | 0 | 726.1088 | 0 | 0 | 0 | 0 | 0 | 0 | 0 | 1182.2748 | 0 | 0 | 0 | 0 | 0 | 0 | 0 | 0 | 1097.0195 | 0 | 0 | 0 | 0.0042 | 0 | 0.00057666 | 0.00057666 | 735.4441 | 0 | 0 | 0 | 0.0042 | 0 | 0.00057666 | 0.00057666 | 1121.6514 | 0 | 0 | 0 | 0.0042 | 0 | 0 | 0.00057666 | 0.00057666 | 1051.0281
04/18 21:00:00 | 66.2 | 19 | 0% | 1.3466 | 49908.7009 | 1.1164 | 4.0192 | 4.4158 | 3.9742 | 0 | 0 | 0 | 370.7545 | 1.3466 | 49908.7009 | 1.1164 | 4.3541 | 4.7837 | 4.0662 | 0 | 0 | 0 | 362.4955 | 0 | 0 | 0 | 0 | 0 | 0 | 0 | 726.1088 | 0 | 0 | 0 | 0 | 0 | 0 | 0 | 1182.2748 | 0 | 0 | 0 | 0 | 0 | 0 | 0 | 0 | 1097.0195 | 0 | 0 | 0 | 0.0042 | 0 | 0.00057666 | 0.00057666 | 735.4446 | 0 | 0 | 0 | 0.0042 | 0 | 0.00057666 | 0.00057666 | 1121.652 | 0 | 0 | 0 | 0.0042 | 0 | 0 | 0.00057666 | 0.00057666 | 1051.0287
04/18 22:00:00 | 53.96 | 12.2 | 0% | 1.1338 | 42021.2114 | 1.1146 | 4.0124 | 4.0724 | 3.6652 | 0 | 0 | 0 | 370.7545 | 1.1338 | 42021.2114 | 1.1146 | 4.3467 | 4.4118 | 3.75 | 0 | 0 | 0 | 362.4955 | 0 | 0 | 0 | 0 | 0 | 0 | 0 | 726.1088 | 0 | 0 | 0 | 0 | 0 | 0 | 0 | 1182.2748 | 0 | 0 | 0 | 0 | 0 | 0 | 0 | 0 | 1097.0195 | 0 | 0 | 0 | 0.0042 | 0 | 0.00057666 | 0.00057666 | 735.4452 | 0 | 0 | 0 | 0.0042 | 0 | 0.00057666 | 0.00057666 | 1121.6526 | 0 | 0 | 0 | 0.0042 | 0 | 0 | 0.00057666 | 0.00057666 | 1051.0292
04/18 23:00:00 | 59.36 | 15.2 | 0% | 1.2255 | 45420.0796 | 1.1261 | 4.0539 | 4.2288 | 3.8059 | 0 | 0 | 0 | 370.7545 | 1.2255 | 45420.0796 | 1.1261 | 4.3917 | 4.5812 | 3.894 | 0 | 0 | 0 | 362.4955 | 0 | 0 | 0 | 0 | 0 | 0 | 0 | 726.1088 | 0 | 0 | 0 | 0 | 0 | 0 | 0 | 1182.2748 | 0 | 0 | 0 | 0 | 0 | 0 | 0 | 0 | 1097.0195 | 0 | 0 | 0 | 0.0042 | 0 | 0.00057666 | 0.00057666 | 735.4458 | 0 | 0 | 0 | 0.0042 | 0 | 0.00057666 | 0.00057666 | 1121.6531 | 0 | 0 | 0 | 0.0042 | 0 | 0 | 0.00057666 | 0.00057666 | 1051.0298
04/18 24:00:00 | 50 | 10 | 6.042% | 1.0687 | 39609.8985 | 1.0959 | 3.9451 | 3.9508 | 3.5557 | 0.056538 | 0.18459 | 0.025344 | 370.7799 | 1.0687 | 39609.8985 | 1.0959 | 4.2739 | 4.28 | 3.638 | 0 | 0 | 0 | 362.4955 | 2239.472 | 0.060423 | 2764.7802 | 0.01381 | 0.053671 | 0.0018961 | 0.055567 | 726.1643 | 2239.472 | 0.060423 | 2764.7802 | 0.01381 | 0.08858 | 0.0018961 | 0.090476 | 1182.3653 | 2239.472 | 0.060423 | 2882.2033 | 0.01381 | 0.006526 | 0.08116 | 0.0027921 | 0.083952 | 1097.1034 | 2239.472 | 0.060423 | 2893.3746 | 0.0042 | 0.056167 | 0.00057666 | 0.056744 | 735.5025 | 2239.472 | 0.060423 | 2675.5938 | 0.0042 | 0.085722 | 0.00057666 | 0.086299 | 1121.7394 | 2239.472 | 0.060423 | 2820.4937 | 0.0042 | 0.006526 | 0.079422 | 0.0014727 | 0.080895 | 1051.1107
04/19 01:00:00 | 50 | 10 | 17.92% | 1.0687 | 39609.8985 | 1.0959 | 3.9451 | 3.9508 | 3.5557 | 0.16764 | 0.54731 | 0.075146 | 370.855 | 1.0687 | 39609.8985 | 1.0959 | 4.2739 | 4.28 | 3.638 | 0.16764 | 0.53493 | 0.073446 | 362.5689 | 6640.0559 | 0.17915 | 8197.5999 | 0.040947 | 0.15913 | 0.005622 | 0.16476 | 726.3291 | 6640.0559 | 0.17915 | 8197.5999 | 0.040947 | 0.26264 | 0.005622 | 0.26826 | 1182.6336 | 6640.0559 | 0.17915 | 8545.7605 | 0.040947 | 0.01935 | 0.24064 | 0.0082787 | 0.24892 | 1097.3524 | 6640.0559 | 0.17915 | 8578.8836 | 0.0042 | 0.16654 | 0.00057666 | 0.16711 | 735.6696 | 6640.0559 | 0.17915 | 7933.1612 | 0.0042 | 0.25417 | 0.00057666 | 0.25474 | 1121.9942 | 6640.0559 | 0.17915 | 8362.7908 | 0.0042 | 0.01935 | 0.23549 | 0.0032334 | 0.23872 | 1051.3494
04/19 02:00:00 | 53.06 | 11.7 | 22.14% | 1.1188 | 41467.1533 | 1.111 | 3.9997 | 4.0453 | 3.6408 | 0.19788 | 0.66053 | 0.090691 | 370.9457 | 1.1188 | 41467.1533 | 1.111 | 4.333 | 4.3824 | 3.7251 | 0.16013 | 0.52243 | 0.07173 | 362.6407 | 8205.4021 | 0.22139 | 10130.1261 | 0.0506 | 0.19665 | 0.0069474 | 0.2036 | 726.5327 | 8205.4021 | 0.22139 | 10130.1261 | 0.0506 | 0.32456 | 0.0069474 | 0.3315 | 1182.9651 | 8205.4021 | 0.22139 | 10560.3631 | 0.0506 | 0.023911 | 0.29737 | 0.01023 | 0.3076 | 1097.66 | 8205.4021 | 0.22139 | 10601.2948 | 0.0042 | 0.2058 | 0.00057666 | 0.20637 | 735.876 | 8205.4021 | 0.22139 | 9803.3478 | 0.0042 | 0.31409 | 0.00057666 | 0.31466 | 1122.3088 | 8205.4021 | 0.22139 | 10334.2596 | 0.0042 | 0.023911 | 0.291 | 0.0038596 | 0.29486 | 1051.6443
04/19 03:00:00 | 53.42 | 11.9 | 24.42% | 1.1248 | 41688.3507 | 1.1125 | 4.005 | 4.0562 | 3.6506 | 0.21712 | 0.7267 | 0.099776 | 371.0455 | 1.1248 | 41688.3507 | 1.1125 | 4.3387 | 4.3942 | 3.7351 | 0.21712 | 0.71026 | 0.097518 | 362.7382 | 9051.5822 | 0.24422 | 11174.7928 | 0.055818 | 0.21693 | 0.0076638 | 0.22459 | 726.7573 | 9051.5822 | 0.24422 | 11174.7928 | 0.055818 | 0.35803 | 0.0076638 | 0.36569 | 1183.3307 | 9051.5822 | 0.24422 | 11649.3979 | 0.055818 | 0.026377 | 0.32803 | 0.011285 | 0.33932 | 1097.9993 | 9051.5822 | 0.24422 | 11694.5506 | 0.0042 | 0.22702 | 0.00057666 | 0.2276 | 736.1036 | 9051.5822 | 0.24422 | 10814.3156 | 0.0042 | 0.34648 | 0.00057666 | 0.34705 | 1122.6559 | 9051.5822 | 0.24422 | 11399.9775 | 0.0042 | 0.026377 | 0.32101 | 0.0041982 | 0.32521 | 1051.9695
04/19 04:00:00 | 52.52 | 11.4 | 27.56% | 1.1099 | 41136.4217 | 1.1087 | 3.9914 | 4.0289 | 3.626 | 0.24832 | 0.82565 | 0.11336 | 371.1588 | 1.1099 | 41136.4217 | 1.1087 | 4.324 | 4.3647 | 3.71 | 0.22004 | 0.71507 | 0.098178 | 362.8364 | 10214.892 | 0.27561 | 12610.9778 | 0.062992 | 0.24481 | 0.0086488 | 0.25346 | 727.0107 | 10214.892 | 0.27561 | 12610.9778 | 0.062992 | 0.40404 | 0.0086488 | 0.41269 | 1183.7434 | 10214.892 | 0.27561 | 13146.5791 | 0.062992 | 0.029767 | 0.37019 | 0.012736 | 0.38293 | 1098.3822 | 10214.892 | 0.27561 | 13197.5349 | 0.0042 | 0.25619 | 0.00057666 | 0.25677 | 736.3604 | 10214.892 | 0.27561 | 12204.172 | 0.0042 | 0.39101 | 0.00057666 | 0.39158 | 1123.0475 | 10214.892 | 0.27561 | 12865.1032 | 0.0042 | 0.029767 | 0.36227 | 0.0046636 | 0.36693 | 1052.3364
04/19 05:00:00 | 50.36 | 10.2 | 30.93% | 1.0745 | 39826.27 | 1.0979 | 3.9524 | 3.9621 | 3.5659 | 0.28786 | 0.94228 | 0.12937 | 371.2882 | 1.0745 | 39826.27 | 1.0979 | 4.2818 | 4.2923 | 3.6484 | 0.28786 | 0.92096 | 0.12645 | 362.9628 | 11464.5365 | 0.30932 | 14153.7488 | 0.070698 | 0.27476 | 0.0097068 | 0.28446 | 727.2952 | 11464.5365 | 0.30932 | 14153.7488 | 0.070698 | 0.45347 | 0.0097068 | 0.46317 | 1184.2066 | 11464.5365 | 0.30932 | 14754.8733 | 0.070698 | 0.033408 | 0.41548 | 0.014294 | 0.42977 | 1098.812 | 11464.5365 | 0.30932 | 14812.0627 | 0.0042 | 0.28754 | 0.00057666 | 0.28811 | 736.6485 | 11464.5365 | 0.30932 | 13697.1762 | 0.0042 | 0.43884 | 0.00057666 | 0.43942 | 1123.4869 | 11464.5365 | 0.30932 | 14438.9629 | 0.0042 | 0.033408 | 0.40658 | 0.0051636 | 0.41175 | 1052.7482
04/19 06:00:00 | 44.96 | 7.2 | 35.91% | 0.98858 | 36640.3138 | 1.0611 | 3.8198 | 3.7861 | 3.4075 | 0.3632 | 1.1446 | 0.15716 | 371.4454 | 0.98858 | 36640.3138 | 1.0611 | 4.1381 | 4.1016 | 3.4863 | 0.31289 | 0.96378 | 0.13233 | 363.0951 | 13307.6935 | 0.35905 | 16429.2512 | 0.082064 | 0.31893 | 0.011267 | 0.3302 | 727.6254 | 13307.6935 | 0.35905 | 16429.2512 | 0.082064 | 0.52637 | 0.011267 | 0.53764 | 1184.7442 | 13307.6935 | 0.35905 | 17127.0186 | 0.082064 | 0.038779 | 0.48228 | 0.016592 | 0.49887 | 1099.3109 | 13307.6935 | 0.35905 | 17193.4024 | 0.0042 | 0.33376 | 0.00057666 | 0.33434 | 736.9828 | 13307.6935 | 0.35905 | 15899.2754 | 0.0042 | 0.50939 | 0.00057666 | 0.50997 | 1123.9969 | 13307.6935 | 0.35905 | 16760.3193 | 0.0042 | 0.038779 | 0.47195 | 0.0059011 | 0.47785 | 1053.226
04/19 07:00:00 | 44.96 | 7.2 | 27.21% | 0.98858 | 36640.3138 | 1.0611 | 3.8198 | 3.7861 | 3.4075 | 0.27522 | 0.86738 | 0.11909 | 371.5644 | 0.98858 | 36640.3138 | 1.0611 | 4.1381 | 4.1016 | 3.4863 | 0.27522 | 0.84775 | 0.1164 | 363.2115 | 10084.3012 | 0.27208 | 12449.7546 | 0.062187 | 0.24168 | 0.0085382 | 0.25022 | 727.8756 | 10084.3012 | 0.27208 | 12449.7546 | 0.062187 | 0.39887 | 0.0085382 | 0.40741 | 1185.1517 | 10084.3012 | 0.27208 | 12978.5087 | 0.062187 | 0.029386 | 0.36546 | 0.012573 | 0.37803 | 1099.6889 | 10084.3012 | 0.27208 | 13028.813 | 0.0042 | 0.25292 | 0.00057666 | 0.2535 | 737.2363 | 10084.3012 | 0.27208 | 12048.1496 | 0.0042 | 0.38601 | 0.00057666 | 0.38658 | 1124.3834 | 10084.3012 | 0.27208 | 12700.6313 | 0.0042 | 0.029386 | 0.35764 | 0.0046114 | 0.36225 | 1053.5883
04/19 08:00:00 | 53.42 | 11.9 | 9.843% | 1.1248 | 41688.3507 | 1.1125 | 4.005 | 4.0562 | 3.6506 | 0.087509 | 0.29289 | 0.040213 | 371.6047 | 1.1248 | 41688.3507 | 1.1125 | 4.3387 | 4.3942 | 3.7351 | 0.2419 | 0.79129 | 0.10864 | 363.3202 | 3648.108 | 0.098429 | 4503.8371 | 0.022497 | 0.08743 | 0.0030888 | 0.090519 | 727.9661 | 3648.108 | 0.098429 | 4503.8371 | 0.022497 | 0.1443 | 0.0030888 | 0.14739 | 1185.299 | 3648.108 | 0.098429 | 4695.1197 | 0.022497 | 0.010631 | 0.13221 | 0.0045484 | 0.13676 | 1099.8256 | 3648.108 | 0.098429 | 4713.3179 | 0.0042 | 0.091496 | 0.00057666 | 0.092073 | 737.3284 | 3648.108 | 0.098429 | 4358.552 | 0.0042 | 0.13964 | 0.00057666 | 0.14022 | 1124.5237 | 3648.108 | 0.098429 | 4594.5945 | 0.0042 | 0.010631 | 0.12938 | 0.0020363 | 0.13141 | 1053.7197
04/19 09:00:00 | 66.92 | 19.4 | 0% | 1.3596 | 50393.1104 | 1.1139 | 4.01 | 4.435 | 3.9915 | 0 | 0 | 0 | 371.6047 | 1.3596 | 50393.1104 | 1.1139 | 4.3441 | 4.8046 | 4.0839 | 0 | 0 | 0 | 363.3202 | 0 | 0 | 0 | 0 | 0 | 0 | 0 | 727.9661 | 0 | 0 | 0 | 0 | 0 | 0 | 0 | 1185.299 | 0 | 0 | 0 | 0 | 0 | 0 | 0 | 0 | 1099.8256 | 0 | 0 | 0 | 0.0042 | 0 | 0.00057666 | 0.00057666 | 737.329 | 0 | 0 | 0 | 0.0042 | 0 | 0.00057666 | 0.00057666 | 1124.5242 | 0 | 0 | 0 | 0.0042 | 0 | 0 | 0.00057666 | 0.00057666 | 1053.7203
04/19 10:00:00 | 71.96 | 22.2 | 0% | 1.4528 | 53847.5669 | 1.0882 | 3.9177 | 4.5689 | 4.112 | 0 | 0 | 0 | 371.6047 | 1.4528 | 53847.5669 | 1.0882 | 4.2442 | 4.9496 | 4.2072 | 0 | 0 | 0 | 363.3202 | 0 | 0 | 0 | 0 | 0 | 0 | 0 | 727.9661 | 0 | 0 | 0 | 0 | 0 | 0 | 0 | 1185.299 | 0 | 0 | 0 | 0 | 0 | 0 | 0 | 0 | 1099.8256 | 0 | 0 | 0 | 0.0042 | 0 | 0.00057666 | 0.00057666 | 737.3296 | 0 | 0 | 0 | 0.0042 | 0 | 0.00057666 | 0.00057666 | 1124.5248 | 0 | 0 | 0 | 0.0042 | 0 | 0 | 0.00057666 | 0.00057666 | 1053.7208
04/19 11:00:00 | 73.94 | 23.3 | 0% | 1.4903 | 55235.1212 | 1.0748 | 3.8692 | 4.6215 | 4.1594 | 0 | 0 | 0 | 371.6047 | 1.4903 | 55235.1212 | 1.0748 | 4.1916 | 5.0067 | 4.2557 | 0 | 0 | 0 | 363.3202 | 0 | 0 | 0 | 0 | 0 | 0 | 0 | 727.9661 | 0 | 0 | 0 | 0 | 0 | 0 | 0 | 1185.299 | 0 | 0 | 0 | 0 | 0 | 0 | 0 | 0 | 1099.8256 | 0 | 0 | 0 | 0.0042 | 0 | 0.00057666 | 0.00057666 | 737.3301 | 0 | 0 | 0 | 0.0042 | 0 | 0.00057666 | 0.00057666 | 1124.5254 | 0 | 0 | 0 | 0.0042 | 0 | 0 | 0.00057666 | 0.00057666 | 1053.7214
04/19 12:00:00 | 75.92 | 24.4 | 0% | 1.5282 | 56639.8504 | 1.0596 | 3.8146 | 4.6745 | 4.2071 | 0 | 0 | 0 | 371.6047 | 1.5282 | 56639.8504 | 1.0596 | 4.1325 | 5.0641 | 4.3044 | 0 | 0 | 0 | 363.3202 | 0 | 0 | 0 | 0 | 0 | 0 | 0 | 727.9661 | 0 | 0 | 0 | 0 | 0 | 0 | 0 | 1185.299 | 0 | 0 | 0 | 0 | 0 | 0 | 0 | 0 | 1099.8256 | 0 | 0 | 0 | 0.0042 | 0 | 0.00057666 | 0.00057666 | 737.3307 | 0 | 0 | 0 | 0.0042 | 0 | 0.00057666 | 0.00057666 | 1124.526 | 0 | 0 | 0 | 0.0042 | 0 | 0 | 0.00057666 | 0.00057666 | 1053.722
04/19 13:00:00 | 75.92 | 24.4 | 0% | 1.5282 | 56639.8504 | 1.0596 | 3.8146 | 4.6745 | 4.2071 | 0 | 0 | 0 | 371.6047 | 1.5282 | 56639.8504 | 1.0596 | 4.1325 | 5.0641 | 4.3044 | 0 | 0 | 0 | 363.3202 | 0 | 0 | 0 | 0 | 0 | 0 | 0 | 727.9661 | 0 | 0 | 0 | 0 | 0 | 0 | 0 | 1185.299 | 0 | 0 | 0 | 0 | 0 | 0 | 0 | 0 | 1099.8256 | 0 | 0 | 0 | 0.0042 | 0 | 0.00057666 | 0.00057666 | 737.3313 | 0 | 0 | 0 | 0.0042 | 0 | 0.00057666 | 0.00057666 | 1124.5265 | 0 | 0 | 0 | 0.0042 | 0 | 0 | 0.00057666 | 0.00057666 | 1053.7226
04/19 14:00:00 | 80.96 | 27.2 | 0% | 1.6267 | 60293.0247 | 1.0144 | 3.6518 | 4.8119 | 4.3307 | 0 | 0 | 0 | 371.6047 | 1.6267 | 60293.0247 | 1.0144 | 3.9561 | 5.2129 | 4.4309 | 0 | 0 | 0 | 363.3202 | 0 | 0 | 0 | 0 | 0 | 0 | 0 | 727.9661 | 0 | 0 | 0 | 0 | 0 | 0 | 0 | 1185.299 | 0 | 0 | 0 | 0 | 0 | 0 | 0 | 0 | 1099.8256 | 0 | 0 | 0 | 0.0042 | 0 | 0.00057666 | 0.00057666 | 737.3319 | 0 | 0 | 0 | 0.0042 | 0 | 0.00057666 | 0.00057666 | 1124.5271 | 0 | 0 | 0 | 0.0042 | 0 | 0 | 0.00057666 | 0.00057666 | 1053.7231
04/19 15:00:00 | 82.04 | 27.8 | 0% | 1.6483 | 61090.3258 | 1.0036 | 3.6131 | 4.8419 | 4.3578 | 0 | 0 | 0 | 371.6047 | 1.6483 | 61090.3258 | 1.0036 | 3.9142 | 5.2454 | 4.4586 | 0 | 0 | 0 | 363.3202 | 0 | 0 | 0 | 0 | 0 | 0 | 0 | 727.9661 | 0 | 0 | 0 | 0 | 0 | 0 | 0 | 1185.299 | 0 | 0 | 0 | 0 | 0 | 0 | 0 | 0 | 1099.8256 | 0 | 0 | 0 | 0.0042 | 0 | 0.00057666 | 0.00057666 | 737.3324 | 0 | 0 | 0 | 0.0042 | 0 | 0.00057666 | 0.00057666 | 1124.5277 | 0 | 0 | 0 | 0.0042 | 0 | 0 | 0.00057666 | 0.00057666 | 1053.7237
04/19 16:00:00 | 82.04 | 27.8 | 0% | 1.6483 | 61090.3258 | 1.0036 | 3.6131 | 4.8419 | 4.3578 | 0 | 0 | 0 | 371.6047 | 1.6483 | 61090.3258 | 1.0036 | 3.9142 | 5.2454 | 4.4586 | 0 | 0 | 0 | 363.3202 | 0 | 0 | 0 | 0 | 0 | 0 | 0 | 727.9661 | 0 | 0 | 0 | 0 | 0 | 0 | 0 | 1185.299 | 0 | 0 | 0 | 0 | 0 | 0 | 0 | 0 | 1099.8256 | 0 | 0 | 0 | 0.0042 | 0 | 0.00057666 | 0.00057666 | 737.333 | 0 | 0 | 0 | 0.0042 | 0 | 0.00057666 | 0.00057666 | 1124.5283 | 0 | 0 | 0 | 0.0042 | 0 | 0 | 0.00057666 | 0.00057666 | 1053.7243
04/19 17:00:00 | 80.06 | 26.7 | 0% | 1.6089 | 59632.5105 | 1.0231 | 3.6831 | 4.787 | 4.3083 | 0 | 0 | 0 | 371.6047 | 1.6089 | 59632.5105 | 1.0231 | 3.99 | 5.1859 | 4.408 | 0 | 0 | 0 | 363.3202 | 0 | 0 | 0 | 0 | 0 | 0 | 0 | 727.9661 | 0 | 0 | 0 | 0 | 0 | 0 | 0 | 1185.299 | 0 | 0 | 0 | 0 | 0 | 0 | 0 | 0 | 1099.8256 | 0 | 0 | 0 | 0.0042 | 0 | 0.00057666 | 0.00057666 | 737.3336 | 0 | 0 | 0 | 0.0042 | 0 | 0.00057666 | 0.00057666 | 1124.5289 | 0 | 0 | 0 | 0.0042 | 0 | 0 | 0.00057666 | 0.00057666 | 1053.7249
04/19 18:00:00 | 73.04 | 22.8 | 0% | 1.4732 | 54602.2855 | 1.0811 | 3.892 | 4.5976 | 4.1378 | 0 | 0 | 0 | 371.6047 | 1.4732 | 54602.2855 | 1.0811 | 4.2164 | 4.9807 | 4.2336 | 0 | 0 | 0 | 363.3202 | 0 | 0 | 0 | 0 | 0 | 0 | 0 | 727.9661 | 0 | 0 | 0 | 0 | 0 | 0 | 0 | 1185.299 | 0 | 0 | 0 | 0 | 0 | 0 | 0 | 0 | 1099.8256 | 0 | 0 | 0 | 0.0042 | 0 | 0.00057666 | 0.00057666 | 737.3342 | 0 | 0 | 0 | 0.0042 | 0 | 0.00057666 | 0.00057666 | 1124.5294 | 0 | 0 | 0 | 0.0042 | 0 | 0 | 0.00057666 | 0.00057666 | 1053.7254
04/19 19:00:00 | 73.04 | 22.8 | 0% | 1.4732 | 54602.2855 | 1.0811 | 3.892 | 4.5976 | 4.1378 | 0 | 0 | 0 | 371.6047 | 1.4732 | 54602.2855 | 1.0811 | 4.2164 | 4.9807 | 4.2336 | 0 | 0 | 0 | 363.3202 | 0 | 0 | 0 | 0 | 0 | 0 | 0 | 727.9661 | 0 | 0 | 0 | 0 | 0 | 0 | 0 | 1185.299 | 0 | 0 | 0 | 0 | 0 | 0 | 0 | 0 | 1099.8256 | 0 | 0 | 0 | 0.0042 | 0 | 0.00057666 | 0.00057666 | 737.3347 | 0 | 0 | 0 | 0.0042 | 0 | 0.00057666 | 0.00057666 | 1124.53 | 0 | 0 | 0 | 0.0042 | 0 | 0 | 0.00057666 | 0.00057666 | 1053.726
04/19 20:00:00 | 71.24 | 21.8 | 0% | 1.4393 | 53347.2599 | 1.0927 | 3.9337 | 4.5498 | 4.0948 | 0 | 0 | 0 | 371.6047 | 1.4393 | 53347.2599 | 1.0927 | 4.2615 | 4.9289 | 4.1896 | 0 | 0 | 0 | 363.3202 | 0 | 0 | 0 | 0 | 0 | 0 | 0 | 727.9661 | 0 | 0 | 0 | 0 | 0 | 0 | 0 | 1185.299 | 0 | 0 | 0 | 0 | 0 | 0 | 0 | 0 | 1099.8256 | 0 | 0 | 0 | 0.0042 | 0 | 0.00057666 | 0.00057666 | 737.3353 | 0 | 0 | 0 | 0.0042 | 0 | 0.00057666 | 0.00057666 | 1124.5306 | 0 | 0 | 0 | 0.0042 | 0 | 0 | 0.00057666 | 0.00057666 | 1053.7266
04/19 21:00:00 | 66.74 | 19.3 | 0% | 1.3564 | 50271.7951 | 1.1145 | 4.0124 | 4.4302 | 3.9872 | 0 | 0 | 0 | 371.6047 | 1.3564 | 50271.7951 | 1.1145 | 4.3467 | 4.7994 | 4.0795 | 0 | 0 | 0 | 363.3202 | 0 | 0 | 0 | 0 | 0 | 0 | 0 | 727.9661 | 0 | 0 | 0 | 0 | 0 | 0 | 0 | 1185.299 | 0 | 0 | 0 | 0 | 0 | 0 | 0 | 0 | 1099.8256 | 0 | 0 | 0 | 0.0042 | 0 | 0.00057666 | 0.00057666 | 737.3359 | 0 | 0 | 0 | 0.0042 | 0 | 0.00057666 | 0.00057666 | 1124.5312 | 0 | 0 | 0 | 0.0042 | 0 | 0 | 0.00057666 | 0.00057666 | 1053.7272
04/19 22:00:00 | 55.94 | 13.3 | 0% | 1.167 | 43252.6302 | 1.1207 | 4.0346 | 4.1309 | 3.7178 | 0 | 0 | 0 | 371.6047 | 1.167 | 43252.6302 | 1.1207 | 4.3708 | 4.4751 | 3.8039 | 0 | 0 | 0 | 363.3202 | 0 | 0 | 0 | 0 | 0 | 0 | 0 | 727.9661 | 0 | 0 | 0 | 0 | 0 | 0 | 0 | 1185.299 | 0 | 0 | 0 | 0 | 0 | 0 | 0 | 0 | 1099.8256 | 0 | 0 | 0 | 0.0042 | 0 | 0.00057666 | 0.00057666 | 737.3365 | 0 | 0 | 0 | 0.0042 | 0 | 0.00057666 | 0.00057666 | 1124.5317 | 0 | 0 | 0 | 0.0042 | 0 | 0 | 0.00057666 | 0.00057666 | 1053.7278
04/19 23:00:00 | 53.96 | 12.2 | 0% | 1.1338 | 42021.2114 | 1.1146 | 4.0124 | 4.0724 | 3.6652 | 0 | 0 | 0 | 371.6047 | 1.1338 | 42021.2114 | 1.1146 | 4.3467 | 4.4118 | 3.75 | 0 | 0 | 0 | 363.3202 | 0 | 0 | 0 | 0 | 0 | 0 | 0 | 727.9661 | 0 | 0 | 0 | 0 | 0 | 0 | 0 | 1185.299 | 0 | 0 | 0 | 0 | 0 | 0 | 0 | 0 | 1099.8256 | 0 | 0 | 0 | 0.0042 | 0 | 0.00057666 | 0.00057666 | 737.3371 | 0 | 0 | 0 | 0.0042 | 0 | 0.00057666 | 0.00057666 | 1124.5323 | 0 | 0 | 0 | 0.0042 | 0 | 0 | 0.00057666 | 0.00057666 | 1053.7283
04/19 24:00:00 | 51.98 | 11.1 | 5.71% | 1.101 | 40806.9675 | 1.1062 | 3.9825 | 4.0124 | 3.6112 | 0.051864 | 0.17177 | 0.023584 | 371.6282 | 1.101 | 40806.9675 | 1.1062 | 4.3143 | 4.3468 | 3.6948 | 0 | 0 | 0 | 363.3202 | 2116.4307 | 0.057103 | 2612.8774 | 0.013051 | 0.050722 | 0.0017919 | 0.052514 | 728.0186 | 2116.4307 | 0.057103 | 2612.8774 | 0.013051 | 0.083713 | 0.0017919 | 0.085505 | 1185.3845 | 2116.4307 | 0.057103 | 2723.849 | 0.013051 | 0.0061674 | 0.0767 | 0.0026387 | 0.079339 | 1099.905 | 2116.4307 | 0.057103 | 2734.4066 | 0.0042 | 0.053081 | 0.00057666 | 0.053658 | 737.3907 | 2116.4307 | 0.057103 | 2528.591 | 0.0042 | 0.081013 | 0.00057666 | 0.081589 | 1124.6139 | 2116.4307 | 0.057103 | 2665.5298 | 0.0042 | 0.0061674 | 0.075058 | 0.0014234 | 0.076482 | 1053.8048
04/20 01:00:00 | 51.98 | 11.1 | 13.78% | 1.101 | 40806.9675 | 1.1062 | 3.9825 | 4.0124 | 3.6112 | 0.12517 | 0.41456 | 0.05692 | 371.6852 | 1.101 | 40806.9675 | 1.1062 | 4.3143 | 4.3468 | 3.6948 | 0.12517 | 0.40519 | 0.055632 | 363.3758 | 5107.9708 | 0.13782 | 6306.1368 | 0.031499 | 0.12242 | 0.0043248 | 0.12674 | 728.1454 | 5107.9708 | 0.13782 | 6306.1368 | 0.031499 | 0.20204 | 0.0043248 | 0.20637 | 1185.5909 | 5107.9708 | 0.13782 | 6573.9651 | 0.031499 | 0.014885 | 0.18512 | 0.0063685 | 0.19148 | 1100.0965 | 5107.9708 | 0.13782 | 6599.4455 | 0.0042 | 0.12811 | 0.00057666 | 0.12869 | 737.5194 | 5107.9708 | 0.13782 | 6102.7131 | 0.0042 | 0.19552 | 0.00057666 | 0.1961 | 1124.81 | 5107.9708 | 0.13782 | 6433.2127 | 0.0042 | 0.014885 | 0.18115 | 0.0026204 | 0.18377 | 1053.9886
04/20 02:00:00 | 56.12 | 13.4 | 17.17% | 1.17 | 43365.429 | 1.1212 | 4.0362 | 4.1361 | 3.7225 | 0.14671 | 0.50092 | 0.068776 | 371.7539 | 1.17 | 43365.429 | 1.1212 | 4.3725 | 4.4808 | 3.8087 | 0.11779 | 0.39306 | 0.053968 | 363.4298 | 6362.3055 | 0.17166 | 7854.6981 | 0.039234 | 0.15248 | 0.0053869 | 0.15786 | 728.3032 | 6362.3055 | 0.17166 | 7854.6981 | 0.039234 | 0.25165 | 0.0053869 | 0.25704 | 1185.848 | 6362.3055 | 0.17166 | 8188.2953 | 0.039234 | 0.01854 | 0.23057 | 0.0079324 | 0.23851 | 1100.335 | 6362.3055 | 0.17166 | 8220.0329 | 0.0042 | 0.15957 | 0.00057666 | 0.16015 | 737.6795 | 6362.3055 | 0.17166 | 7601.3208 | 0.0042 | 0.24354 | 0.00057666 | 0.24411 | 1125.0541 | 6362.3055 | 0.17166 | 8012.9792 | 0.0042 | 0.01854 | 0.22564 | 0.0031222 | 0.22876 | 1054.2173
04/20 03:00:00 | 55.58 | 13.1 | 19.4% | 1.1609 | 43027.4584 | 1.1198 | 4.0311 | 4.1204 | 3.7083 | 0.16708 | 0.56819 | 0.078012 | 371.832 | 1.1609 | 43027.4584 | 1.1198 | 4.367 | 4.4637 | 3.7942 | 0.16708 | 0.55533 | 0.076247 | 363.506 | 7189.1472 | 0.19397 | 8875.4904 | 0.044333 | 0.17229 | 0.0060869 | 0.17838 | 728.4816 | 7189.1472 | 0.19397 | 8875.4904 | 0.044333 | 0.28436 | 0.0060869 | 0.29045 | 1186.1384 | 7189.1472 | 0.19397 | 9252.4418 | 0.044333 | 0.02095 | 0.26054 | 0.0089633 | 0.2695 | 1100.6045 | 7189.1472 | 0.19397 | 9288.3039 | 0.0042 | 0.18031 | 0.00057666 | 0.18088 | 737.8604 | 7189.1472 | 0.19397 | 8589.1843 | 0.0042 | 0.27519 | 0.00057666 | 0.27576 | 1125.3299 | 7189.1472 | 0.19397 | 9054.3416 | 0.0042 | 0.02095 | 0.25496 | 0.003453 | 0.25841 | 1054.4758
04/20 04:00:00 | 53.6 | 12 | 23.09% | 1.1278 | 41799.1623 | 1.1132 | 4.0075 | 4.0616 | 3.6554 | 0.20478 | 0.6863 | 0.094229 | 371.9262 | 1.1278 | 41799.1623 | 1.1132 | 4.3415 | 4.4001 | 3.7401 | 0.17199 | 0.56336 | 0.07735 | 363.5834 | 8559.7924 | 0.23095 | 10567.6449 | 0.052785 | 0.20514 | 0.0072474 | 0.21239 | 728.694 | 8559.7924 | 0.23095 | 10567.6449 | 0.052785 | 0.33857 | 0.0072474 | 0.34582 | 1186.4842 | 8559.7924 | 0.23095 | 11016.4638 | 0.052785 | 0.024944 | 0.31021 | 0.010672 | 0.32088 | 1100.9254 | 8559.7924 | 0.23095 | 11059.1633 | 0.0042 | 0.21468 | 0.00057666 | 0.21526 | 738.0757 | 8559.7924 | 0.23095 | 10226.7532 | 0.0042 | 0.32765 | 0.00057666 | 0.32823 | 1125.6581 | 8559.7924 | 0.23095 | 10780.5949 | 0.0042 | 0.024944 | 0.30357 | 0.0040014 | 0.30757 | 1054.7833
04/20 05:00:00 | 48.02 | 8.9 | 28.75% | 1.0369 | 38430.0045 | 1.0836 | 3.9008 | 3.8874 | 3.4987 | 0.27731 | 0.89273 | 0.12257 | 372.0488 | 1.0369 | 38430.0045 | 1.0836 | 4.2259 | 4.2114 | 3.5797 | 0.27731 | 0.87253 | 0.1198 | 363.7032 | 10657.0013 | 0.28753 | 13156.7917 | 0.065718 | 0.2554 | 0.0090231 | 0.26443 | 728.9584 | 10657.0013 | 0.28753 | 13156.7917 | 0.065718 | 0.42153 | 0.0090231 | 0.43055 | 1186.9148 | 10657.0013 | 0.28753 | 13715.5744 | 0.065718 | 0.031055 | 0.38621 | 0.013287 | 0.3995 | 1101.3249 | 10657.0013 | 0.28753 | 13768.7355 | 0.0042 | 0.26728 | 0.00057666 | 0.26786 | 738.3436 | 10657.0013 | 0.28753 | 12732.3791 | 0.0042 | 0.40793 | 0.00057666 | 0.40851 | 1126.0666 | 10657.0013 | 0.28753 | 13421.916 | 0.0042 | 0.031055 | 0.37795 | 0.0048405 | 0.38279 | 1055.1661
04/20 06:00:00 | 48.02 | 8.9 | 31.82% | 1.0369 | 38430.0045 | 1.0836 | 3.9008 | 3.8874 | 3.4987 | 0.30692 | 0.98805 | 0.13566 | 372.1844 | 1.0369 | 38430.0045 | 1.0836 | 4.2259 | 4.2114 | 3.5797 | 0.27731 | 0.87253 | 0.1198 | 363.823 | 11794.8725 | 0.31823 | 14561.571 | 0.072735 | 0.28267 | 0.0099865 | 0.29266 | 729.2511 | 11794.8725 | 0.31823 | 14561.571 | 0.072735 | 0.46653 | 0.0099865 | 0.47652 | 1187.3913 | 11794.8725 | 0.31823 | 15180.0161 | 0.072735 | 0.034371 | 0.42745 | 0.014706 | 0.44216 | 1101.767 | 11794.8725 | 0.31823 | 15238.8533 | 0.0042 | 0.29582 | 0.00057666 | 0.2964 | 738.64 | 11794.8725 | 0.31823 | 14091.8429 | 0.0042 | 0.45148 | 0.00057666 | 0.45206 | 1126.5187 | 11794.8725 | 0.31823 | 14855.0031 | 0.0042 | 0.034371 | 0.4183 | 0.0052958 | 0.4236 | 1055.5897
04/20 07:00:00 | 48.02 | 8.9 | 22.76% | 1.0369 | 38430.0045 | 1.0836 | 3.9008 | 3.8874 | 3.4987 | 0.21951 | 0.70664 | 0.097022 | 372.2814 | 1.0369 | 38430.0045 | 1.0836 | 4.2259 | 4.2114 | 3.5797 | 0.21951 | 0.69066 | 0.094827 | 363.9178 | 8435.6155 | 0.2276 | 10414.3401 | 0.05202 | 0.20217 | 0.0071423 | 0.20931 | 729.4604 | 8435.6155 | 0.2276 | 10414.3401 | 0.05202 | 0.33366 | 0.0071423 | 0.3408 | 1187.7321 | 8435.6155 | 0.2276 | 10856.648 | 0.05202 | 0.024582 | 0.30571 | 0.010517 | 0.31623 | 1102.0832 | 8435.6155 | 0.2276 | 10898.7281 | 0.0042 | 0.21157 | 0.00057666 | 0.21215 | 738.8521 | 8435.6155 | 0.2276 | 10078.3937 | 0.0042 | 0.3229 | 0.00057666 | 0.32347 | 1126.8421 | 8435.6155 | 0.2276 | 10624.2009 | 0.0042 | 0.024582 | 0.29917 | 0.0039518 | 0.30312 | 1055.8928
04/20 08:00:00 | 55.76 | 13.2 | 10.71% | 1.1639 | 43139.9733 | 1.1202 | 4.0329 | 4.1256 | 3.7131 | 0.092025 | 0.31336 | 0.043024 | 372.3245 | 1.1639 | 43139.9733 | 1.1202 | 4.3689 | 4.4694 | 3.799 | 0.19554 | 0.65078 | 0.089352 | 364.0071 | 3969.957 | 0.10711 | 4901.1815 | 0.024481 | 0.095143 | 0.0033613 | 0.098505 | 729.5589 | 3969.957 | 0.10711 | 4901.1815 | 0.024481 | 0.15703 | 0.0033613 | 0.16039 | 1187.8925 | 3969.957 | 0.10711 | 5109.3398 | 0.024481 | 0.011569 | 0.14387 | 0.0049497 | 0.14882 | 1102.2321 | 3969.957 | 0.10711 | 5129.1434 | 0.0042 | 0.099569 | 0.00057666 | 0.10015 | 738.9522 | 3969.957 | 0.10711 | 4743.0788 | 0.0042 | 0.15196 | 0.00057666 | 0.15254 | 1126.9947 | 3969.957 | 0.10711 | 4999.9458 | 0.0042 | 0.011569 | 0.14079 | 0.002165 | 0.14296 | 1056.0358
04/20 09:00:00 | 69.08 | 20.6 | 0.5641% | 1.3992 | 51859.9654 | 1.1045 | 3.9762 | 4.4925 | 4.0432 | 0.0040312 | 0.015154 | 0.0020807 | 372.3265 | 1.3992 | 51859.9654 | 1.1045 | 4.3075 | 4.8668 | 4.1368 | 0.0040312 | 0.014811 | 0.0020336 | 364.0092 | 209.0575 | 0.0056405 | 258.0957 | 0.0012892 | 0.0050102 | 0.00017701 | 0.0051872 | 729.5641 | 209.0575 | 0.0056405 | 258.0957 | 0.0012892 | 0.008269 | 0.00017701 | 0.008446 | 1187.9009 | 209.0575 | 0.0056405 | 269.0573 | 0.0012892 | 0.00060921 | 0.0075763 | 0.00026065 | 0.007837 | 1102.2399 | 209.0575 | 0.0056405 | 270.1001 | 0.0042 | 0.0052433 | 0.00057666 | 0.0058199 | 738.9581 | 209.0575 | 0.0056405 | 249.77 | 0.0042 | 0.0080023 | 0.00057666 | 0.008579 | 1127.0033 | 209.0575 | 0.0056405 | 263.2966 | 0.0042 | 0.00060921 | 0.0074141 | 0.0006603 | 0.0080744 | 1056.0439
04/20 10:00:00 | 75.92 | 24.4 | 0% | 1.5282 | 56639.8504 | 1.0596 | 3.8146 | 4.6745 | 4.2071 | 0 | 0 | 0 | 372.3265 | 1.5282 | 56639.8504 | 1.0596 | 4.1325 | 5.0641 | 4.3044 | 0.003691 | 0.014234 | 0.0019544 | 364.0111 | 0 | 0 | 0 | 0 | 0 | 0 | 0 | 729.5641 | 0 | 0 | 0 | 0 | 0 | 0 | 0 | 1187.9009 | 0 | 0 | 0 | 0 | 0 | 0 | 0 | 0 | 1102.2399 | 0 | 0 | 0 | 0.0042 | 0 | 0.00057666 | 0.00057666 | 738.9586 | 0 | 0 | 0 | 0.0042 | 0 | 0.00057666 | 0.00057666 | 1127.0038 | 0 | 0 | 0 | 0.0042 | 0 | 0 | 0.00057666 | 0.00057666 | 1056.0444
04/20 11:00:00 | 78.98 | 26.1 | 0% | 1.5877 | 58844.5776 | 1.0332 | 3.7194 | 4.7574 | 4.2816 | 0 | 0 | 0 | 372.3265 | 1.5877 | 58844.5776 | 1.0332 | 4.0294 | 5.1538 | 4.3808 | 0 | 0 | 0 | 364.0111 | 0 | 0 | 0 | 0 | 0 | 0 | 0 | 729.5641 | 0 | 0 | 0 | 0 | 0 | 0 | 0 | 1187.9009 | 0 | 0 | 0 | 0 | 0 | 0 | 0 | 0 | 1102.2399 | 0 | 0 | 0 | 0.0042 | 0 | 0.00057666 | 0.00057666 | 738.9592 | 0 | 0 | 0 | 0.0042 | 0 | 0.00057666 | 0.00057666 | 1127.0044 | 0 | 0 | 0 | 0.0042 | 0 | 0 | 0.00057666 | 0.00057666 | 1056.045
04/20 12:00:00 | 80.06 | 26.7 | 0% | 1.6089 | 59632.5105 | 1.0231 | 3.6831 | 4.787 | 4.3083 | 0 | 0 | 0 | 372.3265 | 1.6089 | 59632.5105 | 1.0231 | 3.99 | 5.1859 | 4.408 | 0 | 0 | 0 | 364.0111 | 0 | 0 | 0 | 0 | 0 | 0 | 0 | 729.5641 | 0 | 0 | 0 | 0 | 0 | 0 | 0 | 1187.9009 | 0 | 0 | 0 | 0 | 0 | 0 | 0 | 0 | 1102.2399 | 0 | 0 | 0 | 0.0042 | 0 | 0.00057666 | 0.00057666 | 738.9598 | 0 | 0 | 0 | 0.0042 | 0 | 0.00057666 | 0.00057666 | 1127.005 | 0 | 0 | 0 | 0.0042 | 0 | 0 | 0.00057666 | 0.00057666 | 1056.0456
04/20 13:00:00 | 80.06 | 26.7 | 0% | 1.6089 | 59632.5105 | 1.0231 | 3.6831 | 4.787 | 4.3083 | 0 | 0 | 0 | 372.3265 | 1.6089 | 59632.5105 | 1.0231 | 3.99 | 5.1859 | 4.408 | 0 | 0 | 0 | 364.0111 | 0 | 0 | 0 | 0 | 0 | 0 | 0 | 729.5641 | 0 | 0 | 0 | 0 | 0 | 0 | 0 | 1187.9009 | 0 | 0 | 0 | 0 | 0 | 0 | 0 | 0 | 1102.2399 | 0 | 0 | 0 | 0.0042 | 0 | 0.00057666 | 0.00057666 | 738.9604 | 0 | 0 | 0 | 0.0042 | 0 | 0.00057666 | 0.00057666 | 1127.0056 | 0 | 0 | 0 | 0.0042 | 0 | 0 | 0.00057666 | 0.00057666 | 1056.0462
04/20 14:00:00 | 78.98 | 26.1 | 0% | 1.5877 | 58844.5776 | 1.0332 | 3.7194 | 4.7574 | 4.2816 | 0 | 0 | 0 | 372.3265 | 1.5877 | 58844.5776 | 1.0332 | 4.0294 | 5.1538 | 4.3808 | 0 | 0 | 0 | 364.0111 | 0 | 0 | 0 | 0 | 0 | 0 | 0 | 729.5641 | 0 | 0 | 0 | 0 | 0 | 0 | 0 | 1187.9009 | 0 | 0 | 0 | 0 | 0 | 0 | 0 | 0 | 1102.2399 | 0 | 0 | 0 | 0.0042 | 0 | 0.00057666 | 0.00057666 | 738.9609 | 0 | 0 | 0 | 0.0042 | 0 | 0.00057666 | 0.00057666 | 1127.0061 | 0 | 0 | 0 | 0.0042 | 0 | 0 | 0.00057666 | 0.00057666 | 1056.0467
04/20 15:00:00 | 77 | 25 | 0% | 1.5491 | 57413.3053 | 1.0507 | 3.7824 | 4.7036 | 4.2332 | 0 | 0 | 0 | 372.3265 | 1.5491 | 57413.3053 | 1.0507 | 4.0976 | 5.0956 | 4.3312 | 0 | 0 | 0 | 364.0111 | 0 | 0 | 0 | 0 | 0 | 0 | 0 | 729.5641 | 0 | 0 | 0 | 0 | 0 | 0 | 0 | 1187.9009 | 0 | 0 | 0 | 0 | 0 | 0 | 0 | 0 | 1102.2399 | 0 | 0 | 0 | 0.0042 | 0 | 0.00057666 | 0.00057666 | 738.9615 | 0 | 0 | 0 | 0.0042 | 0 | 0.00057666 | 0.00057666 | 1127.0067 | 0 | 0 | 0 | 0.0042 | 0 | 0 | 0.00057666 | 0.00057666 | 1056.0473
04/20 16:00:00 | 77 | 25 | 0% | 1.5491 | 57413.3053 | 1.0507 | 3.7824 | 4.7036 | 4.2332 | 0 | 0 | 0 | 372.3265 | 1.5491 | 57413.3053 | 1.0507 | 4.0976 | 5.0956 | 4.3312 | 0 | 0 | 0 | 364.0111 | 0 | 0 | 0 | 0 | 0 | 0 | 0 | 729.5641 | 0 | 0 | 0 | 0 | 0 | 0 | 0 | 1187.9009 | 0 | 0 | 0 | 0 | 0 | 0 | 0 | 0 | 1102.2399 | 0 | 0 | 0 | 0.0042 | 0 | 0.00057666 | 0.00057666 | 738.9621 | 0 | 0 | 0 | 0.0042 | 0 | 0.00057666 | 0.00057666 | 1127.0073 | 0 | 0 | 0 | 0.0042 | 0 | 0 | 0.00057666 | 0.00057666 | 1056.0479
04/20 17:00:00 | 75.02 | 23.9 | 0% | 1.5109 | 55999.208 | 1.0667 | 3.8401 | 4.6504 | 4.1853 | 0 | 0 | 0 | 372.3265 | 1.5109 | 55999.208 | 1.0667 | 4.1602 | 5.0379 | 4.2822 | 0 | 0 | 0 | 364.0111 | 0 | 0 | 0 | 0 | 0 | 0 | 0 | 729.5641 | 0 | 0 | 0 | 0 | 0 | 0 | 0 | 1187.9009 | 0 | 0 | 0 | 0 | 0 | 0 | 0 | 0 | 1102.2399 | 0 | 0 | 0 | 0.0042 | 0 | 0.00057666 | 0.00057666 | 738.9627 | 0 | 0 | 0 | 0.0042 | 0 | 0.00057666 | 0.00057666 | 1127.0079 | 0 | 0 | 0 | 0.0042 | 0 | 0 | 0.00057666 | 0.00057666 | 1056.0485
04/20 18:00:00 | 73.04 | 22.8 | 0% | 1.4732 | 54602.2855 | 1.0811 | 3.892 | 4.5976 | 4.1378 | 0 | 0 | 0 | 372.3265 | 1.4732 | 54602.2855 | 1.0811 | 4.2164 | 4.9807 | 4.2336 | 0 | 0 | 0 | 364.0111 | 0 | 0 | 0 | 0 | 0 | 0 | 0 | 729.5641 | 0 | 0 | 0 | 0 | 0 | 0 | 0 | 1187.9009 | 0 | 0 | 0 | 0 | 0 | 0 | 0 | 0 | 1102.2399 | 0 | 0 | 0 | 0.0042 | 0 | 0.00057666 | 0.00057666 | 738.9633 | 0 | 0 | 0 | 0.0042 | 0 | 0.00057666 | 0.00057666 | 1127.0085 | 0 | 0 | 0 | 0.0042 | 0 | 0 | 0.00057666 | 0.00057666 | 1056.049
04/20 19:00:00 | 73.04 | 22.8 | 0% | 1.4732 | 54602.2855 | 1.0811 | 3.892 | 4.5976 | 4.1378 | 0 | 0 | 0 | 372.3265 | 1.4732 | 54602.2855 | 1.0811 | 4.2164 | 4.9807 | 4.2336 | 0 | 0 | 0 | 364.0111 | 0 | 0 | 0 | 0 | 0 | 0 | 0 | 729.5641 | 0 | 0 | 0 | 0 | 0 | 0 | 0 | 1187.9009 | 0 | 0 | 0 | 0 | 0 | 0 | 0 | 0 | 1102.2399 | 0 | 0 | 0 | 0.0042 | 0 | 0.00057666 | 0.00057666 | 738.9638 | 0 | 0 | 0 | 0.0042 | 0 | 0.00057666 | 0.00057666 | 1127.009 | 0 | 0 | 0 | 0.0042 | 0 | 0 | 0.00057666 | 0.00057666 | 1056.0496
04/20 20:00:00 | 64.04 | 17.8 | 0% | 1.3077 | 48469.0987 | 1.1224 | 4.0406 | 4.3577 | 3.9219 | 0 | 0 | 0 | 372.3265 | 1.3077 | 48469.0987 | 1.1224 | 4.3774 | 4.7208 | 4.0127 | 0 | 0 | 0 | 364.0111 | 0 | 0 | 0 | 0 | 0 | 0 | 0 | 729.5641 | 0 | 0 | 0 | 0 | 0 | 0 | 0 | 1187.9009 | 0 | 0 | 0 | 0 | 0 | 0 | 0 | 0 | 1102.2399 | 0 | 0 | 0 | 0.0042 | 0 | 0.00057666 | 0.00057666 | 738.9644 | 0 | 0 | 0 | 0.0042 | 0 | 0.00057666 | 0.00057666 | 1127.0096 | 0 | 0 | 0 | 0.0042 | 0 | 0 | 0.00057666 | 0.00057666 | 1056.0502
04/20 21:00:00 | 62.06 | 16.7 | 0% | 1.2726 | 47167.4189 | 1.1255 | 4.0519 | 4.3037 | 3.8734 | 0 | 0 | 0 | 372.3265 | 1.2726 | 47167.4189 | 1.1255 | 4.3895 | 4.6624 | 3.963 | 0 | 0 | 0 | 364.0111 | 0 | 0 | 0 | 0 | 0 | 0 | 0 | 729.5641 | 0 | 0 | 0 | 0 | 0 | 0 | 0 | 1187.9009 | 0 | 0 | 0 | 0 | 0 | 0 | 0 | 0 | 1102.2399 | 0 | 0 | 0 | 0.0042 | 0 | 0.00057666 | 0.00057666 | 738.965 | 0 | 0 | 0 | 0.0042 | 0 | 0.00057666 | 0.00057666 | 1127.0102 | 0 | 0 | 0 | 0.0042 | 0 | 0 | 0.00057666 | 0.00057666 | 1056.0508
04/20 22:00:00 | 60.08 | 15.6 | 0% | 1.238 | 45882.914 | 1.1264 | 4.0549 | 4.249 | 3.8241 | 0 | 0 | 0 | 372.3265 | 1.238 | 45882.914 | 1.1264 | 4.3928 | 4.603 | 3.9126 | 0 | 0 | 0 | 364.0111 | 0 | 0 | 0 | 0 | 0 | 0 | 0 | 729.5641 | 0 | 0 | 0 | 0 | 0 | 0 | 0 | 1187.9009 | 0 | 0 | 0 | 0 | 0 | 0 | 0 | 0 | 1102.2399 | 0 | 0 | 0 | 0.0042 | 0 | 0.00057666 | 0.00057666 | 738.9656 | 0 | 0 | 0 | 0.0042 | 0 | 0.00057666 | 0.00057666 | 1127.0108 | 0 | 0 | 0 | 0.0042 | 0 | 0 | 0.00057666 | 0.00057666 | 1056.0514
04/20 23:00:00 | 57.92 | 14.4 | 0% | 1.2007 | 44501.2239 | 1.1247 | 4.0487 | 4.188 | 3.7692 | 0 | 0 | 0 | 372.3265 | 1.2007 | 44501.2239 | 1.1247 | 4.3861 | 4.537 | 3.8565 | 0 | 0 | 0 | 364.0111 | 0 | 0 | 0 | 0 | 0 | 0 | 0 | 729.5641 | 0 | 0 | 0 | 0 | 0 | 0 | 0 | 1187.9009 | 0 | 0 | 0 | 0 | 0 | 0 | 0 | 0 | 1102.2399 | 0 | 0 | 0 | 0.0042 | 0 | 0.00057666 | 0.00057666 | 738.9661 | 0 | 0 | 0 | 0.0042 | 0 | 0.00057666 | 0.00057666 | 1127.0113 | 0 | 0 | 0 | 0.0042 | 0 | 0 | 0.00057666 | 0.00057666 | 1056.0519
04/20 24:00:00 | 57.02 | 13.9 | 0% | 1.1853 | 43931.5522 | 1.1231 | 4.0433 | 4.1622 | 3.746 | 0 | 0 | 0 | 372.3265 | 1.1853 | 43931.5522 | 1.1231 | 4.3802 | 4.5091 | 3.8327 | 0 | 0 | 0 | 364.0111 | 0 | 0 | 0 | 0 | 0 | 0 | 0 | 729.5641 | 0 | 0 | 0 | 0 | 0 | 0 | 0 | 1187.9009 | 0 | 0 | 0 | 0 | 0 | 0 | 0 | 0 | 1102.2399 | 0 | 0 | 0 | 0.0042 | 0 | 0.00057666 | 0.00057666 | 738.9667 | 0 | 0 | 0 | 0.0042 | 0 | 0.00057666 | 0.00057666 | 1127.0119 | 0 | 0 | 0 | 0.0042 | 0 | 0 | 0.00057666 | 0.00057666 | 1056.0525
04/21 01:00:00 | 57.02 | 13.9 | 4.361% | 1.1853 | 43931.5522 | 1.1231 | 4.0433 | 4.1622 | 3.746 | 0.036788 | 0.12645 | 0.017361 | 372.3439 | 1.1853 | 43931.5522 | 1.1231 | 4.3802 | 4.5091 | 3.8327 | 0.036788 | 0.12359 | 0.016968 | 364.0281 | 1616.169 | 0.043605 | 1995.2704 | 0.0099664 | 0.038733 | 0.0013684 | 0.040101 | 729.6042 | 1616.169 | 0.043605 | 1995.2704 | 0.0099664 | 0.063926 | 0.0013684 | 0.065294 | 1187.9662 | 1616.169 | 0.043605 | 2080.0116 | 0.0099664 | 0.0047096 | 0.058571 | 0.002015 | 0.060586 | 1102.3005 | 1616.169 | 0.043605 | 2088.0737 | 0.0042 | 0.040534 | 0.00057666 | 0.041111 | 739.0078 | 1616.169 | 0.043605 | 1930.9069 | 0.0042 | 0.061864 | 0.00057666 | 0.06244 | 1127.0744 | 1616.169 | 0.043605 | 2035.4774 | 0.0042 | 0.0047096 | 0.057317 | 0.0012233 | 0.05854 | 1056.111
04/21 02:00:00 | 55.94 | 13.3 | 9.018% | 1.167 | 43252.6302 | 1.1207 | 4.0346 | 4.1309 | 3.7178 | 0.077279 | 0.2635 | 0.036178 | 372.3801 | 1.167 | 43252.6302 | 1.1207 | 4.3708 | 4.4751 | 3.8039 | 0.037366 | 0.12452 | 0.017097 | 364.0452 | 3342.5254 | 0.090184 | 4126.5746 | 0.020612 | 0.080106 | 0.0028301 | 0.082936 | 729.6871 | 3342.5254 | 0.090184 | 4126.5746 | 0.020612 | 0.13221 | 0.0028301 | 0.13504 | 1188.1013 | 3342.5254 | 0.090184 | 4301.8345 | 0.020612 | 0.0097403 | 0.12113 | 0.0041674 | 0.1253 | 1102.4258 | 3342.5254 | 0.090184 | 4318.5083 | 0.0042 | 0.083832 | 0.00057666 | 0.084409 | 739.0922 | 3342.5254 | 0.090184 | 3993.4593 | 0.0042 | 0.12795 | 0.00057666 | 0.12852 | 1127.2029 | 3342.5254 | 0.090184 | 4209.7297 | 0.0042 | 0.0097403 | 0.11854 | 0.001914 | 0.12046 | 1056.2315
04/21 03:00:00 | 55.94 | 13.3 | 12.96% | 1.167 | 43252.6302 | 1.1207 | 4.0346 | 4.1309 | 3.7178 | 0.11107 | 0.37872 | 0.051998 | 372.4321 | 1.167 | 43252.6302 | 1.1207 | 4.3708 | 4.4751 | 3.8039 | 0.11107 | 0.37015 | 0.050822 | 364.096 | 4804.1212 | 0.12962 | 5931.0138 | 0.029625 | 0.11513 | 0.0040676 | 0.1192 | 729.8063 | 4804.1212 | 0.12962 | 5931.0138 | 0.029625 | 0.19002 | 0.0040676 | 0.19409 | 1188.2954 | 4804.1212 | 0.12962 | 6182.9101 | 0.029625 | 0.014 | 0.1741 | 0.0059897 | 0.18009 | 1102.6059 | 4804.1212 | 0.12962 | 6206.8749 | 0.0042 | 0.12049 | 0.00057666 | 0.12107 | 739.2133 | 4804.1212 | 0.12962 | 5739.6908 | 0.0042 | 0.18389 | 0.00057666 | 0.18447 | 1127.3873 | 4804.1212 | 0.12962 | 6050.5304 | 0.0042 | 0.014 | 0.17038 | 0.0024988 | 0.17287 | 1056.4044
04/21 04:00:00 | 55.94 | 13.3 | 15.02% | 1.167 | 43252.6302 | 1.1207 | 4.0346 | 4.1309 | 3.7178 | 0.12873 | 0.43893 | 0.060265 | 372.4923 | 1.167 | 43252.6302 | 1.1207 | 4.3708 | 4.4751 | 3.8039 | 0.11107 | 0.37015 | 0.050822 | 364.1468 | 5567.906 | 0.15023 | 6873.958 | 0.034335 | 0.13344 | 0.0047143 | 0.13815 | 729.9445 | 5567.906 | 0.15023 | 6873.958 | 0.034335 | 0.22023 | 0.0047143 | 0.22495 | 1188.5203 | 5567.906 | 0.15023 | 7165.9021 | 0.034335 | 0.016225 | 0.20178 | 0.006942 | 0.20873 | 1102.8146 | 5567.906 | 0.15023 | 7193.6769 | 0.0042 | 0.13965 | 0.00057666 | 0.14022 | 739.3535 | 5567.906 | 0.15023 | 6652.2174 | 0.0042 | 0.21313 | 0.00057666 | 0.2137 | 1127.601 | 5567.906 | 0.15023 | 7012.476 | 0.0042 | 0.016225 | 0.19746 | 0.0028044 | 0.20027 | 1056.6046
04/21 05:00:00 | 57.02 | 13.9 | 15.05% | 1.1853 | 43931.5522 | 1.1231 | 4.0433 | 4.1622 | 3.746 | 0.12697 | 0.4364 | 0.059918 | 372.5523 | 1.1853 | 43931.5522 | 1.1231 | 4.3802 | 4.5091 | 3.8327 | 0.12697 | 0.42653 | 0.058562 | 364.2054 | 5577.8021 | 0.15049 | 6886.1755 | 0.034396 | 0.13368 | 0.0047226 | 0.1384 | 730.0829 | 5577.8021 | 0.15049 | 6886.1755 | 0.034396 | 0.22062 | 0.0047226 | 0.22535 | 1188.7456 | 5577.8021 | 0.15049 | 7178.6385 | 0.034396 | 0.016254 | 0.20214 | 0.0069543 | 0.2091 | 1103.0237 | 5577.8021 | 0.15049 | 7206.4627 | 0.0042 | 0.13989 | 0.00057666 | 0.14047 | 739.494 | 5577.8021 | 0.15049 | 6664.0408 | 0.0042 | 0.21351 | 0.00057666 | 0.21408 | 1127.8151 | 5577.8021 | 0.15049 | 7024.9397 | 0.0042 | 0.016254 | 0.19781 | 0.0028083 | 0.20062 | 1056.8053
04/21 06:00:00 | 55.94 | 13.3 | 14.69% | 1.167 | 43252.6302 | 1.1207 | 4.0346 | 4.1309 | 3.7178 | 0.12584 | 0.42907 | 0.058912 | 372.6112 | 1.167 | 43252.6302 | 1.1207 | 4.3708 | 4.4751 | 3.8039 | 0.12896 | 0.42976 | 0.059006 | 364.2644 | 5442.8656 | 0.14685 | 6719.5871 | 0.033564 | 0.13044 | 0.0046084 | 0.13505 | 730.218 | 5442.8656 | 0.14685 | 6719.5871 | 0.033564 | 0.21529 | 0.0046084 | 0.21989 | 1188.9655 | 5442.8656 | 0.14685 | 7004.975 | 0.033564 | 0.015861 | 0.19725 | 0.0067861 | 0.20404 | 1103.2277 | 5442.8656 | 0.14685 | 7032.1261 | 0.0042 | 0.13651 | 0.00057666 | 0.13709 | 739.6311 | 5442.8656 | 0.14685 | 6502.8263 | 0.0042 | 0.20834 | 0.00057666 | 0.20892 | 1128.024 | 5442.8656 | 0.14685 | 6854.9944 | 0.0042 | 0.015861 | 0.19303 | 0.0027544 | 0.19578 | 1057.001
04/21 07:00:00 | 55.94 | 13.3 | 10.62% | 1.167 | 43252.6302 | 1.1207 | 4.0346 | 4.1309 | 3.7178 | 0.090963 | 0.31016 | 0.042584 | 372.6538 | 1.167 | 43252.6302 | 1.1207 | 4.3708 | 4.4751 | 3.8039 | 0.090963 | 0.30314 | 0.041621 | 364.306 | 3934.3692 | 0.10615 | 4857.2459 | 0.024262 | 0.09429 | 0.0033312 | 0.097622 | 730.3156 | 3934.3692 | 0.10615 | 4857.2459 | 0.024262 | 0.15562 | 0.0033312 | 0.15895 | 1189.1245 | 3934.3692 | 0.10615 | 5063.5382 | 0.024262 | 0.011465 | 0.14258 | 0.0049053 | 0.14749 | 1103.3752 | 3934.3692 | 0.10615 | 5083.1643 | 0.0042 | 0.098676 | 0.00057666 | 0.099253 | 739.7303 | 3934.3692 | 0.10615 | 4700.5605 | 0.0042 | 0.1506 | 0.00057666 | 0.15118 | 1128.1752 | 3934.3692 | 0.10615 | 4955.1249 | 0.0042 | 0.011465 | 0.13953 | 0.0021508 | 0.14168 | 1057.1427
04/21 08:00:00 | 64.04 | 17.8 | 2.806% | 1.3077 | 48469.0987 | 1.1224 | 4.0406 | 4.3577 | 3.9219 | 0.021454 | 0.077708 | 0.010669 | 372.6644 | 1.3077 | 48469.0987 | 1.1224 | 4.3774 | 4.7208 | 4.0127 | 0.081173 | 0.28736 | 0.039455 | 364.3455 | 1039.8518 | 0.028056 | 1283.7676 | 0.0064124 | 0.024921 | 0.00088043 | 0.025801 | 730.3414 | 1039.8518 | 0.028056 | 1283.7676 | 0.0064124 | 0.04113 | 0.00088043 | 0.042011 | 1189.1665 | 1039.8518 | 0.028056 | 1338.2906 | 0.0064124 | 0.0030302 | 0.037685 | 0.0012965 | 0.038981 | 1103.4142 | 1039.8518 | 0.028056 | 1343.4778 | 0.0042 | 0.02608 | 0.00057666 | 0.026657 | 739.757 | 1039.8518 | 0.028056 | 1242.3558 | 0.0042 | 0.039803 | 0.00057666 | 0.04038 | 1128.2156 | 1039.8518 | 0.028056 | 1309.637 | 0.0042 | 0.0030302 | 0.036878 | 0.00099271 | 0.037871 | 1057.1806
04/21 09:00:00 | 71.06 | 21.7 | 0% | 1.436 | 53222.538 | 1.0938 | 3.9376 | 4.545 | 4.0905 | 0 | 0 | 0 | 372.6644 | 1.436 | 53222.538 | 1.0938 | 4.2657 | 4.9237 | 4.1852 | 0 | 0 | 0 | 364.3455 | 0 | 0 | 0 | 0 | 0 | 0 | 0 | 730.3414 | 0 | 0 | 0 | 0 | 0 | 0 | 0 | 1189.1665 | 0 | 0 | 0 | 0 | 0 | 0 | 0 | 0 | 1103.4142 | 0 | 0 | 0 | 0.0042 | 0 | 0.00057666 | 0.00057666 | 739.7576 | 0 | 0 | 0 | 0.0042 | 0 | 0.00057666 | 0.00057666 | 1128.2162 | 0 | 0 | 0 | 0.0042 | 0 | 0 | 0.00057666 | 0.00057666 | 1057.1812
04/21 10:00:00 | 75.92 | 24.4 | 0% | 1.5282 | 56639.8504 | 1.0596 | 3.8146 | 4.6745 | 4.2071 | 0 | 0 | 0 | 372.6644 | 1.5282 | 56639.8504 | 1.0596 | 4.1325 | 5.0641 | 4.3044 | 0 | 0 | 0 | 364.3455 | 0 | 0 | 0 | 0 | 0 | 0 | 0 | 730.3414 | 0 | 0 | 0 | 0 | 0 | 0 | 0 | 1189.1665 | 0 | 0 | 0 | 0 | 0 | 0 | 0 | 0 | 1103.4142 | 0 | 0 | 0 | 0.0042 | 0 | 0.00057666 | 0.00057666 | 739.7581 | 0 | 0 | 0 | 0.0042 | 0 | 0.00057666 | 0.00057666 | 1128.2168 | 0 | 0 | 0 | 0.0042 | 0 | 0 | 0.00057666 | 0.00057666 | 1057.1818
04/21 11:00:00 | 78.98 | 26.1 | 0% | 1.5877 | 58844.5776 | 1.0332 | 3.7194 | 4.7574 | 4.2816 | 0 | 0 | 0 | 372.6644 | 1.5877 | 58844.5776 | 1.0332 | 4.0294 | 5.1538 | 4.3808 | 0 | 0 | 0 | 364.3455 | 0 | 0 | 0 | 0 | 0 | 0 | 0 | 730.3414 | 0 | 0 | 0 | 0 | 0 | 0 | 0 | 1189.1665 | 0 | 0 | 0 | 0 | 0 | 0 | 0 | 0 | 1103.4142 | 0 | 0 | 0 | 0.0042 | 0 | 0.00057666 | 0.00057666 | 739.7587 | 0 | 0 | 0 | 0.0042 | 0 | 0.00057666 | 0.00057666 | 1128.2173 | 0 | 0 | 0 | 0.0042 | 0 | 0 | 0.00057666 | 0.00057666 | 1057.1823
04/21 12:00:00 | 80.96 | 27.2 | 0% | 1.6267 | 60293.0247 | 1.0144 | 3.6518 | 4.8119 | 4.3307 | 0 | 0 | 0 | 372.6644 | 1.6267 | 60293.0247 | 1.0144 | 3.9561 | 5.2129 | 4.4309 | 0 | 0 | 0 | 364.3455 | 0 | 0 | 0 | 0 | 0 | 0 | 0 | 730.3414 | 0 | 0 | 0 | 0 | 0 | 0 | 0 | 1189.1665 | 0 | 0 | 0 | 0 | 0 | 0 | 0 | 0 | 1103.4142 | 0 | 0 | 0 | 0.0042 | 0 | 0.00057666 | 0.00057666 | 739.7593 | 0 | 0 | 0 | 0.0042 | 0 | 0.00057666 | 0.00057666 | 1128.2179 | 0 | 0 | 0 | 0.0042 | 0 | 0 | 0.00057666 | 0.00057666 | 1057.1829
04/21 13:00:00 | 80.96 | 27.2 | 0% | 1.6267 | 60293.0247 | 1.0144 | 3.6518 | 4.8119 | 4.3307 | 0 | 0 | 0 | 372.6644 | 1.6267 | 60293.0247 | 1.0144 | 3.9561 | 5.2129 | 4.4309 | 0 | 0 | 0 | 364.3455 | 0 | 0 | 0 | 0 | 0 | 0 | 0 | 730.3414 | 0 | 0 | 0 | 0 | 0 | 0 | 0 | 1189.1665 | 0 | 0 | 0 | 0 | 0 | 0 | 0 | 0 | 1103.4142 | 0 | 0 | 0 | 0.0042 | 0 | 0.00057666 | 0.00057666 | 739.7599 | 0 | 0 | 0 | 0.0042 | 0 | 0.00057666 | 0.00057666 | 1128.2185 | 0 | 0 | 0 | 0.0042 | 0 | 0 | 0.00057666 | 0.00057666 | 1057.1835
04/21 14:00:00 | 84.02 | 28.9 | 0% | 1.6881 | 62565.316 | 0.9832 | 3.5395 | 4.8978 | 4.408 | 0 | 0 | 0 | 372.6644 | 1.6881 | 62565.316 | 0.9832 | 3.8345 | 5.3059 | 4.51 | 0 | 0 | 0 | 364.3455 | 0 | 0 | 0 | 0 | 0 | 0 | 0 | 730.3414 | 0 | 0 | 0 | 0 | 0 | 0 | 0 | 1189.1665 | 0 | 0 | 0 | 0 | 0 | 0 | 0 | 0 | 1103.4142 | 0 | 0 | 0 | 0.0042 | 0 | 0.00057666 | 0.00057666 | 739.7604 | 0 | 0 | 0 | 0.0042 | 0 | 0.00057666 | 0.00057666 | 1128.2191 | 0 | 0 | 0 | 0.0042 | 0 | 0 | 0.00057666 | 0.00057666 | 1057.1841
04/21 15:00:00 | 84.02 | 28.9 | 0% | 1.6881 | 62565.316 | 0.9832 | 3.5395 | 4.8978 | 4.408 | 0 | 0 | 0 | 372.6644 | 1.6881 | 62565.316 | 0.9832 | 3.8345 | 5.3059 | 4.51 | 0 | 0 | 0 | 364.3455 | 0 | 0 | 0 | 0 | 0 | 0 | 0 | 730.3414 | 0 | 0 | 0 | 0 | 0 | 0 | 0 | 1189.1665 | 0 | 0 | 0 | 0 | 0 | 0 | 0 | 0 | 1103.4142 | 0 | 0 | 0 | 0.0042 | 0 | 0.00057666 | 0.00057666 | 739.761 | 0 | 0 | 0 | 0.0042 | 0 | 0.00057666 | 0.00057666 | 1128.2196 | 0 | 0 | 0 | 0.0042 | 0 | 0 | 0.00057666 | 0.00057666 | 1057.1846
04/21 16:00:00 | 82.04 | 27.8 | 0% | 1.6483 | 61090.3258 | 1.0036 | 3.6131 | 4.8419 | 4.3578 | 0 | 0 | 0 | 372.6644 | 1.6483 | 61090.3258 | 1.0036 | 3.9142 | 5.2454 | 4.4586 | 0 | 0 | 0 | 364.3455 | 0 | 0 | 0 | 0 | 0 | 0 | 0 | 730.3414 | 0 | 0 | 0 | 0 | 0 | 0 | 0 | 1189.1665 | 0 | 0 | 0 | 0 | 0 | 0 | 0 | 0 | 1103.4142 | 0 | 0 | 0 | 0.0042 | 0 | 0.00057666 | 0.00057666 | 739.7616 | 0 | 0 | 0 | 0.0042 | 0 | 0.00057666 | 0.00057666 | 1128.2202 | 0 | 0 | 0 | 0.0042 | 0 | 0 | 0.00057666 | 0.00057666 | 1057.1852
04/21 17:00:00 | 82.04 | 27.8 | 0% | 1.6483 | 61090.3258 | 1.0036 | 3.6131 | 4.8419 | 4.3578 | 0 | 0 | 0 | 372.6644 | 1.6483 | 61090.3258 | 1.0036 | 3.9142 | 5.2454 | 4.4586 | 0 | 0 | 0 | 364.3455 | 0 | 0 | 0 | 0 | 0 | 0 | 0 | 730.3414 | 0 | 0 | 0 | 0 | 0 | 0 | 0 | 1189.1665 | 0 | 0 | 0 | 0 | 0 | 0 | 0 | 0 | 1103.4142 | 0 | 0 | 0 | 0.0042 | 0 | 0.00057666 | 0.00057666 | 739.7622 | 0 | 0 | 0 | 0.0042 | 0 | 0.00057666 | 0.00057666 | 1128.2208 | 0 | 0 | 0 | 0.0042 | 0 | 0 | 0.00057666 | 0.00057666 | 1057.1858
04/21 18:00:00 | 77 | 25 | 0% | 1.5491 | 57413.3053 | 1.0507 | 3.7824 | 4.7036 | 4.2332 | 0 | 0 | 0 | 372.6644 | 1.5491 | 57413.3053 | 1.0507 | 4.0976 | 5.0956 | 4.3312 | 0 | 0 | 0 | 364.3455 | 0 | 0 | 0 | 0 | 0 | 0 | 0 | 730.3414 | 0 | 0 | 0 | 0 | 0 | 0 | 0 | 1189.1665 | 0 | 0 | 0 | 0 | 0 | 0 | 0 | 0 | 1103.4142 | 0 | 0 | 0 | 0.0042 | 0 | 0.00057666 | 0.00057666 | 739.7628 | 0 | 0 | 0 | 0.0042 | 0 | 0.00057666 | 0.00057666 | 1128.2214 | 0 | 0 | 0 | 0.0042 | 0 | 0 | 0.00057666 | 0.00057666 | 1057.1864
04/21 19:00:00 | 77 | 25 | 0% | 1.5491 | 57413.3053 | 1.0507 | 3.7824 | 4.7036 | 4.2332 | 0 | 0 | 0 | 372.6644 | 1.5491 | 57413.3053 | 1.0507 | 4.0976 | 5.0956 | 4.3312 | 0 | 0 | 0 | 364.3455 | 0 | 0 | 0 | 0 | 0 | 0 | 0 | 730.3414 | 0 | 0 | 0 | 0 | 0 | 0 | 0 | 1189.1665 | 0 | 0 | 0 | 0 | 0 | 0 | 0 | 0 | 1103.4142 | 0 | 0 | 0 | 0.0042 | 0 | 0.00057666 | 0.00057666 | 739.7633 | 0 | 0 | 0 | 0.0042 | 0 | 0.00057666 | 0.00057666 | 1128.2219 | 0 | 0 | 0 | 0.0042 | 0 | 0 | 0.00057666 | 0.00057666 | 1057.1869
04/21 20:00:00 | 68 | 20 | 0% | 1.3794 | 51123.983 | 1.1095 | 3.9942 | 4.4638 | 4.0174 | 0 | 0 | 0 | 372.6644 | 1.3794 | 51123.983 | 1.1095 | 4.327 | 4.8357 | 4.1104 | 0 | 0 | 0 | 364.3455 | 0 | 0 | 0 | 0 | 0 | 0 | 0 | 730.3414 | 0 | 0 | 0 | 0 | 0 | 0 | 0 | 1189.1665 | 0 | 0 | 0 | 0 | 0 | 0 | 0 | 0 | 1103.4142 | 0 | 0 | 0 | 0.0042 | 0 | 0.00057666 | 0.00057666 | 739.7639 | 0 | 0 | 0 | 0.0042 | 0 | 0.00057666 | 0.00057666 | 1128.2225 | 0 | 0 | 0 | 0.0042 | 0 | 0 | 0.00057666 | 0.00057666 | 1057.1875
04/21 21:00:00 | 66.02 | 18.9 | 0% | 1.3433 | 49787.9534 | 1.117 | 4.0213 | 4.4109 | 3.9698 | 0 | 0 | 0 | 372.6644 | 1.3433 | 49787.9534 | 1.117 | 4.3565 | 4.7785 | 4.0617 | 0 | 0 | 0 | 364.3455 | 0 | 0 | 0 | 0 | 0 | 0 | 0 | 730.3414 | 0 | 0 | 0 | 0 | 0 | 0 | 0 | 1189.1665 | 0 | 0 | 0 | 0 | 0 | 0 | 0 | 0 | 1103.4142 | 0 | 0 | 0 | 0.0042 | 0 | 0.00057666 | 0.00057666 | 739.7645 | 0 | 0 | 0 | 0.0042 | 0 | 0.00057666 | 0.00057666 | 1128.2231 | 0 | 0 | 0 | 0.0042 | 0 | 0 | 0.00057666 | 0.00057666 | 1057.1881
04/21 22:00:00 | 66.92 | 19.4 | 0% | 1.3596 | 50393.1104 | 1.1139 | 4.01 | 4.435 | 3.9915 | 0 | 0 | 0 | 372.6644 | 1.3596 | 50393.1104 | 1.1139 | 4.3441 | 4.8046 | 4.0839 | 0 | 0 | 0 | 364.3455 | 0 | 0 | 0 | 0 | 0 | 0 | 0 | 730.3414 | 0 | 0 | 0 | 0 | 0 | 0 | 0 | 1189.1665 | 0 | 0 | 0 | 0 | 0 | 0 | 0 | 0 | 1103.4142 | 0 | 0 | 0 | 0.0042 | 0 | 0.00057666 | 0.00057666 | 739.7651 | 0 | 0 | 0 | 0.0042 | 0 | 0.00057666 | 0.00057666 | 1128.2237 | 0 | 0 | 0 | 0.0042 | 0 | 0 | 0.00057666 | 0.00057666 | 1057.1887
04/21 23:00:00 | 68 | 20 | 0% | 1.3794 | 51123.983 | 1.1095 | 3.9942 | 4.4638 | 4.0174 | 0 | 0 | 0 | 372.6644 | 1.3794 | 51123.983 | 1.1095 | 4.327 | 4.8357 | 4.1104 | 0 | 0 | 0 | 364.3455 | 0 | 0 | 0 | 0 | 0 | 0 | 0 | 730.3414 | 0 | 0 | 0 | 0 | 0 | 0 | 0 | 1189.1665 | 0 | 0 | 0 | 0 | 0 | 0 | 0 | 0 | 1103.4142 | 0 | 0 | 0 | 0.0042 | 0 | 0.00057666 | 0.00057666 | 739.7656 | 0 | 0 | 0 | 0.0042 | 0 | 0.00057666 | 0.00057666 | 1128.2243 | 0 | 0 | 0 | 0.0042 | 0 | 0 | 0.00057666 | 0.00057666 | 1057.1892
04/21 24:00:00 | 62.06 | 16.7 | 0% | 1.2726 | 47167.4189 | 1.1255 | 4.0519 | 4.3037 | 3.8734 | 0 | 0 | 0 | 372.6644 | 1.2726 | 47167.4189 | 1.1255 | 4.3895 | 4.6624 | 3.963 | 0 | 0 | 0 | 364.3455 | 0 | 0 | 0 | 0 | 0 | 0 | 0 | 730.3414 | 0 | 0 | 0 | 0 | 0 | 0 | 0 | 1189.1665 | 0 | 0 | 0 | 0 | 0 | 0 | 0 | 0 | 1103.4142 | 0 | 0 | 0 | 0.0042 | 0 | 0.00057666 | 0.00057666 | 739.7662 | 0 | 0 | 0 | 0.0042 | 0 | 0.00057666 | 0.00057666 | 1128.2248 | 0 | 0 | 0 | 0.0042 | 0 | 0 | 0.00057666 | 0.00057666 | 1057.1898
04/22 01:00:00 | 62.06 | 16.7 | 0% | 1.2726 | 47167.4189 | 1.1255 | 4.0519 | 4.3037 | 3.8734 | 0 | 0 | 0 | 372.6644 | 1.2726 | 47167.4189 | 1.1255 | 4.3895 | 4.6624 | 3.963 | 0 | 0 | 0 | 364.3455 | 0 | 0 | 0 | 0 | 0 | 0 | 0 | 730.3414 | 0 | 0 | 0 | 0 | 0 | 0 | 0 | 1189.1665 | 0 | 0 | 0 | 0 | 0 | 0 | 0 | 0 | 1103.4142 | 0 | 0 | 0 | 0.0042 | 0 | 0.00057666 | 0.00057666 | 739.7668 | 0 | 0 | 0 | 0.0042 | 0 | 0.00057666 | 0.00057666 | 1128.2254 | 0 | 0 | 0 | 0.0042 | 0 | 0 | 0.00057666 | 0.00057666 | 1057.1904
04/22 02:00:00 | 57.92 | 14.4 | 2.444% | 1.2007 | 44501.2239 | 1.1247 | 4.0487 | 4.188 | 3.7692 | 0.020354 | 0.070431 | 0.0096701 | 372.6741 | 1.2007 | 44501.2239 | 1.1247 | 4.3861 | 4.537 | 3.8565 | 0 | 0 | 0 | 364.3455 | 905.7785 | 0.024439 | 1118.245 | 0.0055856 | 0.021708 | 0.00076691 | 0.022475 | 730.3638 | 905.7785 | 0.024439 | 1118.245 | 0.0055856 | 0.035827 | 0.00076691 | 0.036594 | 1189.2031 | 905.7785 | 0.024439 | 1165.7381 | 0.0055856 | 0.0026395 | 0.032826 | 0.0011293 | 0.033955 | 1103.4482 | 905.7785 | 0.024439 | 1170.2564 | 0.0042 | 0.022717 | 0.00057666 | 0.023294 | 739.7901 | 905.7785 | 0.024439 | 1082.1726 | 0.0042 | 0.034671 | 0.00057666 | 0.035248 | 1128.2607 | 905.7785 | 0.024439 | 1140.7789 | 0.0042 | 0.0026395 | 0.032123 | 0.00093906 | 0.033062 | 1057.2235
04/22 03:00:00 | 57.02 | 13.9 | 8.903% | 1.1853 | 43931.5522 | 1.1231 | 4.0433 | 4.1622 | 3.746 | 0.075114 | 0.25818 | 0.035448 | 372.7095 | 1.1853 | 43931.5522 | 1.1231 | 4.3802 | 4.5091 | 3.8327 | 0.075114 | 0.25234 | 0.034646 | 364.3801 | 3299.8953 | 0.089034 | 4073.9448 | 0.020349 | 0.079085 | 0.002794 | 0.081879 | 730.4457 | 3299.8953 | 0.089034 | 4073.9448 | 0.020349 | 0.13052 | 0.002794 | 0.13332 | 1189.3364 | 3299.8953 | 0.089034 | 4246.9695 | 0.020349 | 0.0096161 | 0.11959 | 0.0041143 | 0.1237 | 1103.5719 | 3299.8953 | 0.089034 | 4263.4306 | 0.0042 | 0.082763 | 0.00057666 | 0.08334 | 739.8734 | 3299.8953 | 0.089034 | 3942.5272 | 0.0042 | 0.12631 | 0.00057666 | 0.12689 | 1128.3875 | 3299.8953 | 0.089034 | 4156.0394 | 0.0042 | 0.0096161 | 0.11703 | 0.001897 | 0.11893 | 1057.3424
04/22 04:00:00 | 55.04 | 12.8 | 13.6% | 1.1518 | 42690.7653 | 1.1182 | 4.0255 | 4.1045 | 3.694 | 0.11804 | 0.39981 | 0.054894 | 372.7644 | 1.1518 | 42690.7653 | 1.1182 | 4.3609 | 4.4465 | 3.7795 | 0.077298 | 0.25589 | 0.035134 | 364.4153 | 5039.2384 | 0.13596 | 6221.282 | 0.031075 | 0.12077 | 0.0042666 | 0.12504 | 730.5708 | 5039.2384 | 0.13596 | 6221.282 | 0.031075 | 0.19932 | 0.0042666 | 0.20359 | 1189.54 | 5039.2384 | 0.13596 | 6485.5063 | 0.031075 | 0.014685 | 0.18262 | 0.0062828 | 0.18891 | 1103.7608 | 5039.2384 | 0.13596 | 6510.644 | 0.0042 | 0.12639 | 0.00057666 | 0.12696 | 740.0004 | 5039.2384 | 0.13596 | 6020.5955 | 0.0042 | 0.19289 | 0.00057666 | 0.19347 | 1128.581 | 5039.2384 | 0.13596 | 6346.6479 | 0.0042 | 0.014685 | 0.17871 | 0.0025929 | 0.18131 | 1057.5237
04/22 05:00:00 | 53.06 | 11.7 | 18.05% | 1.1188 | 41467.1533 | 1.111 | 3.9997 | 4.0453 | 3.6408 | 0.16135 | 0.5386 | 0.07395 | 372.8384 | 1.1188 | 41467.1533 | 1.111 | 4.333 | 4.3824 | 3.7251 | 0.16135 | 0.52642 | 0.072277 | 364.4875 | 6690.7454 | 0.18052 | 8260.1795 | 0.04126 | 0.16035 | 0.0056649 | 0.16601 | 730.7368 | 6690.7454 | 0.18052 | 8260.1795 | 0.04126 | 0.26465 | 0.0056649 | 0.27031 | 1189.8103 | 6690.7454 | 0.18052 | 8610.998 | 0.04126 | 0.019497 | 0.24248 | 0.0083419 | 0.25082 | 1104.0116 | 6690.7454 | 0.18052 | 8644.3739 | 0.0042 | 0.16781 | 0.00057666 | 0.16838 | 740.1688 | 6690.7454 | 0.18052 | 7993.7221 | 0.0042 | 0.25611 | 0.00057666 | 0.25668 | 1128.8377 | 6690.7454 | 0.18052 | 8426.6315 | 0.0042 | 0.019497 | 0.23728 | 0.0032536 | 0.24054 | 1057.7642
04/22 06:00:00 | 55.04 | 12.8 | 18.85% | 1.1518 | 42690.7653 | 1.1182 | 4.0255 | 4.1045 | 3.694 | 0.16366 | 0.55432 | 0.076108 | 372.9145 | 1.1518 | 42690.7653 | 1.1182 | 4.3609 | 4.4465 | 3.7795 | 0.15673 | 0.51883 | 0.071235 | 364.5588 | 6986.6693 | 0.18851 | 8625.5176 | 0.043084 | 0.16744 | 0.0059155 | 0.17336 | 730.9101 | 6986.6693 | 0.18851 | 8625.5176 | 0.043084 | 0.27635 | 0.0059155 | 0.28227 | 1190.0926 | 6986.6693 | 0.18851 | 8991.8523 | 0.043084 | 0.02036 | 0.2532 | 0.0087109 | 0.26191 | 1104.2735 | 6986.6693 | 0.18851 | 9026.7045 | 0.0042 | 0.17523 | 0.00057666 | 0.17581 | 740.3446 | 6986.6693 | 0.18851 | 8347.2751 | 0.0042 | 0.26744 | 0.00057666 | 0.26801 | 1129.1057 | 6986.6693 | 0.18851 | 8799.3316 | 0.0042 | 0.02036 | 0.24778 | 0.003372 | 0.25115 | 1058.0154
04/22 07:00:00 | 55.04 | 12.8 | 9.786% | 1.1518 | 42690.7653 | 1.1182 | 4.0255 | 4.1045 | 3.694 | 0.084957 | 0.28776 | 0.039509 | 372.954 | 1.1518 | 42690.7653 | 1.1182 | 4.3609 | 4.4465 | 3.7795 | 0.084957 | 0.28124 | 0.038615 | 364.5974 | 3626.8793 | 0.097856 | 4477.6287 | 0.022366 | 0.086921 | 0.0030708 | 0.089992 | 731.0001 | 3626.8793 | 0.097856 | 4477.6287 | 0.022366 | 0.14346 | 0.0030708 | 0.14653 | 1190.2391 | 3626.8793 | 0.097856 | 4667.7983 | 0.022366 | 0.010569 | 0.13144 | 0.0045219 | 0.13596 | 1104.4095 | 3626.8793 | 0.097856 | 4685.8905 | 0.0042 | 0.090964 | 0.00057666 | 0.091541 | 740.4361 | 3626.8793 | 0.097856 | 4333.1891 | 0.0042 | 0.13883 | 0.00057666 | 0.13941 | 1129.2451 | 3626.8793 | 0.097856 | 4567.858 | 0.0042 | 0.010569 | 0.12863 | 0.0020278 | 0.13065 | 1058.146
04/22 08:00:00 | 64.94 | 18.3 | 0.8133% | 1.3238 | 49066.449 | 1.1202 | 4.0329 | 4.3819 | 3.9437 | 0.0061435 | 0.022402 | 0.0030758 | 372.9571 | 1.3238 | 49066.449 | 1.1202 | 4.3689 | 4.7471 | 4.035 | 0.073918 | 0.26344 | 0.03617 | 364.6336 | 301.4387 | 0.008133 | 372.1466 | 0.0018589 | 0.0072242 | 0.00025522 | 0.0074795 | 731.0076 | 301.4387 | 0.008133 | 372.1466 | 0.0018589 | 0.011923 | 0.00025522 | 0.012178 | 1190.2513 | 301.4387 | 0.008133 | 387.952 | 0.0018589 | 0.00087841 | 0.010924 | 0.00037583 | 0.0113 | 1104.4208 | 301.4387 | 0.008133 | 389.4557 | 0.0042 | 0.0075602 | 0.00057666 | 0.0081369 | 740.4443 | 301.4387 | 0.008133 | 360.1418 | 0.0042 | 0.011538 | 0.00057666 | 0.012115 | 1129.2572 | 301.4387 | 0.008133 | 379.6457 | 0.0042 | 0.00087841 | 0.01069 | 0.00069727 | 0.011388 | 1058.1574
04/22 09:00:00 | 68 | 20 | 0% | 1.3794 | 51123.983 | 1.1095 | 3.9942 | 4.4638 | 4.0174 | 0 | 0 | 0 | 372.9571 | 1.3794 | 51123.983 | 1.1095 | 4.327 | 4.8357 | 4.1104 | 0 | 0 | 0 | 364.6336 | 0 | 0 | 0 | 0 | 0 | 0 | 0 | 731.0076 | 0 | 0 | 0 | 0 | 0 | 0 | 0 | 1190.2513 | 0 | 0 | 0 | 0 | 0 | 0 | 0 | 0 | 1104.4208 | 0 | 0 | 0 | 0.0042 | 0 | 0.00057666 | 0.00057666 | 740.4448 | 0 | 0 | 0 | 0.0042 | 0 | 0.00057666 | 0.00057666 | 1129.2578 | 0 | 0 | 0 | 0.0042 | 0 | 0 | 0.00057666 | 0.00057666 | 1058.158
04/22 10:00:00 | 71.06 | 21.7 | 0% | 1.436 | 53222.538 | 1.0938 | 3.9376 | 4.545 | 4.0905 | 0 | 0 | 0 | 372.9571 | 1.436 | 53222.538 | 1.0938 | 4.2657 | 4.9237 | 4.1852 | 0 | 0 | 0 | 364.6336 | 0 | 0 | 0 | 0 | 0 | 0 | 0 | 731.0076 | 0 | 0 | 0 | 0 | 0 | 0 | 0 | 1190.2513 | 0 | 0 | 0 | 0 | 0 | 0 | 0 | 0 | 1104.4208 | 0 | 0 | 0 | 0.0042 | 0 | 0.00057666 | 0.00057666 | 740.4454 | 0 | 0 | 0 | 0.0042 | 0 | 0.00057666 | 0.00057666 | 1129.2584 | 0 | 0 | 0 | 0.0042 | 0 | 0 | 0.00057666 | 0.00057666 | 1058.1586
04/22 11:00:00 | 75.02 | 23.9 | 0% | 1.5109 | 55999.208 | 1.0667 | 3.8401 | 4.6504 | 4.1853 | 0 | 0 | 0 | 372.9571 | 1.5109 | 55999.208 | 1.0667 | 4.1602 | 5.0379 | 4.2822 | 0 | 0 | 0 | 364.6336 | 0 | 0 | 0 | 0 | 0 | 0 | 0 | 731.0076 | 0 | 0 | 0 | 0 | 0 | 0 | 0 | 1190.2513 | 0 | 0 | 0 | 0 | 0 | 0 | 0 | 0 | 1104.4208 | 0 | 0 | 0 | 0.0042 | 0 | 0.00057666 | 0.00057666 | 740.446 | 0 | 0 | 0 | 0.0042 | 0 | 0.00057666 | 0.00057666 | 1129.259 | 0 | 0 | 0 | 0.0042 | 0 | 0 | 0.00057666 | 0.00057666 | 1058.1592
04/22 12:00:00 | 75.02 | 23.9 | 0% | 1.5109 | 55999.208 | 1.0667 | 3.8401 | 4.6504 | 4.1853 | 0 | 0 | 0 | 372.9571 | 1.5109 | 55999.208 | 1.0667 | 4.1602 | 5.0379 | 4.2822 | 0 | 0 | 0 | 364.6336 | 0 | 0 | 0 | 0 | 0 | 0 | 0 | 731.0076 | 0 | 0 | 0 | 0 | 0 | 0 | 0 | 1190.2513 | 0 | 0 | 0 | 0 | 0 | 0 | 0 | 0 | 1104.4208 | 0 | 0 | 0 | 0.0042 | 0 | 0.00057666 | 0.00057666 | 740.4466 | 0 | 0 | 0 | 0.0042 | 0 | 0.00057666 | 0.00057666 | 1129.2595 | 0 | 0 | 0 | 0.0042 | 0 | 0 | 0.00057666 | 0.00057666 | 1058.1597
04/22 13:00:00 | 75.02 | 23.9 | 0% | 1.5109 | 55999.208 | 1.0667 | 3.8401 | 4.6504 | 4.1853 | 0 | 0 | 0 | 372.9571 | 1.5109 | 55999.208 | 1.0667 | 4.1602 | 5.0379 | 4.2822 | 0 | 0 | 0 | 364.6336 | 0 | 0 | 0 | 0 | 0 | 0 | 0 | 731.0076 | 0 | 0 | 0 | 0 | 0 | 0 | 0 | 1190.2513 | 0 | 0 | 0 | 0 | 0 | 0 | 0 | 0 | 1104.4208 | 0 | 0 | 0 | 0.0042 | 0 | 0.00057666 | 0.00057666 | 740.4471 | 0 | 0 | 0 | 0.0042 | 0 | 0.00057666 | 0.00057666 | 1129.2601 | 0 | 0 | 0 | 0.0042 | 0 | 0 | 0.00057666 | 0.00057666 | 1058.1603
04/22 14:00:00 | 77 | 25 | 0% | 1.5491 | 57413.3053 | 1.0507 | 3.7824 | 4.7036 | 4.2332 | 0 | 0 | 0 | 372.9571 | 1.5491 | 57413.3053 | 1.0507 | 4.0976 | 5.0956 | 4.3312 | 0 | 0 | 0 | 364.6336 | 0 | 0 | 0 | 0 | 0 | 0 | 0 | 731.0076 | 0 | 0 | 0 | 0 | 0 | 0 | 0 | 1190.2513 | 0 | 0 | 0 | 0 | 0 | 0 | 0 | 0 | 1104.4208 | 0 | 0 | 0 | 0.0042 | 0 | 0.00057666 | 0.00057666 | 740.4477 | 0 | 0 | 0 | 0.0042 | 0 | 0.00057666 | 0.00057666 | 1129.2607 | 0 | 0 | 0 | 0.0042 | 0 | 0 | 0.00057666 | 0.00057666 | 1058.1609
04/22 15:00:00 | 75.92 | 24.4 | 0% | 1.5282 | 56639.8504 | 1.0596 | 3.8146 | 4.6745 | 4.2071 | 0 | 0 | 0 | 372.9571 | 1.5282 | 56639.8504 | 1.0596 | 4.1325 | 5.0641 | 4.3044 | 0 | 0 | 0 | 364.6336 | 0 | 0 | 0 | 0 | 0 | 0 | 0 | 731.0076 | 0 | 0 | 0 | 0 | 0 | 0 | 0 | 1190.2513 | 0 | 0 | 0 | 0 | 0 | 0 | 0 | 0 | 1104.4208 | 0 | 0 | 0 | 0.0042 | 0 | 0.00057666 | 0.00057666 | 740.4483 | 0 | 0 | 0 | 0.0042 | 0 | 0.00057666 | 0.00057666 | 1129.2613 | 0 | 0 | 0 | 0.0042 | 0 | 0 | 0.00057666 | 0.00057666 | 1058.1615
04/22 16:00:00 | 75.92 | 24.4 | 0% | 1.5282 | 56639.8504 | 1.0596 | 3.8146 | 4.6745 | 4.2071 | 0 | 0 | 0 | 372.9571 | 1.5282 | 56639.8504 | 1.0596 | 4.1325 | 5.0641 | 4.3044 | 0 | 0 | 0 | 364.6336 | 0 | 0 | 0 | 0 | 0 | 0 | 0 | 731.0076 | 0 | 0 | 0 | 0 | 0 | 0 | 0 | 1190.2513 | 0 | 0 | 0 | 0 | 0 | 0 | 0 | 0 | 1104.4208 | 0 | 0 | 0 | 0.0042 | 0 | 0.00057666 | 0.00057666 | 740.4489 | 0 | 0 | 0 | 0.0042 | 0 | 0.00057666 | 0.00057666 | 1129.2618 | 0 | 0 | 0 | 0.0042 | 0 | 0 | 0.00057666 | 0.00057666 | 1058.162
04/22 17:00:00 | 73.04 | 22.8 | 0% | 1.4732 | 54602.2855 | 1.0811 | 3.892 | 4.5976 | 4.1378 | 0 | 0 | 0 | 372.9571 | 1.4732 | 54602.2855 | 1.0811 | 4.2164 | 4.9807 | 4.2336 | 0 | 0 | 0 | 364.6336 | 0 | 0 | 0 | 0 | 0 | 0 | 0 | 731.0076 | 0 | 0 | 0 | 0 | 0 | 0 | 0 | 1190.2513 | 0 | 0 | 0 | 0 | 0 | 0 | 0 | 0 | 1104.4208 | 0 | 0 | 0 | 0.0042 | 0 | 0.00057666 | 0.00057666 | 740.4494 | 0 | 0 | 0 | 0.0042 | 0 | 0.00057666 | 0.00057666 | 1129.2624 | 0 | 0 | 0 | 0.0042 | 0 | 0 | 0.00057666 | 0.00057666 | 1058.1626
04/22 18:00:00 | 69.08 | 20.6 | 0% | 1.3992 | 51859.9654 | 1.1045 | 3.9762 | 4.4925 | 4.0432 | 0 | 0 | 0 | 372.9571 | 1.3992 | 51859.9654 | 1.1045 | 4.3075 | 4.8668 | 4.1368 | 0 | 0 | 0 | 364.6336 | 0 | 0 | 0 | 0 | 0 | 0 | 0 | 731.0076 | 0 | 0 | 0 | 0 | 0 | 0 | 0 | 1190.2513 | 0 | 0 | 0 | 0 | 0 | 0 | 0 | 0 | 1104.4208 | 0 | 0 | 0 | 0.0042 | 0 | 0.00057666 | 0.00057666 | 740.45 | 0 | 0 | 0 | 0.0042 | 0 | 0.00057666 | 0.00057666 | 1129.263 | 0 | 0 | 0 | 0.0042 | 0 | 0 | 0.00057666 | 0.00057666 | 1058.1632
04/22 19:00:00 | 68 | 20 | 0% | 1.3794 | 51123.983 | 1.1095 | 3.9942 | 4.4638 | 4.0174 | 0 | 0 | 0 | 372.9571 | 1.3794 | 51123.983 | 1.1095 | 4.327 | 4.8357 | 4.1104 | 0 | 0 | 0 | 364.6336 | 0 | 0 | 0 | 0 | 0 | 0 | 0 | 731.0076 | 0 | 0 | 0 | 0 | 0 | 0 | 0 | 1190.2513 | 0 | 0 | 0 | 0 | 0 | 0 | 0 | 0 | 1104.4208 | 0 | 0 | 0 | 0.0042 | 0 | 0.00057666 | 0.00057666 | 740.4506 | 0 | 0 | 0 | 0.0042 | 0 | 0.00057666 | 0.00057666 | 1129.2636 | 0 | 0 | 0 | 0.0042 | 0 | 0 | 0.00057666 | 0.00057666 | 1058.1638
04/22 20:00:00 | 64.94 | 18.3 | 0% | 1.3238 | 49066.449 | 1.1202 | 4.0329 | 4.3819 | 3.9437 | 0 | 0 | 0 | 372.9571 | 1.3238 | 49066.449 | 1.1202 | 4.3689 | 4.7471 | 4.035 | 0 | 0 | 0 | 364.6336 | 0 | 0 | 0 | 0 | 0 | 0 | 0 | 731.0076 | 0 | 0 | 0 | 0 | 0 | 0 | 0 | 1190.2513 | 0 | 0 | 0 | 0 | 0 | 0 | 0 | 0 | 1104.4208 | 0 | 0 | 0 | 0.0042 | 0 | 0.00057666 | 0.00057666 | 740.4512 | 0 | 0 | 0 | 0.0042 | 0 | 0.00057666 | 0.00057666 | 1129.2642 | 0 | 0 | 0 | 0.0042 | 0 | 0 | 0.00057666 | 0.00057666 | 1058.1643
04/22 21:00:00 | 62.96 | 17.2 | 0% | 1.2885 | 47756.9624 | 1.1244 | 4.0478 | 4.3283 | 3.8955 | 0 | 0 | 0 | 372.9571 | 1.2885 | 47756.9624 | 1.1244 | 4.3851 | 4.689 | 3.9857 | 0 | 0 | 0 | 364.6336 | 0 | 0 | 0 | 0 | 0 | 0 | 0 | 731.0076 | 0 | 0 | 0 | 0 | 0 | 0 | 0 | 1190.2513 | 0 | 0 | 0 | 0 | 0 | 0 | 0 | 0 | 1104.4208 | 0 | 0 | 0 | 0.0042 | 0 | 0.00057666 | 0.00057666 | 740.4518 | 0 | 0 | 0 | 0.0042 | 0 | 0.00057666 | 0.00057666 | 1129.2647 | 0 | 0 | 0 | 0.0042 | 0 | 0 | 0.00057666 | 0.00057666 | 1058.1649
04/22 22:00:00 | 62.06 | 16.7 | 0% | 1.2726 | 47167.4189 | 1.1255 | 4.0519 | 4.3037 | 3.8734 | 0 | 0 | 0 | 372.9571 | 1.2726 | 47167.4189 | 1.1255 | 4.3895 | 4.6624 | 3.963 | 0 | 0 | 0 | 364.6336 | 0 | 0 | 0 | 0 | 0 | 0 | 0 | 731.0076 | 0 | 0 | 0 | 0 | 0 | 0 | 0 | 1190.2513 | 0 | 0 | 0 | 0 | 0 | 0 | 0 | 0 | 1104.4208 | 0 | 0 | 0 | 0.0042 | 0 | 0.00057666 | 0.00057666 | 740.4523 | 0 | 0 | 0 | 0.0042 | 0 | 0.00057666 | 0.00057666 | 1129.2653 | 0 | 0 | 0 | 0.0042 | 0 | 0 | 0.00057666 | 0.00057666 | 1058.1655
04/22 23:00:00 | 62.06 | 16.7 | 0% | 1.2726 | 47167.4189 | 1.1255 | 4.0519 | 4.3037 | 3.8734 | 0 | 0 | 0 | 372.9571 | 1.2726 | 47167.4189 | 1.1255 | 4.3895 | 4.6624 | 3.963 | 0 | 0 | 0 | 364.6336 | 0 | 0 | 0 | 0 | 0 | 0 | 0 | 731.0076 | 0 | 0 | 0 | 0 | 0 | 0 | 0 | 1190.2513 | 0 | 0 | 0 | 0 | 0 | 0 | 0 | 0 | 1104.4208 | 0 | 0 | 0 | 0.0042 | 0 | 0.00057666 | 0.00057666 | 740.4529 | 0 | 0 | 0 | 0.0042 | 0 | 0.00057666 | 0.00057666 | 1129.2659 | 0 | 0 | 0 | 0.0042 | 0 | 0 | 0.00057666 | 0.00057666 | 1058.1661
04/22 24:00:00 | 60.08 | 15.6 | 0% | 1.238 | 45882.914 | 1.1264 | 4.0549 | 4.249 | 3.8241 | 0 | 0 | 0 | 372.9571 | 1.238 | 45882.914 | 1.1264 | 4.3928 | 4.603 | 3.9126 | 0 | 0 | 0 | 364.6336 | 0 | 0 | 0 | 0 | 0 | 0 | 0 | 731.0076 | 0 | 0 | 0 | 0 | 0 | 0 | 0 | 1190.2513 | 0 | 0 | 0 | 0 | 0 | 0 | 0 | 0 | 1104.4208 | 0 | 0 | 0 | 0.0042 | 0 | 0.00057666 | 0.00057666 | 740.4535 | 0 | 0 | 0 | 0.0042 | 0 | 0.00057666 | 0.00057666 | 1129.2665 | 0 | 0 | 0 | 0.0042 | 0 | 0 | 0.00057666 | 0.00057666 | 1058.1667
04/23 01:00:00 | 60.08 | 15.6 | 3.334% | 1.238 | 45882.914 | 1.1264 | 4.0549 | 4.249 | 3.8241 | 0.026929 | 0.094697 | 0.013002 | 372.9701 | 1.238 | 45882.914 | 1.1264 | 4.3928 | 4.603 | 3.9126 | 0.026929 | 0.092555 | 0.012708 | 364.6463 | 1235.5789 | 0.033337 | 1525.4061 | 0.0076194 | 0.029612 | 0.0010461 | 0.030658 | 731.0383 | 1235.5789 | 0.033337 | 1525.4061 | 0.0076194 | 0.048872 | 0.0010461 | 0.049918 | 1190.3012 | 1235.5789 | 0.033337 | 1590.1917 | 0.0076194 | 0.0036006 | 0.044778 | 0.0015405 | 0.046318 | 1104.4671 | 1235.5789 | 0.033337 | 1596.3552 | 0.0042 | 0.030989 | 0.00057666 | 0.031566 | 740.485 | 1235.5789 | 0.033337 | 1476.1995 | 0.0042 | 0.047295 | 0.00057666 | 0.047872 | 1129.3143 | 1235.5789 | 0.033337 | 1556.1448 | 0.0042 | 0.0036006 | 0.043819 | 0.001071 | 0.04489 | 1058.2115
04/23 02:00:00 | 60.08 | 15.6 | 6.443% | 1.238 | 45882.914 | 1.1264 | 4.0549 | 4.249 | 3.8241 | 0.052045 | 0.18302 | 0.025129 | 372.9952 | 1.238 | 45882.914 | 1.1264 | 4.3928 | 4.603 | 3.9126 | 0.026929 | 0.092555 | 0.012708 | 364.659 | 2387.984 | 0.06443 | 2948.1284 | 0.014726 | 0.05723 | 0.0020219 | 0.059252 | 731.0975 | 2387.984 | 0.06443 | 2948.1284 | 0.014726 | 0.094454 | 0.0020219 | 0.096476 | 1190.3977 | 2387.984 | 0.06443 | 3073.3385 | 0.014726 | 0.0069587 | 0.086542 | 0.0029773 | 0.089519 | 1104.5566 | 2387.984 | 0.06443 | 3085.2507 | 0.0042 | 0.059892 | 0.00057666 | 0.060469 | 740.5455 | 2387.984 | 0.06443 | 2853.0275 | 0.0042 | 0.091407 | 0.00057666 | 0.091984 | 1129.4063 | 2387.984 | 0.06443 | 3007.5366 | 0.0042 | 0.0069587 | 0.084689 | 0.0015321 | 0.086221 | 1058.2978
04/23 03:00:00 | 60.98 | 16.1 | 7.5% | 1.2536 | 46464.6508 | 1.1263 | 4.0545 | 4.274 | 3.8466 | 0.059823 | 0.21179 | 0.029079 | 373.0243 | 1.2536 | 46464.6508 | 1.1263 | 4.3924 | 4.6301 | 3.9356 | 0.059823 | 0.207 | 0.028421 | 364.6874 | 2779.6701 | 0.074997 | 3431.6915 | 0.017141 | 0.066617 | 0.0023535 | 0.068971 | 731.1665 | 2779.6701 | 0.074997 | 3431.6915 | 0.017141 | 0.10995 | 0.0023535 | 0.1123 | 1190.51 | 2779.6701 | 0.074997 | 3577.439 | 0.017141 | 0.0081001 | 0.10074 | 0.0034656 | 0.1042 | 1104.6608 | 2779.6701 | 0.074997 | 3591.3051 | 0.0042 | 0.069716 | 0.00057666 | 0.070292 | 740.6158 | 2779.6701 | 0.074997 | 3320.9918 | 0.0042 | 0.1064 | 0.00057666 | 0.10698 | 1129.5133 | 2779.6701 | 0.074997 | 3500.844 | 0.0042 | 0.0081001 | 0.09858 | 0.0016888 | 0.10027 | 1058.398
04/23 04:00:00 | 62.06 | 16.7 | 7.62% | 1.2726 | 47167.4189 | 1.1255 | 4.0519 | 4.3037 | 3.8734 | 0.059876 | 0.2137 | 0.02934 | 373.0536 | 1.2726 | 47167.4189 | 1.1255 | 4.3895 | 4.6624 | 3.963 | 0.058932 | 0.20557 | 0.028225 | 364.7156 | 2824.1747 | 0.076198 | 3486.6355 | 0.017416 | 0.067684 | 0.0023912 | 0.070075 | 731.2366 | 2824.1747 | 0.076198 | 3486.6355 | 0.017416 | 0.11171 | 0.0023912 | 0.1141 | 1190.6241 | 2824.1747 | 0.076198 | 3634.7165 | 0.017416 | 0.0082298 | 0.10235 | 0.0035211 | 0.10587 | 1104.7667 | 2824.1747 | 0.076198 | 3648.8046 | 0.0042 | 0.070832 | 0.00057666 | 0.071408 | 740.6872 | 2824.1747 | 0.076198 | 3374.1634 | 0.0042 | 0.1081 | 0.00057666 | 0.10868 | 1129.622 | 2824.1747 | 0.076198 | 3556.8951 | 0.0042 | 0.0082298 | 0.10016 | 0.0017066 | 0.10186 | 1058.4999
04/23 05:00:00 | 60.98 | 16.1 | 7.912% | 1.2536 | 46464.6508 | 1.1263 | 4.0545 | 4.274 | 3.8466 | 0.063113 | 0.22344 | 0.030678 | 373.0843 | 1.2536 | 46464.6508 | 1.1263 | 4.3924 | 4.6301 | 3.9356 | 0.063113 | 0.21838 | 0.029984 | 364.7456 | 2932.5076 | 0.079121 | 3620.3797 | 0.018084 | 0.07028 | 0.0024829 | 0.072763 | 731.3093 | 2932.5076 | 0.079121 | 3620.3797 | 0.018084 | 0.11599 | 0.0024829 | 0.11848 | 1190.7425 | 2932.5076 | 0.079121 | 3774.141 | 0.018084 | 0.0085455 | 0.10628 | 0.0036562 | 0.10993 | 1104.8766 | 2932.5076 | 0.079121 | 3788.7695 | 0.0042 | 0.073549 | 0.00057666 | 0.074126 | 740.7613 | 2932.5076 | 0.079121 | 3503.5933 | 0.0042 | 0.11225 | 0.00057666 | 0.11283 | 1129.7348 | 2932.5076 | 0.079121 | 3693.3345 | 0.0042 | 0.0085455 | 0.104 | 0.00175 | 0.10575 | 1058.6056
04/23 06:00:00 | 62.06 | 16.7 | 6.892% | 1.2726 | 47167.4189 | 1.1255 | 4.0519 | 4.3037 | 3.8734 | 0.054155 | 0.19328 | 0.026537 | 373.1108 | 1.2726 | 47167.4189 | 1.1255 | 4.3895 | 4.6624 | 3.963 | 0.062172 | 0.21687 | 0.029777 | 364.7754 | 2554.3524 | 0.068918 | 3153.5214 | 0.015752 | 0.061217 | 0.0021627 | 0.06338 | 731.3727 | 2554.3524 | 0.068918 | 3153.5214 | 0.015752 | 0.10103 | 0.0021627 | 0.1032 | 1190.8457 | 2554.3524 | 0.068918 | 3287.4548 | 0.015752 | 0.0074435 | 0.092571 | 0.0031847 | 0.095756 | 1104.9724 | 2554.3524 | 0.068918 | 3300.1969 | 0.0042 | 0.064065 | 0.00057666 | 0.064641 | 740.826 | 2554.3524 | 0.068918 | 3051.7949 | 0.0042 | 0.097775 | 0.00057666 | 0.098352 | 1129.8332 | 2554.3524 | 0.068918 | 3217.0685 | 0.0042 | 0.0074435 | 0.090589 | 0.0015987 | 0.092188 | 1058.6978
04/23 07:00:00 | 62.06 | 16.7 | 4.409% | 1.2726 | 47167.4189 | 1.1255 | 4.0519 | 4.3037 | 3.8734 | 0.034645 | 0.12365 | 0.016977 | 373.1278 | 1.2726 | 47167.4189 | 1.1255 | 4.3895 | 4.6624 | 3.963 | 0.034645 | 0.12085 | 0.016593 | 364.792 | 1634.1177 | 0.04409 | 2017.4293 | 0.010077 | 0.039163 | 0.0013836 | 0.040547 | 731.4133 | 1634.1177 | 0.04409 | 2017.4293 | 0.010077 | 0.064636 | 0.0013836 | 0.066019 | 1190.9118 | 1634.1177 | 0.04409 | 2103.1116 | 0.010077 | 0.0047619 | 0.059221 | 0.0020374 | 0.061259 | 1105.0336 | 1634.1177 | 0.04409 | 2111.2632 | 0.0042 | 0.040985 | 0.00057666 | 0.041561 | 740.8675 | 1634.1177 | 0.04409 | 1952.3509 | 0.0042 | 0.062551 | 0.00057666 | 0.063127 | 1129.8963 | 1634.1177 | 0.04409 | 2058.0828 | 0.0042 | 0.0047619 | 0.057953 | 0.0012305 | 0.059184 | 1058.757
04/23 08:00:00 | 64.04 | 17.8 | 1.787% | 1.3077 | 48469.0987 | 1.1224 | 4.0406 | 4.3577 | 3.9219 | 0.013663 | 0.049489 | 0.0067948 | 373.1346 | 1.3077 | 48469.0987 | 1.1224 | 4.3774 | 4.7208 | 4.0127 | 0.033715 | 0.11935 | 0.016387 | 364.8084 | 662.2354 | 0.017868 | 817.5745 | 0.0040838 | 0.015871 | 0.0005607 | 0.016432 | 731.4297 | 662.2354 | 0.017868 | 817.5745 | 0.0040838 | 0.026194 | 0.0005607 | 0.026755 | 1190.9385 | 662.2354 | 0.017868 | 852.2978 | 0.0040838 | 0.0019298 | 0.024 | 0.00082566 | 0.024825 | 1105.0585 | 662.2354 | 0.017868 | 855.6012 | 0.0042 | 0.016609 | 0.00057666 | 0.017186 | 740.8847 | 662.2354 | 0.017868 | 791.2011 | 0.0042 | 0.025349 | 0.00057666 | 0.025926 | 1129.9222 | 662.2354 | 0.017868 | 834.0496 | 0.0042 | 0.0019298 | 0.023486 | 0.00084162 | 0.024327 | 1058.7813
04/23 09:00:00 | 64.94 | 18.3 | 1.231% | 1.3238 | 49066.449 | 1.1202 | 4.0329 | 4.3819 | 3.9437 | 0.0093008 | 0.033915 | 0.0046565 | 373.1393 | 1.3238 | 49066.449 | 1.1202 | 4.3689 | 4.7471 | 4.035 | 0.0093008 | 0.033147 | 0.0045511 | 364.8129 | 456.3585 | 0.012313 | 563.4056 | 0.0028142 | 0.010937 | 0.00038639 | 0.011323 | 731.441 | 456.3585 | 0.012313 | 563.4056 | 0.0028142 | 0.018051 | 0.00038639 | 0.018437 | 1190.957 | 456.3585 | 0.012313 | 587.334 | 0.0028142 | 0.0013299 | 0.016539 | 0.00056898 | 0.017108 | 1105.0756 | 456.3585 | 0.012313 | 589.6105 | 0.0042 | 0.011446 | 0.00057666 | 0.012022 | 740.8968 | 456.3585 | 0.012313 | 545.2312 | 0.0042 | 0.017468 | 0.00057666 | 0.018045 | 1129.9403 | 456.3585 | 0.012313 | 574.7588 | 0.0042 | 0.0013299 | 0.016185 | 0.00075925 | 0.016944 | 1058.7983
04/23 10:00:00 | 68 | 20 | 0% | 1.3794 | 51123.983 | 1.1095 | 3.9942 | 4.4638 | 4.0174 | 0 | 0 | 0 | 373.1393 | 1.3794 | 51123.983 | 1.1095 | 4.327 | 4.8357 | 4.1104 | 0.0089265 | 0.03254 | 0.0044677 | 364.8174 | 0 | 0 | 0 | 0 | 0 | 0 | 0 | 731.441 | 0 | 0 | 0 | 0 | 0 | 0 | 0 | 1190.957 | 0 | 0 | 0 | 0 | 0 | 0 | 0 | 0 | 1105.0756 | 0 | 0 | 0 | 0.0042 | 0 | 0.00057666 | 0.00057666 | 740.8973 | 0 | 0 | 0 | 0.0042 | 0 | 0.00057666 | 0.00057666 | 1129.9408 | 0 | 0 | 0 | 0.0042 | 0 | 0 | 0.00057666 | 0.00057666 | 1058.7989
04/23 11:00:00 | 69.98 | 21.1 | 0% | 1.4159 | 52477.1875 | 1.0999 | 3.9595 | 4.5163 | 4.0647 | 0 | 0 | 0 | 373.1393 | 1.4159 | 52477.1875 | 1.0999 | 4.2895 | 4.8927 | 4.1588 | 0 | 0 | 0 | 364.8174 | 0 | 0 | 0 | 0 | 0 | 0 | 0 | 731.441 | 0 | 0 | 0 | 0 | 0 | 0 | 0 | 1190.957 | 0 | 0 | 0 | 0 | 0 | 0 | 0 | 0 | 1105.0756 | 0 | 0 | 0 | 0.0042 | 0 | 0.00057666 | 0.00057666 | 740.8979 | 0 | 0 | 0 | 0.0042 | 0 | 0.00057666 | 0.00057666 | 1129.9414 | 0 | 0 | 0 | 0.0042 | 0 | 0 | 0.00057666 | 0.00057666 | 1058.7994
04/23 12:00:00 | 73.04 | 22.8 | 0% | 1.4732 | 54602.2855 | 1.0811 | 3.892 | 4.5976 | 4.1378 | 0 | 0 | 0 | 373.1393 | 1.4732 | 54602.2855 | 1.0811 | 4.2164 | 4.9807 | 4.2336 | 0 | 0 | 0 | 364.8174 | 0 | 0 | 0 | 0 | 0 | 0 | 0 | 731.441 | 0 | 0 | 0 | 0 | 0 | 0 | 0 | 1190.957 | 0 | 0 | 0 | 0 | 0 | 0 | 0 | 0 | 1105.0756 | 0 | 0 | 0 | 0.0042 | 0 | 0.00057666 | 0.00057666 | 740.8985 | 0 | 0 | 0 | 0.0042 | 0 | 0.00057666 | 0.00057666 | 1129.942 | 0 | 0 | 0 | 0.0042 | 0 | 0 | 0.00057666 | 0.00057666 | 1058.8
04/23 13:00:00 | 73.04 | 22.8 | 0% | 1.4732 | 54602.2855 | 1.0811 | 3.892 | 4.5976 | 4.1378 | 0 | 0 | 0 | 373.1393 | 1.4732 | 54602.2855 | 1.0811 | 4.2164 | 4.9807 | 4.2336 | 0 | 0 | 0 | 364.8174 | 0 | 0 | 0 | 0 | 0 | 0 | 0 | 731.441 | 0 | 0 | 0 | 0 | 0 | 0 | 0 | 1190.957 | 0 | 0 | 0 | 0 | 0 | 0 | 0 | 0 | 1105.0756 | 0 | 0 | 0 | 0.0042 | 0 | 0.00057666 | 0.00057666 | 740.8991 | 0 | 0 | 0 | 0.0042 | 0 | 0.00057666 | 0.00057666 | 1129.9426 | 0 | 0 | 0 | 0.0042 | 0 | 0 | 0.00057666 | 0.00057666 | 1058.8006
04/23 14:00:00 | 75.92 | 24.4 | 0% | 1.5282 | 56639.8504 | 1.0596 | 3.8146 | 4.6745 | 4.2071 | 0 | 0 | 0 | 373.1393 | 1.5282 | 56639.8504 | 1.0596 | 4.1325 | 5.0641 | 4.3044 | 0 | 0 | 0 | 364.8174 | 0 | 0 | 0 | 0 | 0 | 0 | 0 | 731.441 | 0 | 0 | 0 | 0 | 0 | 0 | 0 | 1190.957 | 0 | 0 | 0 | 0 | 0 | 0 | 0 | 0 | 1105.0756 | 0 | 0 | 0 | 0.0042 | 0 | 0.00057666 | 0.00057666 | 740.8996 | 0 | 0 | 0 | 0.0042 | 0 | 0.00057666 | 0.00057666 | 1129.9431 | 0 | 0 | 0 | 0.0042 | 0 | 0 | 0.00057666 | 0.00057666 | 1058.8012
04/23 15:00:00 | 78.08 | 25.6 | 0% | 1.5701 | 58191.8702 | 1.0413 | 3.7487 | 4.7329 | 4.2596 | 0 | 0 | 0 | 373.1393 | 1.5701 | 58191.8702 | 1.0413 | 4.0611 | 5.1273 | 4.3582 | 0 | 0 | 0 | 364.8174 | 0 | 0 | 0 | 0 | 0 | 0 | 0 | 731.441 | 0 | 0 | 0 | 0 | 0 | 0 | 0 | 1190.957 | 0 | 0 | 0 | 0 | 0 | 0 | 0 | 0 | 1105.0756 | 0 | 0 | 0 | 0.0042 | 0 | 0.00057666 | 0.00057666 | 740.9002 | 0 | 0 | 0 | 0.0042 | 0 | 0.00057666 | 0.00057666 | 1129.9437 | 0 | 0 | 0 | 0.0042 | 0 | 0 | 0.00057666 | 0.00057666 | 1058.8018
04/23 16:00:00 | 75.92 | 24.4 | 0% | 1.5282 | 56639.8504 | 1.0596 | 3.8146 | 4.6745 | 4.2071 | 0 | 0 | 0 | 373.1393 | 1.5282 | 56639.8504 | 1.0596 | 4.1325 | 5.0641 | 4.3044 | 0 | 0 | 0 | 364.8174 | 0 | 0 | 0 | 0 | 0 | 0 | 0 | 731.441 | 0 | 0 | 0 | 0 | 0 | 0 | 0 | 1190.957 | 0 | 0 | 0 | 0 | 0 | 0 | 0 | 0 | 1105.0756 | 0 | 0 | 0 | 0.0042 | 0 | 0.00057666 | 0.00057666 | 740.9008 | 0 | 0 | 0 | 0.0042 | 0 | 0.00057666 | 0.00057666 | 1129.9443 | 0 | 0 | 0 | 0.0042 | 0 | 0 | 0.00057666 | 0.00057666 | 1058.8023
04/23 17:00:00 | 75.92 | 24.4 | 0% | 1.5282 | 56639.8504 | 1.0596 | 3.8146 | 4.6745 | 4.2071 | 0 | 0 | 0 | 373.1393 | 1.5282 | 56639.8504 | 1.0596 | 4.1325 | 5.0641 | 4.3044 | 0 | 0 | 0 | 364.8174 | 0 | 0 | 0 | 0 | 0 | 0 | 0 | 731.441 | 0 | 0 | 0 | 0 | 0 | 0 | 0 | 1190.957 | 0 | 0 | 0 | 0 | 0 | 0 | 0 | 0 | 1105.0756 | 0 | 0 | 0 | 0.0042 | 0 | 0.00057666 | 0.00057666 | 740.9014 | 0 | 0 | 0 | 0.0042 | 0 | 0.00057666 | 0.00057666 | 1129.9449 | 0 | 0 | 0 | 0.0042 | 0 | 0 | 0.00057666 | 0.00057666 | 1058.8029
04/23 18:00:00 | 73.04 | 22.8 | 0% | 1.4732 | 54602.2855 | 1.0811 | 3.892 | 4.5976 | 4.1378 | 0 | 0 | 0 | 373.1393 | 1.4732 | 54602.2855 | 1.0811 | 4.2164 | 4.9807 | 4.2336 | 0 | 0 | 0 | 364.8174 | 0 | 0 | 0 | 0 | 0 | 0 | 0 | 731.441 | 0 | 0 | 0 | 0 | 0 | 0 | 0 | 1190.957 | 0 | 0 | 0 | 0 | 0 | 0 | 0 | 0 | 1105.0756 | 0 | 0 | 0 | 0.0042 | 0 | 0.00057666 | 0.00057666 | 740.9019 | 0 | 0 | 0 | 0.0042 | 0 | 0.00057666 | 0.00057666 | 1129.9454 | 0 | 0 | 0 | 0.0042 | 0 | 0 | 0.00057666 | 0.00057666 | 1058.8035
04/23 19:00:00 | 73.04 | 22.8 | 0% | 1.4732 | 54602.2855 | 1.0811 | 3.892 | 4.5976 | 4.1378 | 0 | 0 | 0 | 373.1393 | 1.4732 | 54602.2855 | 1.0811 | 4.2164 | 4.9807 | 4.2336 | 0 | 0 | 0 | 364.8174 | 0 | 0 | 0 | 0 | 0 | 0 | 0 | 731.441 | 0 | 0 | 0 | 0 | 0 | 0 | 0 | 1190.957 | 0 | 0 | 0 | 0 | 0 | 0 | 0 | 0 | 1105.0756 | 0 | 0 | 0 | 0.0042 | 0 | 0.00057666 | 0.00057666 | 740.9025 | 0 | 0 | 0 | 0.0042 | 0 | 0.00057666 | 0.00057666 | 1129.946 | 0 | 0 | 0 | 0.0042 | 0 | 0 | 0.00057666 | 0.00057666 | 1058.8041
04/23 20:00:00 | 66.92 | 19.4 | 0% | 1.3596 | 50393.1104 | 1.1139 | 4.01 | 4.435 | 3.9915 | 0 | 0 | 0 | 373.1393 | 1.3596 | 50393.1104 | 1.1139 | 4.3441 | 4.8046 | 4.0839 | 0 | 0 | 0 | 364.8174 | 0 | 0 | 0 | 0 | 0 | 0 | 0 | 731.441 | 0 | 0 | 0 | 0 | 0 | 0 | 0 | 1190.957 | 0 | 0 | 0 | 0 | 0 | 0 | 0 | 0 | 1105.0756 | 0 | 0 | 0 | 0.0042 | 0 | 0.00057666 | 0.00057666 | 740.9031 | 0 | 0 | 0 | 0.0042 | 0 | 0.00057666 | 0.00057666 | 1129.9466 | 0 | 0 | 0 | 0.0042 | 0 | 0 | 0.00057666 | 0.00057666 | 1058.8046
04/23 21:00:00 | 64.04 | 17.8 | 0% | 1.3077 | 48469.0987 | 1.1224 | 4.0406 | 4.3577 | 3.9219 | 0 | 0 | 0 | 373.1393 | 1.3077 | 48469.0987 | 1.1224 | 4.3774 | 4.7208 | 4.0127 | 0 | 0 | 0 | 364.8174 | 0 | 0 | 0 | 0 | 0 | 0 | 0 | 731.441 | 0 | 0 | 0 | 0 | 0 | 0 | 0 | 1190.957 | 0 | 0 | 0 | 0 | 0 | 0 | 0 | 0 | 1105.0756 | 0 | 0 | 0 | 0.0042 | 0 | 0.00057666 | 0.00057666 | 740.9037 | 0 | 0 | 0 | 0.0042 | 0 | 0.00057666 | 0.00057666 | 1129.9472 | 0 | 0 | 0 | 0.0042 | 0 | 0 | 0.00057666 | 0.00057666 | 1058.8052
04/23 22:00:00 | 64.94 | 18.3 | 0% | 1.3238 | 49066.449 | 1.1202 | 4.0329 | 4.3819 | 3.9437 | 0 | 0 | 0 | 373.1393 | 1.3238 | 49066.449 | 1.1202 | 4.3689 | 4.7471 | 4.035 | 0 | 0 | 0 | 364.8174 | 0 | 0 | 0 | 0 | 0 | 0 | 0 | 731.441 | 0 | 0 | 0 | 0 | 0 | 0 | 0 | 1190.957 | 0 | 0 | 0 | 0 | 0 | 0 | 0 | 0 | 1105.0756 | 0 | 0 | 0 | 0.0042 | 0 | 0.00057666 | 0.00057666 | 740.9043 | 0 | 0 | 0 | 0.0042 | 0 | 0.00057666 | 0.00057666 | 1129.9477 | 0 | 0 | 0 | 0.0042 | 0 | 0 | 0.00057666 | 0.00057666 | 1058.8058
04/23 23:00:00 | 62.96 | 17.2 | 0% | 1.2885 | 47756.9624 | 1.1244 | 4.0478 | 4.3283 | 3.8955 | 0 | 0 | 0 | 373.1393 | 1.2885 | 47756.9624 | 1.1244 | 4.3851 | 4.689 | 3.9857 | 0 | 0 | 0 | 364.8174 | 0 | 0 | 0 | 0 | 0 | 0 | 0 | 731.441 | 0 | 0 | 0 | 0 | 0 | 0 | 0 | 1190.957 | 0 | 0 | 0 | 0 | 0 | 0 | 0 | 0 | 1105.0756 | 0 | 0 | 0 | 0.0042 | 0 | 0.00057666 | 0.00057666 | 740.9048 | 0 | 0 | 0 | 0.0042 | 0 | 0.00057666 | 0.00057666 | 1129.9483 | 0 | 0 | 0 | 0.0042 | 0 | 0 | 0.00057666 | 0.00057666 | 1058.8064
04/23 24:00:00 | 62.96 | 17.2 | 0% | 1.2885 | 47756.9624 | 1.1244 | 4.0478 | 4.3283 | 3.8955 | 0 | 0 | 0 | 373.1393 | 1.2885 | 47756.9624 | 1.1244 | 4.3851 | 4.689 | 3.9857 | 0 | 0 | 0 | 364.8174 | 0 | 0 | 0 | 0 | 0 | 0 | 0 | 731.441 | 0 | 0 | 0 | 0 | 0 | 0 | 0 | 1190.957 | 0 | 0 | 0 | 0 | 0 | 0 | 0 | 0 | 1105.0756 | 0 | 0 | 0 | 0.0042 | 0 | 0.00057666 | 0.00057666 | 740.9054 | 0 | 0 | 0 | 0.0042 | 0 | 0.00057666 | 0.00057666 | 1129.9489 | 0 | 0 | 0 | 0.0042 | 0 | 0 | 0.00057666 | 0.00057666 | 1058.8069
04/24 01:00:00 | 62.96 | 17.2 | 2.241% | 1.2885 | 47756.9624 | 1.1244 | 4.0478 | 4.3283 | 3.8955 | 0.017396 | 0.062505 | 0.0085819 | 373.1479 | 1.2885 | 47756.9624 | 1.1244 | 4.3851 | 4.689 | 3.9857 | 0.017396 | 0.061091 | 0.0083877 | 364.8258 | 830.7774 | 0.022415 | 1025.6511 | 0.0051231 | 0.01991 | 0.00070341 | 0.020614 | 731.4616 | 830.7774 | 0.022415 | 1025.6511 | 0.0051231 | 0.03286 | 0.00070341 | 0.033564 | 1190.9905 | 830.7774 | 0.022415 | 1069.2116 | 0.0051231 | 0.0024209 | 0.030108 | 0.0010358 | 0.031144 | 1105.1067 | 830.7774 | 0.022415 | 1073.3558 | 0.0042 | 0.020836 | 0.00057666 | 0.021413 | 740.9268 | 830.7774 | 0.022415 | 992.5656 | 0.0042 | 0.0318 | 0.00057666 | 0.032377 | 1129.9813 | 830.7774 | 0.022415 | 1046.3191 | 0.0042 | 0.0024209 | 0.029463 | 0.00090905 | 0.030372 | 1058.8373
04/24 02:00:00 | 55.94 | 13.3 | 8.91% | 1.167 | 43252.6302 | 1.1207 | 4.0346 | 4.1309 | 3.7178 | 0.076347 | 0.26032 | 0.035742 | 373.1836 | 1.167 | 43252.6302 | 1.1207 | 4.3708 | 4.4751 | 3.8039 | 0.019208 | 0.06401 | 0.0087886 | 364.8346 | 3302.1908 | 0.089095 | 4076.7788 | 0.020364 | 0.07914 | 0.0027959 | 0.081936 | 731.5436 | 3302.1908 | 0.089095 | 4076.7788 | 0.020364 | 0.13061 | 0.0027959 | 0.13341 | 1191.1239 | 3302.1908 | 0.089095 | 4249.9238 | 0.020364 | 0.0096228 | 0.11967 | 0.0041171 | 0.12379 | 1105.2305 | 3302.1908 | 0.089095 | 4266.3964 | 0.0042 | 0.082821 | 0.00057666 | 0.083397 | 741.0102 | 3302.1908 | 0.089095 | 3945.2698 | 0.0042 | 0.1264 | 0.00057666 | 0.12698 | 1130.1083 | 3302.1908 | 0.089095 | 4158.9305 | 0.0042 | 0.0096228 | 0.11711 | 0.0018979 | 0.11901 | 1058.9563
04/24 03:00:00 | 53.96 | 12.2 | 14.64% | 1.1338 | 42021.2114 | 1.1146 | 4.0124 | 4.0724 | 3.6652 | 0.12912 | 0.43388 | 0.059572 | 373.2432 | 1.1338 | 42021.2114 | 1.1146 | 4.3467 | 4.4118 | 3.75 | 0.12912 | 0.42406 | 0.058224 | 364.8928 | 5425.8899 | 0.14639 | 6698.6295 | 0.03346 | 0.13004 | 0.004594 | 0.13463 | 731.6782 | 5425.8899 | 0.14639 | 6698.6295 | 0.03346 | 0.21462 | 0.004594 | 0.21921 | 1191.3431 | 5425.8899 | 0.14639 | 6983.1272 | 0.03346 | 0.015811 | 0.19664 | 0.0067649 | 0.2034 | 1105.4339 | 5425.8899 | 0.14639 | 7010.1936 | 0.0042 | 0.13608 | 0.00057666 | 0.13666 | 741.1469 | 5425.8899 | 0.14639 | 6482.5446 | 0.0042 | 0.20769 | 0.00057666 | 0.20827 | 1130.3165 | 5425.8899 | 0.14639 | 6833.6144 | 0.0042 | 0.015811 | 0.19243 | 0.0027476 | 0.19517 | 1059.1515
04/24 04:00:00 | 51.08 | 10.6 | 20.11% | 1.0863 | 40260.7161 | 1.1018 | 3.9664 | 3.9846 | 3.5861 | 0.18512 | 0.60912 | 0.083632 | 373.3268 | 1.0863 | 40260.7161 | 1.1018 | 4.2969 | 4.3166 | 3.6692 | 0.13477 | 0.43341 | 0.059507 | 364.9523 | 7453.1112 | 0.20109 | 9201.3719 | 0.045961 | 0.17862 | 0.0063104 | 0.18493 | 731.8631 | 7453.1112 | 0.20109 | 9201.3719 | 0.045961 | 0.2948 | 0.0063104 | 0.30111 | 1191.6443 | 7453.1112 | 0.20109 | 9592.1638 | 0.045961 | 0.021719 | 0.2701 | 0.0092924 | 0.2794 | 1105.7133 | 7453.1112 | 0.20109 | 9629.3427 | 0.0042 | 0.18693 | 0.00057666 | 0.1875 | 741.3344 | 7453.1112 | 0.20109 | 8904.5535 | 0.0042 | 0.28529 | 0.00057666 | 0.28587 | 1130.6024 | 7453.1112 | 0.20109 | 9386.79 | 0.0042 | 0.021719 | 0.26432 | 0.0035587 | 0.26788 | 1059.4194
04/24 05:00:00 | 53.96 | 12.2 | 22.45% | 1.1338 | 42021.2114 | 1.1146 | 4.0124 | 4.0724 | 3.6652 | 0.19797 | 0.66523 | 0.091337 | 373.4181 | 1.1338 | 42021.2114 | 1.1146 | 4.3467 | 4.4118 | 3.75 | 0.19797 | 0.65018 | 0.08927 | 365.0416 | 8319.1056 | 0.22446 | 10270.5007 | 0.051301 | 0.19937 | 0.0070436 | 0.20642 | 732.0695 | 8319.1056 | 0.22446 | 10270.5007 | 0.051301 | 0.32905 | 0.0070436 | 0.3361 | 1191.9803 | 8319.1056 | 0.22446 | 10706.6996 | 0.051301 | 0.024242 | 0.30149 | 0.010372 | 0.31186 | 1106.0252 | 8319.1056 | 0.22446 | 10748.1984 | 0.0042 | 0.20865 | 0.00057666 | 0.20922 | 741.5436 | 8319.1056 | 0.22446 | 9939.1942 | 0.0042 | 0.31844 | 0.00057666 | 0.31902 | 1130.9214 | 8319.1056 | 0.22446 | 10477.4629 | 0.0042 | 0.024242 | 0.29503 | 0.0039051 | 0.29894 | 1059.7183
04/24 06:00:00 | 57.02 | 13.9 | 21.37% | 1.1853 | 43931.5522 | 1.1231 | 4.0433 | 4.1622 | 3.746 | 0.18029 | 0.61968 | 0.085082 | 373.5032 | 1.1853 | 43931.5522 | 1.1231 | 4.3802 | 4.5091 | 3.8327 | 0.18937 | 0.63615 | 0.087344 | 365.1289 | 7920.3681 | 0.2137 | 9778.2322 | 0.048842 | 0.18982 | 0.006706 | 0.19652 | 732.2661 | 7920.3681 | 0.2137 | 9778.2322 | 0.048842 | 0.31328 | 0.006706 | 0.31999 | 1192.3003 | 7920.3681 | 0.2137 | 10193.5239 | 0.048842 | 0.02308 | 0.28704 | 0.009875 | 0.29691 | 1106.3221 | 7920.3681 | 0.2137 | 10233.0337 | 0.0042 | 0.19865 | 0.00057666 | 0.19922 | 741.7428 | 7920.3681 | 0.2137 | 9462.8054 | 0.0042 | 0.30318 | 0.00057666 | 0.30375 | 1131.2252 | 7920.3681 | 0.2137 | 9975.2747 | 0.0042 | 0.02308 | 0.28089 | 0.0037456 | 0.28464 | 1060.003
04/24 07:00:00 | 57.02 | 13.9 | 10.5% | 1.1853 | 43931.5522 | 1.1231 | 4.0433 | 4.1622 | 3.746 | 0.088601 | 0.30454 | 0.041813 | 373.545 | 1.1853 | 43931.5522 | 1.1231 | 4.3802 | 4.5091 | 3.8327 | 0.088601 | 0.29765 | 0.040867 | 365.1698 | 3892.3609 | 0.10502 | 4805.3838 | 0.024003 | 0.093284 | 0.0032956 | 0.096579 | 732.3626 | 3892.3609 | 0.10502 | 4805.3838 | 0.024003 | 0.15396 | 0.0032956 | 0.15725 | 1192.4576 | 3892.3609 | 0.10502 | 5009.4735 | 0.024003 | 0.011343 | 0.14106 | 0.0048529 | 0.14591 | 1106.468 | 3892.3609 | 0.10502 | 5028.8901 | 0.0042 | 0.097622 | 0.00057666 | 0.098199 | 741.841 | 3892.3609 | 0.10502 | 4650.3715 | 0.0042 | 0.14899 | 0.00057666 | 0.14957 | 1131.3747 | 3892.3609 | 0.10502 | 4902.2178 | 0.0042 | 0.011343 | 0.13804 | 0.002134 | 0.14017 | 1060.1431
04/24 08:00:00 | 59.18 | 15.1 | 1.901% | 1.2224 | 45304.7259 | 1.126 | 4.0535 | 4.2237 | 3.8014 | 0.015551 | 0.054321 | 0.0074582 | 373.5525 | 1.2224 | 45304.7259 | 1.126 | 4.3913 | 4.5757 | 3.8893 | 0.085915 | 0.29331 | 0.040272 | 365.21 | 704.551 | 0.019009 | 869.816 | 0.0043447 | 0.016885 | 0.00059653 | 0.017482 | 732.3801 | 704.551 | 0.019009 | 869.816 | 0.0043447 | 0.027868 | 0.00059653 | 0.028464 | 1192.4861 | 704.551 | 0.019009 | 906.758 | 0.0043447 | 0.0020531 | 0.025533 | 0.00087842 | 0.026412 | 1106.4944 | 704.551 | 0.019009 | 910.2726 | 0.0042 | 0.017671 | 0.00057666 | 0.018247 | 741.8593 | 704.551 | 0.019009 | 841.7575 | 0.0042 | 0.026969 | 0.00057666 | 0.027545 | 1131.4023 | 704.551 | 0.019009 | 887.3438 | 0.0042 | 0.0020531 | 0.024987 | 0.00085855 | 0.025845 | 1060.169
04/24 09:00:00 | 68 | 20 | 0% | 1.3794 | 51123.983 | 1.1095 | 3.9942 | 4.4638 | 4.0174 | 0 | 0 | 0 | 373.5525 | 1.3794 | 51123.983 | 1.1095 | 4.327 | 4.8357 | 4.1104 | 0 | 0 | 0 | 365.21 | 0 | 0 | 0 | 0 | 0 | 0 | 0 | 732.3801 | 0 | 0 | 0 | 0 | 0 | 0 | 0 | 1192.4861 | 0 | 0 | 0 | 0 | 0 | 0 | 0 | 0 | 1106.4944 | 0 | 0 | 0 | 0.0042 | 0 | 0.00057666 | 0.00057666 | 741.8599 | 0 | 0 | 0 | 0.0042 | 0 | 0.00057666 | 0.00057666 | 1131.4028 | 0 | 0 | 0 | 0.0042 | 0 | 0 | 0.00057666 | 0.00057666 | 1060.1695
04/24 10:00:00 | 69.98 | 21.1 | 0% | 1.4159 | 52477.1875 | 1.0999 | 3.9595 | 4.5163 | 4.0647 | 0 | 0 | 0 | 373.5525 | 1.4159 | 52477.1875 | 1.0999 | 4.2895 | 4.8927 | 4.1588 | 0 | 0 | 0 | 365.21 | 0 | 0 | 0 | 0 | 0 | 0 | 0 | 732.3801 | 0 | 0 | 0 | 0 | 0 | 0 | 0 | 1192.4861 | 0 | 0 | 0 | 0 | 0 | 0 | 0 | 0 | 1106.4944 | 0 | 0 | 0 | 0.0042 | 0 | 0.00057666 | 0.00057666 | 741.8604 | 0 | 0 | 0 | 0.0042 | 0 | 0.00057666 | 0.00057666 | 1131.4034 | 0 | 0 | 0 | 0.0042 | 0 | 0 | 0.00057666 | 0.00057666 | 1060.1701
04/24 11:00:00 | 71.06 | 21.7 | 0% | 1.436 | 53222.538 | 1.0938 | 3.9376 | 4.545 | 4.0905 | 0 | 0 | 0 | 373.5525 | 1.436 | 53222.538 | 1.0938 | 4.2657 | 4.9237 | 4.1852 | 0 | 0 | 0 | 365.21 | 0 | 0 | 0 | 0 | 0 | 0 | 0 | 732.3801 | 0 | 0 | 0 | 0 | 0 | 0 | 0 | 1192.4861 | 0 | 0 | 0 | 0 | 0 | 0 | 0 | 0 | 1106.4944 | 0 | 0 | 0 | 0.0042 | 0 | 0.00057666 | 0.00057666 | 741.861 | 0 | 0 | 0 | 0.0042 | 0 | 0.00057666 | 0.00057666 | 1131.404 | 0 | 0 | 0 | 0.0042 | 0 | 0 | 0.00057666 | 0.00057666 | 1060.1707
04/24 12:00:00 | 73.94 | 23.3 | 0% | 1.4903 | 55235.1212 | 1.0748 | 3.8692 | 4.6215 | 4.1594 | 0 | 0 | 0 | 373.5525 | 1.4903 | 55235.1212 | 1.0748 | 4.1916 | 5.0067 | 4.2557 | 0 | 0 | 0 | 365.21 | 0 | 0 | 0 | 0 | 0 | 0 | 0 | 732.3801 | 0 | 0 | 0 | 0 | 0 | 0 | 0 | 1192.4861 | 0 | 0 | 0 | 0 | 0 | 0 | 0 | 0 | 1106.4944 | 0 | 0 | 0 | 0.0042 | 0 | 0.00057666 | 0.00057666 | 741.8616 | 0 | 0 | 0 | 0.0042 | 0 | 0.00057666 | 0.00057666 | 1131.4046 | 0 | 0 | 0 | 0.0042 | 0 | 0 | 0.00057666 | 0.00057666 | 1060.1713
04/24 13:00:00 | 73.94 | 23.3 | 0% | 1.4903 | 55235.1212 | 1.0748 | 3.8692 | 4.6215 | 4.1594 | 0 | 0 | 0 | 373.5525 | 1.4903 | 55235.1212 | 1.0748 | 4.1916 | 5.0067 | 4.2557 | 0 | 0 | 0 | 365.21 | 0 | 0 | 0 | 0 | 0 | 0 | 0 | 732.3801 | 0 | 0 | 0 | 0 | 0 | 0 | 0 | 1192.4861 | 0 | 0 | 0 | 0 | 0 | 0 | 0 | 0 | 1106.4944 | 0 | 0 | 0 | 0.0042 | 0 | 0.00057666 | 0.00057666 | 741.8622 | 0 | 0 | 0 | 0.0042 | 0 | 0.00057666 | 0.00057666 | 1131.4052 | 0 | 0 | 0 | 0.0042 | 0 | 0 | 0.00057666 | 0.00057666 | 1060.1719
04/24 14:00:00 | 77 | 25 | 0% | 1.5491 | 57413.3053 | 1.0507 | 3.7824 | 4.7036 | 4.2332 | 0 | 0 | 0 | 373.5525 | 1.5491 | 57413.3053 | 1.0507 | 4.0976 | 5.0956 | 4.3312 | 0 | 0 | 0 | 365.21 | 0 | 0 | 0 | 0 | 0 | 0 | 0 | 732.3801 | 0 | 0 | 0 | 0 | 0 | 0 | 0 | 1192.4861 | 0 | 0 | 0 | 0 | 0 | 0 | 0 | 0 | 1106.4944 | 0 | 0 | 0 | 0.0042 | 0 | 0.00057666 | 0.00057666 | 741.8627 | 0 | 0 | 0 | 0.0042 | 0 | 0.00057666 | 0.00057666 | 1131.4057 | 0 | 0 | 0 | 0.0042 | 0 | 0 | 0.00057666 | 0.00057666 | 1060.1724
04/24 15:00:00 | 77 | 25 | 0% | 1.5491 | 57413.3053 | 1.0507 | 3.7824 | 4.7036 | 4.2332 | 0 | 0 | 0 | 373.5525 | 1.5491 | 57413.3053 | 1.0507 | 4.0976 | 5.0956 | 4.3312 | 0 | 0 | 0 | 365.21 | 0 | 0 | 0 | 0 | 0 | 0 | 0 | 732.3801 | 0 | 0 | 0 | 0 | 0 | 0 | 0 | 1192.4861 | 0 | 0 | 0 | 0 | 0 | 0 | 0 | 0 | 1106.4944 | 0 | 0 | 0 | 0.0042 | 0 | 0.00057666 | 0.00057666 | 741.8633 | 0 | 0 | 0 | 0.0042 | 0 | 0.00057666 | 0.00057666 | 1131.4063 | 0 | 0 | 0 | 0.0042 | 0 | 0 | 0.00057666 | 0.00057666 | 1060.173
04/24 16:00:00 | 75.92 | 24.4 | 0% | 1.5282 | 56639.8504 | 1.0596 | 3.8146 | 4.6745 | 4.2071 | 0 | 0 | 0 | 373.5525 | 1.5282 | 56639.8504 | 1.0596 | 4.1325 | 5.0641 | 4.3044 | 0 | 0 | 0 | 365.21 | 0 | 0 | 0 | 0 | 0 | 0 | 0 | 732.3801 | 0 | 0 | 0 | 0 | 0 | 0 | 0 | 1192.4861 | 0 | 0 | 0 | 0 | 0 | 0 | 0 | 0 | 1106.4944 | 0 | 0 | 0 | 0.0042 | 0 | 0.00057666 | 0.00057666 | 741.8639 | 0 | 0 | 0 | 0.0042 | 0 | 0.00057666 | 0.00057666 | 1131.4069 | 0 | 0 | 0 | 0.0042 | 0 | 0 | 0.00057666 | 0.00057666 | 1060.1736
04/24 17:00:00 | 75.02 | 23.9 | 0% | 1.5109 | 55999.208 | 1.0667 | 3.8401 | 4.6504 | 4.1853 | 0 | 0 | 0 | 373.5525 | 1.5109 | 55999.208 | 1.0667 | 4.1602 | 5.0379 | 4.2822 | 0 | 0 | 0 | 365.21 | 0 | 0 | 0 | 0 | 0 | 0 | 0 | 732.3801 | 0 | 0 | 0 | 0 | 0 | 0 | 0 | 1192.4861 | 0 | 0 | 0 | 0 | 0 | 0 | 0 | 0 | 1106.4944 | 0 | 0 | 0 | 0.0042 | 0 | 0.00057666 | 0.00057666 | 741.8645 | 0 | 0 | 0 | 0.0042 | 0 | 0.00057666 | 0.00057666 | 1131.4075 | 0 | 0 | 0 | 0.0042 | 0 | 0 | 0.00057666 | 0.00057666 | 1060.1742
04/24 18:00:00 | 71.06 | 21.7 | 0% | 1.436 | 53222.538 | 1.0938 | 3.9376 | 4.545 | 4.0905 | 0 | 0 | 0 | 373.5525 | 1.436 | 53222.538 | 1.0938 | 4.2657 | 4.9237 | 4.1852 | 0 | 0 | 0 | 365.21 | 0 | 0 | 0 | 0 | 0 | 0 | 0 | 732.3801 | 0 | 0 | 0 | 0 | 0 | 0 | 0 | 1192.4861 | 0 | 0 | 0 | 0 | 0 | 0 | 0 | 0 | 1106.4944 | 0 | 0 | 0 | 0.0042 | 0 | 0.00057666 | 0.00057666 | 741.865 | 0 | 0 | 0 | 0.0042 | 0 | 0.00057666 | 0.00057666 | 1131.408 | 0 | 0 | 0 | 0.0042 | 0 | 0 | 0.00057666 | 0.00057666 | 1060.1747
04/24 19:00:00 | 71.06 | 21.7 | 0% | 1.436 | 53222.538 | 1.0938 | 3.9376 | 4.545 | 4.0905 | 0 | 0 | 0 | 373.5525 | 1.436 | 53222.538 | 1.0938 | 4.2657 | 4.9237 | 4.1852 | 0 | 0 | 0 | 365.21 | 0 | 0 | 0 | 0 | 0 | 0 | 0 | 732.3801 | 0 | 0 | 0 | 0 | 0 | 0 | 0 | 1192.4861 | 0 | 0 | 0 | 0 | 0 | 0 | 0 | 0 | 1106.4944 | 0 | 0 | 0 | 0.0042 | 0 | 0.00057666 | 0.00057666 | 741.8656 | 0 | 0 | 0 | 0.0042 | 0 | 0.00057666 | 0.00057666 | 1131.4086 | 0 | 0 | 0 | 0.0042 | 0 | 0 | 0.00057666 | 0.00057666 | 1060.1753
04/24 20:00:00 | 62.06 | 16.7 | 0% | 1.2726 | 47167.4189 | 1.1255 | 4.0519 | 4.3037 | 3.8734 | 0 | 0 | 0 | 373.5525 | 1.2726 | 47167.4189 | 1.1255 | 4.3895 | 4.6624 | 3.963 | 0 | 0 | 0 | 365.21 | 0 | 0 | 0 | 0 | 0 | 0 | 0 | 732.3801 | 0 | 0 | 0 | 0 | 0 | 0 | 0 | 1192.4861 | 0 | 0 | 0 | 0 | 0 | 0 | 0 | 0 | 1106.4944 | 0 | 0 | 0 | 0.0042 | 0 | 0.00057666 | 0.00057666 | 741.8662 | 0 | 0 | 0 | 0.0042 | 0 | 0.00057666 | 0.00057666 | 1131.4092 | 0 | 0 | 0 | 0.0042 | 0 | 0 | 0.00057666 | 0.00057666 | 1060.1759
04/24 21:00:00 | 59 | 15 | 0% | 1.2192 | 45189.514 | 1.1258 | 4.053 | 4.2187 | 3.7968 | 0 | 0 | 0 | 373.5525 | 1.2192 | 45189.514 | 1.1258 | 4.3908 | 4.5702 | 3.8847 | 0 | 0 | 0 | 365.21 | 0 | 0 | 0 | 0 | 0 | 0 | 0 | 732.3801 | 0 | 0 | 0 | 0 | 0 | 0 | 0 | 1192.4861 | 0 | 0 | 0 | 0 | 0 | 0 | 0 | 0 | 1106.4944 | 0 | 0 | 0 | 0.0042 | 0 | 0.00057666 | 0.00057666 | 741.8668 | 0 | 0 | 0 | 0.0042 | 0 | 0.00057666 | 0.00057666 | 1131.4098 | 0 | 0 | 0 | 0.0042 | 0 | 0 | 0.00057666 | 0.00057666 | 1060.1765
04/24 22:00:00 | 55.94 | 13.3 | 0% | 1.167 | 43252.6302 | 1.1207 | 4.0346 | 4.1309 | 3.7178 | 0 | 0 | 0 | 373.5525 | 1.167 | 43252.6302 | 1.1207 | 4.3708 | 4.4751 | 3.8039 | 0 | 0 | 0 | 365.21 | 0 | 0 | 0 | 0 | 0 | 0 | 0 | 732.3801 | 0 | 0 | 0 | 0 | 0 | 0 | 0 | 1192.4861 | 0 | 0 | 0 | 0 | 0 | 0 | 0 | 0 | 1106.4944 | 0 | 0 | 0 | 0.0042 | 0 | 0.00057666 | 0.00057666 | 741.8673 | 0 | 0 | 0 | 0.0042 | 0 | 0.00057666 | 0.00057666 | 1131.4103 | 0 | 0 | 0 | 0.0042 | 0 | 0 | 0.00057666 | 0.00057666 | 1060.177
04/24 23:00:00 | 60.08 | 15.6 | 0% | 1.238 | 45882.914 | 1.1264 | 4.0549 | 4.249 | 3.8241 | 0 | 0 | 0 | 373.5525 | 1.238 | 45882.914 | 1.1264 | 4.3928 | 4.603 | 3.9126 | 0 | 0 | 0 | 365.21 | 0 | 0 | 0 | 0 | 0 | 0 | 0 | 732.3801 | 0 | 0 | 0 | 0 | 0 | 0 | 0 | 1192.4861 | 0 | 0 | 0 | 0 | 0 | 0 | 0 | 0 | 1106.4944 | 0 | 0 | 0 | 0.0042 | 0 | 0.00057666 | 0.00057666 | 741.8679 | 0 | 0 | 0 | 0.0042 | 0 | 0.00057666 | 0.00057666 | 1131.4109 | 0 | 0 | 0 | 0.0042 | 0 | 0 | 0.00057666 | 0.00057666 | 1060.1776
04/24 24:00:00 | 53.06 | 11.7 | 4.937% | 1.1188 | 41467.1533 | 1.111 | 3.9997 | 4.0453 | 3.6408 | 0.044123 | 0.14729 | 0.020222 | 373.5727 | 1.1188 | 41467.1533 | 1.111 | 4.333 | 4.3824 | 3.7251 | 0 | 0 | 0 | 365.21 | 1829.6426 | 0.049365 | 2258.818 | 0.011283 | 0.043849 | 0.0015491 | 0.045398 | 732.4255 | 1829.6426 | 0.049365 | 2258.818 | 0.011283 | 0.07237 | 0.0015491 | 0.073919 | 1192.56 | 1829.6426 | 0.049365 | 2354.7524 | 0.011283 | 0.0053317 | 0.066307 | 0.0022812 | 0.068588 | 1106.563 | 1829.6426 | 0.049365 | 2363.8793 | 0.0042 | 0.045888 | 0.00057666 | 0.046465 | 741.9144 | 1829.6426 | 0.049365 | 2185.9529 | 0.0042 | 0.070035 | 0.00057666 | 0.070612 | 1131.4815 | 1829.6426 | 0.049365 | 2304.3358 | 0.0042 | 0.0053317 | 0.064887 | 0.0013087 | 0.066196 | 1060.2438
04/25 01:00:00 | 53.06 | 11.7 | 14.52% | 1.1188 | 41467.1533 | 1.111 | 3.9997 | 4.0453 | 3.6408 | 0.12976 | 0.43314 | 0.05947 | 373.6322 | 1.1188 | 41467.1533 | 1.111 | 4.333 | 4.3824 | 3.7251 | 0.12976 | 0.42334 | 0.058125 | 365.2682 | 5380.6233 | 0.14517 | 6642.7449 | 0.033181 | 0.12895 | 0.0045557 | 0.13351 | 732.559 | 5380.6233 | 0.14517 | 6642.7449 | 0.033181 | 0.21282 | 0.0045557 | 0.21738 | 1192.7774 | 5380.6233 | 0.14517 | 6924.8692 | 0.033181 | 0.015679 | 0.195 | 0.0067085 | 0.2017 | 1106.7647 | 5380.6233 | 0.14517 | 6951.7097 | 0.0042 | 0.13495 | 0.00057666 | 0.13553 | 742.0499 | 5380.6233 | 0.14517 | 6428.4628 | 0.0042 | 0.20596 | 0.00057666 | 0.20654 | 1131.6881 | 5380.6233 | 0.14517 | 6776.6037 | 0.0042 | 0.015679 | 0.19082 | 0.0027295 | 0.19355 | 1060.4374
04/25 02:00:00 | 51.08 | 10.6 | 21.09% | 1.0863 | 40260.7161 | 1.1018 | 3.9664 | 3.9846 | 3.5861 | 0.19414 | 0.6388 | 0.087707 | 373.7199 | 1.0863 | 40260.7161 | 1.1018 | 4.2969 | 4.3166 | 3.6692 | 0.13364 | 0.42979 | 0.05901 | 365.3272 | 7816.2577 | 0.21089 | 9649.7009 | 0.0482 | 0.18732 | 0.0066179 | 0.19394 | 732.753 | 7816.2577 | 0.21089 | 9649.7009 | 0.0482 | 0.30916 | 0.0066179 | 0.31578 | 1193.0931 | 7816.2577 | 0.21089 | 10059.5338 | 0.0482 | 0.022777 | 0.28326 | 0.0097452 | 0.29301 | 1107.0577 | 7816.2577 | 0.21089 | 10098.5242 | 0.0042 | 0.19604 | 0.00057666 | 0.19661 | 742.2465 | 7816.2577 | 0.21089 | 9338.4202 | 0.0042 | 0.29919 | 0.00057666 | 0.29977 | 1131.9878 | 7816.2577 | 0.21089 | 9844.1533 | 0.0042 | 0.022777 | 0.2772 | 0.003704 | 0.2809 | 1060.7183
04/25 03:00:00 | 55.94 | 13.3 | 22.51% | 1.167 | 43252.6302 | 1.1207 | 4.0346 | 4.1309 | 3.7178 | 0.19291 | 0.65778 | 0.090313 | 373.8102 | 1.167 | 43252.6302 | 1.1207 | 4.3708 | 4.4751 | 3.8039 | 0.19291 | 0.64289 | 0.088269 | 365.4155 | 8343.9833 | 0.22513 | 10301.214 | 0.051455 | 0.19997 | 0.0070647 | 0.20704 | 732.96 | 8343.9833 | 0.22513 | 10301.214 | 0.051455 | 0.33004 | 0.0070647 | 0.3371 | 1193.4302 | 8343.9833 | 0.22513 | 10738.7172 | 0.051455 | 0.024315 | 0.30239 | 0.010403 | 0.31279 | 1107.3705 | 8343.9833 | 0.22513 | 10780.3402 | 0.0042 | 0.20927 | 0.00057666 | 0.20985 | 742.4564 | 8343.9833 | 0.22513 | 9968.9167 | 0.0042 | 0.31939 | 0.00057666 | 0.31997 | 1132.3078 | 8343.9833 | 0.22513 | 10508.7951 | 0.0042 | 0.024315 | 0.29592 | 0.0039151 | 0.29983 | 1061.0181
04/25 04:00:00 | 48.92 | 9.4 | 27.6% | 1.0513 | 38964.1908 | 1.0894 | 3.9218 | 3.9165 | 3.5248 | 0.26252 | 0.85052 | 0.11678 | 373.927 | 1.0513 | 38964.1908 | 1.0894 | 4.2486 | 4.2428 | 3.6064 | 0.21414 | 0.67809 | 0.093102 | 365.5086 | 10228.9433 | 0.27598 | 12628.325 | 0.063078 | 0.24515 | 0.0086607 | 0.25381 | 733.2138 | 10228.9433 | 0.27598 | 12628.325 | 0.063078 | 0.40459 | 0.0086607 | 0.41326 | 1193.8435 | 10228.9433 | 0.27598 | 13164.6632 | 0.063078 | 0.029808 | 0.3707 | 0.012753 | 0.38345 | 1107.7539 | 10228.9433 | 0.27598 | 13215.689 | 0.0042 | 0.25655 | 0.00057666 | 0.25712 | 742.7135 | 10228.9433 | 0.27598 | 12220.9597 | 0.0042 | 0.39154 | 0.00057666 | 0.39212 | 1132.6999 | 10228.9433 | 0.27598 | 12882.8001 | 0.0042 | 0.029808 | 0.36276 | 0.0046693 | 0.36743 | 1061.3855
04/25 05:00:00 | 48.92 | 9.4 | 33.55% | 1.0513 | 38964.1908 | 1.0894 | 3.9218 | 3.9165 | 3.5248 | 0.31913 | 1.0339 | 0.14196 | 374.0689 | 1.0513 | 38964.1908 | 1.0894 | 4.2486 | 4.2428 | 3.6064 | 0.31913 | 1.0105 | 0.13874 | 365.6473 | 12434.5081 | 0.33549 | 15351.2446 | 0.076679 | 0.298 | 0.010528 | 0.30853 | 733.5223 | 12434.5081 | 0.33549 | 15351.2446 | 0.076679 | 0.49183 | 0.010528 | 0.50236 | 1194.3459 | 12434.5081 | 0.33549 | 16003.228 | 0.076679 | 0.036235 | 0.45063 | 0.015503 | 0.46614 | 1108.2201 | 12434.5081 | 0.33549 | 16065.256 | 0.0042 | 0.31186 | 0.00057666 | 0.31244 | 743.0259 | 12434.5081 | 0.33549 | 14856.0432 | 0.0042 | 0.47597 | 0.00057666 | 0.47654 | 1133.1765 | 12434.5081 | 0.33549 | 15660.5896 | 0.0042 | 0.036235 | 0.44098 | 0.0055517 | 0.44654 | 1061.8321
04/25 06:00:00 | 51.08 | 10.6 | 31.78% | 1.0863 | 40260.7161 | 1.1018 | 3.9664 | 3.9846 | 3.5861 | 0.29259 | 0.96273 | 0.13218 | 374.2011 | 1.0863 | 40260.7161 | 1.1018 | 4.2969 | 4.3166 | 3.6692 | 0.30885 | 0.99324 | 0.13637 | 365.7837 | 11779.8674 | 0.31783 | 14543.0462 | 0.072643 | 0.28231 | 0.0099738 | 0.29229 | 733.8146 | 11779.8674 | 0.31783 | 14543.0462 | 0.072643 | 0.46594 | 0.0099738 | 0.47591 | 1194.8218 | 11779.8674 | 0.31783 | 15160.7045 | 0.072643 | 0.034327 | 0.42691 | 0.014687 | 0.44159 | 1108.6617 | 11779.8674 | 0.31783 | 15219.4669 | 0.0042 | 0.29545 | 0.00057666 | 0.29602 | 743.322 | 11779.8674 | 0.31783 | 14073.9156 | 0.0042 | 0.45091 | 0.00057666 | 0.45149 | 1133.628 | 11779.8674 | 0.31783 | 14836.105 | 0.0042 | 0.034327 | 0.41777 | 0.0052898 | 0.42306 | 1062.2551
04/25 07:00:00 | 51.08 | 10.6 | 19.11% | 1.0863 | 40260.7161 | 1.1018 | 3.9664 | 3.9846 | 3.5861 | 0.17589 | 0.57875 | 0.079463 | 374.2806 | 1.0863 | 40260.7161 | 1.1018 | 4.2969 | 4.3166 | 3.6692 | 0.17589 | 0.56566 | 0.077665 | 365.8613 | 7081.5709 | 0.19107 | 8742.6801 | 0.04367 | 0.16972 | 0.0059958 | 0.17571 | 733.9903 | 7081.5709 | 0.19107 | 8742.6801 | 0.04367 | 0.2801 | 0.0059958 | 0.2861 | 1195.1079 | 7081.5709 | 0.19107 | 9113.9909 | 0.04367 | 0.020636 | 0.25664 | 0.0088292 | 0.26547 | 1108.9271 | 7081.5709 | 0.19107 | 9149.3164 | 0.0042 | 0.17761 | 0.00057666 | 0.17819 | 743.5001 | 7081.5709 | 0.19107 | 8460.6582 | 0.0042 | 0.27107 | 0.00057666 | 0.27164 | 1133.8996 | 7081.5709 | 0.19107 | 8918.855 | 0.0042 | 0.020636 | 0.25114 | 0.00341 | 0.25455 | 1062.5097
04/25 08:00:00 | 62.96 | 17.2 | 2.603% | 1.2885 | 47756.9624 | 1.1244 | 4.0478 | 4.3283 | 3.8955 | 0.020205 | 0.072598 | 0.0099677 | 374.2906 | 1.2885 | 47756.9624 | 1.1244 | 4.3851 | 4.689 | 3.9857 | 0.14828 | 0.52074 | 0.071497 | 365.9328 | 964.932 | 0.026035 | 1191.2741 | 0.0059504 | 0.023125 | 0.00081699 | 0.023942 | 734.0143 | 964.932 | 0.026035 | 1191.2741 | 0.0059504 | 0.038167 | 0.00081699 | 0.038984 | 1195.1469 | 964.932 | 0.026035 | 1241.8688 | 0.0059504 | 0.0028119 | 0.03497 | 0.0012031 | 0.036173 | 1108.9633 | 964.932 | 0.026035 | 1246.6822 | 0.0042 | 0.024201 | 0.00057666 | 0.024778 | 743.5249 | 964.932 | 0.026035 | 1152.8459 | 0.0042 | 0.036936 | 0.00057666 | 0.037512 | 1133.9371 | 964.932 | 0.026035 | 1215.2796 | 0.0042 | 0.0028119 | 0.034221 | 0.00096273 | 0.035184 | 1062.5449
04/25 09:00:00 | 69.08 | 20.6 | 0% | 1.3992 | 51859.9654 | 1.1045 | 3.9762 | 4.4925 | 4.0432 | 0 | 0 | 0 | 374.2906 | 1.3992 | 51859.9654 | 1.1045 | 4.3075 | 4.8668 | 4.1368 | 0 | 0 | 0 | 365.9328 | 0 | 0 | 0 | 0 | 0 | 0 | 0 | 734.0143 | 0 | 0 | 0 | 0 | 0 | 0 | 0 | 1195.1469 | 0 | 0 | 0 | 0 | 0 | 0 | 0 | 0 | 1108.9633 | 0 | 0 | 0 | 0.0042 | 0 | 0.00057666 | 0.00057666 | 743.5255 | 0 | 0 | 0 | 0.0042 | 0 | 0.00057666 | 0.00057666 | 1133.9377 | 0 | 0 | 0 | 0.0042 | 0 | 0 | 0.00057666 | 0.00057666 | 1062.5454
04/25 10:00:00 | 71.96 | 22.2 | 0% | 1.4528 | 53847.5669 | 1.0882 | 3.9177 | 4.5689 | 4.112 | 0 | 0 | 0 | 374.2906 | 1.4528 | 53847.5669 | 1.0882 | 4.2442 | 4.9496 | 4.2072 | 0 | 0 | 0 | 365.9328 | 0 | 0 | 0 | 0 | 0 | 0 | 0 | 734.0143 | 0 | 0 | 0 | 0 | 0 | 0 | 0 | 1195.1469 | 0 | 0 | 0 | 0 | 0 | 0 | 0 | 0 | 1108.9633 | 0 | 0 | 0 | 0.0042 | 0 | 0.00057666 | 0.00057666 | 743.5261 | 0 | 0 | 0 | 0.0042 | 0 | 0.00057666 | 0.00057666 | 1133.9383 | 0 | 0 | 0 | 0.0042 | 0 | 0 | 0.00057666 | 0.00057666 | 1062.546
04/25 11:00:00 | 75.02 | 23.9 | 0% | 1.5109 | 55999.208 | 1.0667 | 3.8401 | 4.6504 | 4.1853 | 0 | 0 | 0 | 374.2906 | 1.5109 | 55999.208 | 1.0667 | 4.1602 | 5.0379 | 4.2822 | 0 | 0 | 0 | 365.9328 | 0 | 0 | 0 | 0 | 0 | 0 | 0 | 734.0143 | 0 | 0 | 0 | 0 | 0 | 0 | 0 | 1195.1469 | 0 | 0 | 0 | 0 | 0 | 0 | 0 | 0 | 1108.9633 | 0 | 0 | 0 | 0.0042 | 0 | 0.00057666 | 0.00057666 | 743.5267 | 0 | 0 | 0 | 0.0042 | 0 | 0.00057666 | 0.00057666 | 1133.9388 | 0 | 0 | 0 | 0.0042 | 0 | 0 | 0.00057666 | 0.00057666 | 1062.5466
04/25 12:00:00 | 77 | 25 | 0% | 1.5491 | 57413.3053 | 1.0507 | 3.7824 | 4.7036 | 4.2332 | 0 | 0 | 0 | 374.2906 | 1.5491 | 57413.3053 | 1.0507 | 4.0976 | 5.0956 | 4.3312 | 0 | 0 | 0 | 365.9328 | 0 | 0 | 0 | 0 | 0 | 0 | 0 | 734.0143 | 0 | 0 | 0 | 0 | 0 | 0 | 0 | 1195.1469 | 0 | 0 | 0 | 0 | 0 | 0 | 0 | 0 | 1108.9633 | 0 | 0 | 0 | 0.0042 | 0 | 0.00057666 | 0.00057666 | 743.5272 | 0 | 0 | 0 | 0.0042 | 0 | 0.00057666 | 0.00057666 | 1133.9394 | 0 | 0 | 0 | 0.0042 | 0 | 0 | 0.00057666 | 0.00057666 | 1062.5472
04/25 13:00:00 | 77 | 25 | 0% | 1.5491 | 57413.3053 | 1.0507 | 3.7824 | 4.7036 | 4.2332 | 0 | 0 | 0 | 374.2906 | 1.5491 | 57413.3053 | 1.0507 | 4.0976 | 5.0956 | 4.3312 | 0 | 0 | 0 | 365.9328 | 0 | 0 | 0 | 0 | 0 | 0 | 0 | 734.0143 | 0 | 0 | 0 | 0 | 0 | 0 | 0 | 1195.1469 | 0 | 0 | 0 | 0 | 0 | 0 | 0 | 0 | 1108.9633 | 0 | 0 | 0 | 0.0042 | 0 | 0.00057666 | 0.00057666 | 743.5278 | 0 | 0 | 0 | 0.0042 | 0 | 0.00057666 | 0.00057666 | 1133.94 | 0 | 0 | 0 | 0.0042 | 0 | 0 | 0.00057666 | 0.00057666 | 1062.5478
04/25 14:00:00 | 80.06 | 26.7 | 0% | 1.6089 | 59632.5105 | 1.0231 | 3.6831 | 4.787 | 4.3083 | 0 | 0 | 0 | 374.2906 | 1.6089 | 59632.5105 | 1.0231 | 3.99 | 5.1859 | 4.408 | 0 | 0 | 0 | 365.9328 | 0 | 0 | 0 | 0 | 0 | 0 | 0 | 734.0143 | 0 | 0 | 0 | 0 | 0 | 0 | 0 | 1195.1469 | 0 | 0 | 0 | 0 | 0 | 0 | 0 | 0 | 1108.9633 | 0 | 0 | 0 | 0.0042 | 0 | 0.00057666 | 0.00057666 | 743.5284 | 0 | 0 | 0 | 0.0042 | 0 | 0.00057666 | 0.00057666 | 1133.9406 | 0 | 0 | 0 | 0.0042 | 0 | 0 | 0.00057666 | 0.00057666 | 1062.5483
04/25 15:00:00 | 80.96 | 27.2 | 0% | 1.6267 | 60293.0247 | 1.0144 | 3.6518 | 4.8119 | 4.3307 | 0 | 0 | 0 | 374.2906 | 1.6267 | 60293.0247 | 1.0144 | 3.9561 | 5.2129 | 4.4309 | 0 | 0 | 0 | 365.9328 | 0 | 0 | 0 | 0 | 0 | 0 | 0 | 734.0143 | 0 | 0 | 0 | 0 | 0 | 0 | 0 | 1195.1469 | 0 | 0 | 0 | 0 | 0 | 0 | 0 | 0 | 1108.9633 | 0 | 0 | 0 | 0.0042 | 0 | 0.00057666 | 0.00057666 | 743.529 | 0 | 0 | 0 | 0.0042 | 0 | 0.00057666 | 0.00057666 | 1133.9411 | 0 | 0 | 0 | 0.0042 | 0 | 0 | 0.00057666 | 0.00057666 | 1062.5489
04/25 16:00:00 | 80.96 | 27.2 | 0% | 1.6267 | 60293.0247 | 1.0144 | 3.6518 | 4.8119 | 4.3307 | 0 | 0 | 0 | 374.2906 | 1.6267 | 60293.0247 | 1.0144 | 3.9561 | 5.2129 | 4.4309 | 0 | 0 | 0 | 365.9328 | 0 | 0 | 0 | 0 | 0 | 0 | 0 | 734.0143 | 0 | 0 | 0 | 0 | 0 | 0 | 0 | 1195.1469 | 0 | 0 | 0 | 0 | 0 | 0 | 0 | 0 | 1108.9633 | 0 | 0 | 0 | 0.0042 | 0 | 0.00057666 | 0.00057666 | 743.5295 | 0 | 0 | 0 | 0.0042 | 0 | 0.00057666 | 0.00057666 | 1133.9417 | 0 | 0 | 0 | 0.0042 | 0 | 0 | 0.00057666 | 0.00057666 | 1062.5495
04/25 17:00:00 | 80.06 | 26.7 | 0% | 1.6089 | 59632.5105 | 1.0231 | 3.6831 | 4.787 | 4.3083 | 0 | 0 | 0 | 374.2906 | 1.6089 | 59632.5105 | 1.0231 | 3.99 | 5.1859 | 4.408 | 0 | 0 | 0 | 365.9328 | 0 | 0 | 0 | 0 | 0 | 0 | 0 | 734.0143 | 0 | 0 | 0 | 0 | 0 | 0 | 0 | 1195.1469 | 0 | 0 | 0 | 0 | 0 | 0 | 0 | 0 | 1108.9633 | 0 | 0 | 0 | 0.0042 | 0 | 0.00057666 | 0.00057666 | 743.5301 | 0 | 0 | 0 | 0.0042 | 0 | 0.00057666 | 0.00057666 | 1133.9423 | 0 | 0 | 0 | 0.0042 | 0 | 0 | 0.00057666 | 0.00057666 | 1062.5501
04/25 18:00:00 | 75.92 | 24.4 | 0% | 1.5282 | 56639.8504 | 1.0596 | 3.8146 | 4.6745 | 4.2071 | 0 | 0 | 0 | 374.2906 | 1.5282 | 56639.8504 | 1.0596 | 4.1325 | 5.0641 | 4.3044 | 0 | 0 | 0 | 365.9328 | 0 | 0 | 0 | 0 | 0 | 0 | 0 | 734.0143 | 0 | 0 | 0 | 0 | 0 | 0 | 0 | 1195.1469 | 0 | 0 | 0 | 0 | 0 | 0 | 0 | 0 | 1108.9633 | 0 | 0 | 0 | 0.0042 | 0 | 0.00057666 | 0.00057666 | 743.5307 | 0 | 0 | 0 | 0.0042 | 0 | 0.00057666 | 0.00057666 | 1133.9429 | 0 | 0 | 0 | 0.0042 | 0 | 0 | 0.00057666 | 0.00057666 | 1062.5506
04/25 19:00:00 | 75.92 | 24.4 | 0% | 1.5282 | 56639.8504 | 1.0596 | 3.8146 | 4.6745 | 4.2071 | 0 | 0 | 0 | 374.2906 | 1.5282 | 56639.8504 | 1.0596 | 4.1325 | 5.0641 | 4.3044 | 0 | 0 | 0 | 365.9328 | 0 | 0 | 0 | 0 | 0 | 0 | 0 | 734.0143 | 0 | 0 | 0 | 0 | 0 | 0 | 0 | 1195.1469 | 0 | 0 | 0 | 0 | 0 | 0 | 0 | 0 | 1108.9633 | 0 | 0 | 0 | 0.0042 | 0 | 0.00057666 | 0.00057666 | 743.5313 | 0 | 0 | 0 | 0.0042 | 0 | 0.00057666 | 0.00057666 | 1133.9435 | 0 | 0 | 0 | 0.0042 | 0 | 0 | 0.00057666 | 0.00057666 | 1062.5512
04/25 20:00:00 | 64.94 | 18.3 | 0% | 1.3238 | 49066.449 | 1.1202 | 4.0329 | 4.3819 | 3.9437 | 0 | 0 | 0 | 374.2906 | 1.3238 | 49066.449 | 1.1202 | 4.3689 | 4.7471 | 4.035 | 0 | 0 | 0 | 365.9328 | 0 | 0 | 0 | 0 | 0 | 0 | 0 | 734.0143 | 0 | 0 | 0 | 0 | 0 | 0 | 0 | 1195.1469 | 0 | 0 | 0 | 0 | 0 | 0 | 0 | 0 | 1108.9633 | 0 | 0 | 0 | 0.0042 | 0 | 0.00057666 | 0.00057666 | 743.5318 | 0 | 0 | 0 | 0.0042 | 0 | 0.00057666 | 0.00057666 | 1133.944 | 0 | 0 | 0 | 0.0042 | 0 | 0 | 0.00057666 | 0.00057666 | 1062.5518
04/25 21:00:00 | 62.06 | 16.7 | 0% | 1.2726 | 47167.4189 | 1.1255 | 4.0519 | 4.3037 | 3.8734 | 0 | 0 | 0 | 374.2906 | 1.2726 | 47167.4189 | 1.1255 | 4.3895 | 4.6624 | 3.963 | 0 | 0 | 0 | 365.9328 | 0 | 0 | 0 | 0 | 0 | 0 | 0 | 734.0143 | 0 | 0 | 0 | 0 | 0 | 0 | 0 | 1195.1469 | 0 | 0 | 0 | 0 | 0 | 0 | 0 | 0 | 1108.9633 | 0 | 0 | 0 | 0.0042 | 0 | 0.00057666 | 0.00057666 | 743.5324 | 0 | 0 | 0 | 0.0042 | 0 | 0.00057666 | 0.00057666 | 1133.9446 | 0 | 0 | 0 | 0.0042 | 0 | 0 | 0.00057666 | 0.00057666 | 1062.5524
04/25 22:00:00 | 60.08 | 15.6 | 0% | 1.238 | 45882.914 | 1.1264 | 4.0549 | 4.249 | 3.8241 | 0 | 0 | 0 | 374.2906 | 1.238 | 45882.914 | 1.1264 | 4.3928 | 4.603 | 3.9126 | 0 | 0 | 0 | 365.9328 | 0 | 0 | 0 | 0 | 0 | 0 | 0 | 734.0143 | 0 | 0 | 0 | 0 | 0 | 0 | 0 | 1195.1469 | 0 | 0 | 0 | 0 | 0 | 0 | 0 | 0 | 1108.9633 | 0 | 0 | 0 | 0.0042 | 0 | 0.00057666 | 0.00057666 | 743.533 | 0 | 0 | 0 | 0.0042 | 0 | 0.00057666 | 0.00057666 | 1133.9452 | 0 | 0 | 0 | 0.0042 | 0 | 0 | 0.00057666 | 0.00057666 | 1062.5529
04/25 23:00:00 | 59 | 15 | 0% | 1.2192 | 45189.514 | 1.1258 | 4.053 | 4.2187 | 3.7968 | 0 | 0 | 0 | 374.2906 | 1.2192 | 45189.514 | 1.1258 | 4.3908 | 4.5702 | 3.8847 | 0 | 0 | 0 | 365.9328 | 0 | 0 | 0 | 0 | 0 | 0 | 0 | 734.0143 | 0 | 0 | 0 | 0 | 0 | 0 | 0 | 1195.1469 | 0 | 0 | 0 | 0 | 0 | 0 | 0 | 0 | 1108.9633 | 0 | 0 | 0 | 0.0042 | 0 | 0.00057666 | 0.00057666 | 743.5336 | 0 | 0 | 0 | 0.0042 | 0 | 0.00057666 | 0.00057666 | 1133.9458 | 0 | 0 | 0 | 0.0042 | 0 | 0 | 0.00057666 | 0.00057666 | 1062.5535
04/25 24:00:00 | 57.02 | 13.9 | 0% | 1.1853 | 43931.5522 | 1.1231 | 4.0433 | 4.1622 | 3.746 | 0 | 0 | 0 | 374.2906 | 1.1853 | 43931.5522 | 1.1231 | 4.3802 | 4.5091 | 3.8327 | 0 | 0 | 0 | 365.9328 | 0 | 0 | 0 | 0 | 0 | 0 | 0 | 734.0143 | 0 | 0 | 0 | 0 | 0 | 0 | 0 | 1195.1469 | 0 | 0 | 0 | 0 | 0 | 0 | 0 | 0 | 1108.9633 | 0 | 0 | 0 | 0.0042 | 0 | 0.00057666 | 0.00057666 | 743.5342 | 0 | 0 | 0 | 0.0042 | 0 | 0.00057666 | 0.00057666 | 1133.9463 | 0 | 0 | 0 | 0.0042 | 0 | 0 | 0.00057666 | 0.00057666 | 1062.5541
04/26 01:00:00 | 57.02 | 13.9 | 4.948% | 1.1853 | 43931.5522 | 1.1231 | 4.0433 | 4.1622 | 3.746 | 0.041748 | 0.14349 | 0.019702 | 374.3103 | 1.1853 | 43931.5522 | 1.1231 | 4.3802 | 4.5091 | 3.8327 | 0.041748 | 0.14025 | 0.019256 | 365.9521 | 1834.0402 | 0.049484 | 2264.2472 | 0.01131 | 0.043954 | 0.0015529 | 0.045507 | 734.0598 | 1834.0402 | 0.049484 | 2264.2472 | 0.01131 | 0.072543 | 0.0015529 | 0.074096 | 1195.2209 | 1834.0402 | 0.049484 | 2360.4121 | 0.01131 | 0.0053445 | 0.066466 | 0.0022867 | 0.068753 | 1109.0321 | 1834.0402 | 0.049484 | 2369.561 | 0.0042 | 0.045999 | 0.00057666 | 0.046575 | 743.5807 | 1834.0402 | 0.049484 | 2191.2069 | 0.0042 | 0.070203 | 0.00057666 | 0.07078 | 1134.0171 | 1834.0402 | 0.049484 | 2309.8743 | 0.0042 | 0.0053445 | 0.065043 | 0.0013105 | 0.066354 | 1062.6205
04/26 02:00:00 | 55.04 | 12.8 | 11% | 1.1518 | 42690.7653 | 1.1182 | 4.0255 | 4.1045 | 3.694 | 0.09553 | 0.32357 | 0.044426 | 374.3547 | 1.1518 | 42690.7653 | 1.1182 | 4.3609 | 4.4465 | 3.7795 | 0.042961 | 0.14222 | 0.019527 | 365.9716 | 4078.258 | 0.11003 | 5034.8865 | 0.025149 | 0.097739 | 0.003453 | 0.10119 | 734.161 | 4078.258 | 0.11003 | 5034.8865 | 0.025149 | 0.16131 | 0.003453 | 0.16476 | 1195.3857 | 4078.258 | 0.11003 | 5248.7233 | 0.025149 | 0.011884 | 0.1478 | 0.0050847 | 0.15288 | 1109.1849 | 4078.258 | 0.11003 | 5269.0672 | 0.0042 | 0.10228 | 0.00057666 | 0.10286 | 743.6836 | 4078.258 | 0.11003 | 4872.4708 | 0.0042 | 0.15611 | 0.00057666 | 0.15668 | 1134.1738 | 4078.258 | 0.11003 | 5136.3451 | 0.0042 | 0.011884 | 0.14463 | 0.0022084 | 0.14684 | 1062.7673
04/26 03:00:00 | 55.94 | 13.3 | 15.05% | 1.167 | 43252.6302 | 1.1207 | 4.0346 | 4.1309 | 3.7178 | 0.12897 | 0.43974 | 0.060376 | 374.4151 | 1.167 | 43252.6302 | 1.1207 | 4.3708 | 4.4751 | 3.8039 | 0.12897 | 0.42979 | 0.05901 | 366.0306 | 5578.1495 | 0.1505 | 6886.6043 | 0.034399 | 0.13369 | 0.0047229 | 0.13841 | 734.2994 | 5578.1495 | 0.1505 | 6886.6043 | 0.034399 | 0.22064 | 0.0047229 | 0.22536 | 1195.6111 | 5578.1495 | 0.1505 | 7179.0856 | 0.034399 | 0.016255 | 0.20215 | 0.0069547 | 0.20911 | 1109.3941 | 5578.1495 | 0.1505 | 7206.9115 | 0.0042 | 0.1399 | 0.00057666 | 0.14048 | 743.8241 | 5578.1495 | 0.1505 | 6664.4558 | 0.0042 | 0.21352 | 0.00057666 | 0.2141 | 1134.3879 | 5578.1495 | 0.1505 | 7025.3772 | 0.0042 | 0.016255 | 0.19783 | 0.0028085 | 0.20063 | 1062.9679
04/26 04:00:00 | 55.94 | 13.3 | 17.07% | 1.167 | 43252.6302 | 1.1207 | 4.0346 | 4.1309 | 3.7178 | 0.14631 | 0.49886 | 0.068494 | 374.4835 | 1.167 | 43252.6302 | 1.1207 | 4.3708 | 4.4751 | 3.8039 | 0.12897 | 0.42979 | 0.05901 | 366.0896 | 6328.124 | 0.17074 | 7812.4988 | 0.039023 | 0.15166 | 0.0053579 | 0.15702 | 734.4564 | 6328.124 | 0.17074 | 7812.4988 | 0.039023 | 0.2503 | 0.0053579 | 0.25566 | 1195.8667 | 6328.124 | 0.17074 | 8144.3038 | 0.039023 | 0.018441 | 0.22933 | 0.0078898 | 0.23722 | 1109.6313 | 6328.124 | 0.17074 | 8175.8708 | 0.0042 | 0.15871 | 0.00057666 | 0.15929 | 743.9834 | 6328.124 | 0.17074 | 7560.4827 | 0.0042 | 0.24223 | 0.00057666 | 0.2428 | 1134.6307 | 6328.124 | 0.17074 | 7969.9295 | 0.0042 | 0.018441 | 0.22442 | 0.0031085 | 0.22753 | 1063.1955
04/26 05:00:00 | 57.02 | 13.9 | 17.5% | 1.1853 | 43931.5522 | 1.1231 | 4.0433 | 4.1622 | 3.746 | 0.1476 | 0.50733 | 0.069657 | 374.5532 | 1.1853 | 43931.5522 | 1.1231 | 4.3802 | 4.5091 | 3.8327 | 0.1476 | 0.49585 | 0.068081 | 366.1577 | 6484.3712 | 0.17495 | 8005.3965 | 0.039987 | 0.1554 | 0.0054902 | 0.16089 | 734.6173 | 6484.3712 | 0.17495 | 8005.3965 | 0.039987 | 0.25648 | 0.0054902 | 0.26197 | 1196.1287 | 6484.3712 | 0.17495 | 8345.394 | 0.039987 | 0.018896 | 0.235 | 0.0080846 | 0.24308 | 1109.8744 | 6484.3712 | 0.17495 | 8377.7405 | 0.0042 | 0.16263 | 0.00057666 | 0.16321 | 744.1466 | 6484.3712 | 0.17495 | 7747.1579 | 0.0042 | 0.24821 | 0.00057666 | 0.24879 | 1134.8795 | 6484.3712 | 0.17495 | 8166.7143 | 0.0042 | 0.018896 | 0.22997 | 0.0031711 | 0.23314 | 1063.4286
04/26 06:00:00 | 57.92 | 14.4 | 16.33% | 1.2007 | 44501.2239 | 1.1247 | 4.0487 | 4.188 | 3.7692 | 0.13597 | 0.4705 | 0.064599 | 374.6178 | 1.2007 | 44501.2239 | 1.1247 | 4.3861 | 4.537 | 3.8565 | 0.14571 | 0.4928 | 0.067661 | 366.2254 | 6050.879 | 0.16326 | 7470.221 | 0.037314 | 0.14501 | 0.0051232 | 0.15014 | 734.7674 | 6050.879 | 0.16326 | 7470.221 | 0.037314 | 0.23934 | 0.0051232 | 0.24446 | 1196.3732 | 6050.879 | 0.16326 | 7787.4891 | 0.037314 | 0.017633 | 0.21929 | 0.0075441 | 0.22683 | 1110.1012 | 6050.879 | 0.16326 | 7817.6732 | 0.0042 | 0.15176 | 0.00057666 | 0.15234 | 744.2989 | 6050.879 | 0.16326 | 7229.2461 | 0.0042 | 0.23162 | 0.00057666 | 0.23219 | 1135.1117 | 6050.879 | 0.16326 | 7620.7544 | 0.0042 | 0.017633 | 0.21459 | 0.0029976 | 0.21759 | 1063.6462
04/26 07:00:00 | 57.92 | 14.4 | 6.5% | 1.2007 | 44501.2239 | 1.1247 | 4.0487 | 4.188 | 3.7692 | 0.054134 | 0.18732 | 0.025719 | 374.6435 | 1.2007 | 44501.2239 | 1.1247 | 4.3861 | 4.537 | 3.8565 | 0.054134 | 0.18308 | 0.025137 | 366.2505 | 2409.0452 | 0.064998 | 2974.1298 | 0.014856 | 0.057735 | 0.0020397 | 0.059774 | 734.8272 | 2409.0452 | 0.064998 | 2974.1298 | 0.014856 | 0.095287 | 0.0020397 | 0.097327 | 1196.4705 | 2409.0452 | 0.064998 | 3100.4442 | 0.014856 | 0.0070201 | 0.087305 | 0.0030036 | 0.090308 | 1110.1915 | 2409.0452 | 0.064998 | 3112.4614 | 0.0042 | 0.06042 | 0.00057666 | 0.060997 | 744.3599 | 2409.0452 | 0.064998 | 2878.1901 | 0.0042 | 0.092213 | 0.00057666 | 0.09279 | 1135.2045 | 2409.0452 | 0.064998 | 3034.0619 | 0.0042 | 0.0070201 | 0.085436 | 0.0015405 | 0.086976 | 1063.7332
04/26 08:00:00 | 68 | 20 | 0% | 1.3794 | 51123.983 | 1.1095 | 3.9942 | 4.4638 | 4.0174 | 0 | 0 | 0 | 374.6435 | 1.3794 | 51123.983 | 1.1095 | 4.327 | 4.8357 | 4.1104 | 0.047122 | 0.17177 | 0.023584 | 366.2741 | 0 | 0 | 0 | 0 | 0 | 0 | 0 | 734.8272 | 0 | 0 | 0 | 0 | 0 | 0 | 0 | 1196.4705 | 0 | 0 | 0 | 0 | 0 | 0 | 0 | 0 | 1110.1915 | 0 | 0 | 0 | 0.0042 | 0 | 0.00057666 | 0.00057666 | 744.3605 | 0 | 0 | 0 | 0.0042 | 0 | 0.00057666 | 0.00057666 | 1135.205 | 0 | 0 | 0 | 0.0042 | 0 | 0 | 0.00057666 | 0.00057666 | 1063.7337
04/26 09:00:00 | 71.06 | 21.7 | 0% | 1.436 | 53222.538 | 1.0938 | 3.9376 | 4.545 | 4.0905 | 0 | 0 | 0 | 374.6435 | 1.436 | 53222.538 | 1.0938 | 4.2657 | 4.9237 | 4.1852 | 0 | 0 | 0 | 366.2741 | 0 | 0 | 0 | 0 | 0 | 0 | 0 | 734.8272 | 0 | 0 | 0 | 0 | 0 | 0 | 0 | 1196.4705 | 0 | 0 | 0 | 0 | 0 | 0 | 0 | 0 | 1110.1915 | 0 | 0 | 0 | 0.0042 | 0 | 0.00057666 | 0.00057666 | 744.3611 | 0 | 0 | 0 | 0.0042 | 0 | 0.00057666 | 0.00057666 | 1135.2056 | 0 | 0 | 0 | 0.0042 | 0 | 0 | 0.00057666 | 0.00057666 | 1063.7343
04/26 10:00:00 | 75.92 | 24.4 | 0% | 1.5282 | 56639.8504 | 1.0596 | 3.8146 | 4.6745 | 4.2071 | 0 | 0 | 0 | 374.6435 | 1.5282 | 56639.8504 | 1.0596 | 4.1325 | 5.0641 | 4.3044 | 0 | 0 | 0 | 366.2741 | 0 | 0 | 0 | 0 | 0 | 0 | 0 | 734.8272 | 0 | 0 | 0 | 0 | 0 | 0 | 0 | 1196.4705 | 0 | 0 | 0 | 0 | 0 | 0 | 0 | 0 | 1110.1915 | 0 | 0 | 0 | 0.0042 | 0 | 0.00057666 | 0.00057666 | 744.3616 | 0 | 0 | 0 | 0.0042 | 0 | 0.00057666 | 0.00057666 | 1135.2062 | 0 | 0 | 0 | 0.0042 | 0 | 0 | 0.00057666 | 0.00057666 | 1063.7349
04/26 11:00:00 | 77 | 25 | 0% | 1.5491 | 57413.3053 | 1.0507 | 3.7824 | 4.7036 | 4.2332 | 0 | 0 | 0 | 374.6435 | 1.5491 | 57413.3053 | 1.0507 | 4.0976 | 5.0956 | 4.3312 | 0 | 0 | 0 | 366.2741 | 0 | 0 | 0 | 0 | 0 | 0 | 0 | 734.8272 | 0 | 0 | 0 | 0 | 0 | 0 | 0 | 1196.4705 | 0 | 0 | 0 | 0 | 0 | 0 | 0 | 0 | 1110.1915 | 0 | 0 | 0 | 0.0042 | 0 | 0.00057666 | 0.00057666 | 744.3622 | 0 | 0 | 0 | 0.0042 | 0 | 0.00057666 | 0.00057666 | 1135.2068 | 0 | 0 | 0 | 0.0042 | 0 | 0 | 0.00057666 | 0.00057666 | 1063.7355
04/26 12:00:00 | 78.98 | 26.1 | 0% | 1.5877 | 58844.5776 | 1.0332 | 3.7194 | 4.7574 | 4.2816 | 0 | 0 | 0 | 374.6435 | 1.5877 | 58844.5776 | 1.0332 | 4.0294 | 5.1538 | 4.3808 | 0 | 0 | 0 | 366.2741 | 0 | 0 | 0 | 0 | 0 | 0 | 0 | 734.8272 | 0 | 0 | 0 | 0 | 0 | 0 | 0 | 1196.4705 | 0 | 0 | 0 | 0 | 0 | 0 | 0 | 0 | 1110.1915 | 0 | 0 | 0 | 0.0042 | 0 | 0.00057666 | 0.00057666 | 744.3628 | 0 | 0 | 0 | 0.0042 | 0 | 0.00057666 | 0.00057666 | 1135.2074 | 0 | 0 | 0 | 0.0042 | 0 | 0 | 0.00057666 | 0.00057666 | 1063.736
04/26 13:00:00 | 78.98 | 26.1 | 0% | 1.5877 | 58844.5776 | 1.0332 | 3.7194 | 4.7574 | 4.2816 | 0 | 0 | 0 | 374.6435 | 1.5877 | 58844.5776 | 1.0332 | 4.0294 | 5.1538 | 4.3808 | 0 | 0 | 0 | 366.2741 | 0 | 0 | 0 | 0 | 0 | 0 | 0 | 734.8272 | 0 | 0 | 0 | 0 | 0 | 0 | 0 | 1196.4705 | 0 | 0 | 0 | 0 | 0 | 0 | 0 | 0 | 1110.1915 | 0 | 0 | 0 | 0.0042 | 0 | 0.00057666 | 0.00057666 | 744.3634 | 0 | 0 | 0 | 0.0042 | 0 | 0.00057666 | 0.00057666 | 1135.2079 | 0 | 0 | 0 | 0.0042 | 0 | 0 | 0.00057666 | 0.00057666 | 1063.7366
04/26 14:00:00 | 80.96 | 27.2 | 0% | 1.6267 | 60293.0247 | 1.0144 | 3.6518 | 4.8119 | 4.3307 | 0 | 0 | 0 | 374.6435 | 1.6267 | 60293.0247 | 1.0144 | 3.9561 | 5.2129 | 4.4309 | 0 | 0 | 0 | 366.2741 | 0 | 0 | 0 | 0 | 0 | 0 | 0 | 734.8272 | 0 | 0 | 0 | 0 | 0 | 0 | 0 | 1196.4705 | 0 | 0 | 0 | 0 | 0 | 0 | 0 | 0 | 1110.1915 | 0 | 0 | 0 | 0.0042 | 0 | 0.00057666 | 0.00057666 | 744.3639 | 0 | 0 | 0 | 0.0042 | 0 | 0.00057666 | 0.00057666 | 1135.2085 | 0 | 0 | 0 | 0.0042 | 0 | 0 | 0.00057666 | 0.00057666 | 1063.7372
04/26 15:00:00 | 82.04 | 27.8 | 0% | 1.6483 | 61090.3258 | 1.0036 | 3.6131 | 4.8419 | 4.3578 | 0 | 0 | 0 | 374.6435 | 1.6483 | 61090.3258 | 1.0036 | 3.9142 | 5.2454 | 4.4586 | 0 | 0 | 0 | 366.2741 | 0 | 0 | 0 | 0 | 0 | 0 | 0 | 734.8272 | 0 | 0 | 0 | 0 | 0 | 0 | 0 | 1196.4705 | 0 | 0 | 0 | 0 | 0 | 0 | 0 | 0 | 1110.1915 | 0 | 0 | 0 | 0.0042 | 0 | 0.00057666 | 0.00057666 | 744.3645 | 0 | 0 | 0 | 0.0042 | 0 | 0.00057666 | 0.00057666 | 1135.2091 | 0 | 0 | 0 | 0.0042 | 0 | 0 | 0.00057666 | 0.00057666 | 1063.7378
04/26 16:00:00 | 82.04 | 27.8 | 0% | 1.6483 | 61090.3258 | 1.0036 | 3.6131 | 4.8419 | 4.3578 | 0 | 0 | 0 | 374.6435 | 1.6483 | 61090.3258 | 1.0036 | 3.9142 | 5.2454 | 4.4586 | 0 | 0 | 0 | 366.2741 | 0 | 0 | 0 | 0 | 0 | 0 | 0 | 734.8272 | 0 | 0 | 0 | 0 | 0 | 0 | 0 | 1196.4705 | 0 | 0 | 0 | 0 | 0 | 0 | 0 | 0 | 1110.1915 | 0 | 0 | 0 | 0.0042 | 0 | 0.00057666 | 0.00057666 | 744.3651 | 0 | 0 | 0 | 0.0042 | 0 | 0.00057666 | 0.00057666 | 1135.2097 | 0 | 0 | 0 | 0.0042 | 0 | 0 | 0.00057666 | 0.00057666 | 1063.7384
04/26 17:00:00 | 80.96 | 27.2 | 0% | 1.6267 | 60293.0247 | 1.0144 | 3.6518 | 4.8119 | 4.3307 | 0 | 0 | 0 | 374.6435 | 1.6267 | 60293.0247 | 1.0144 | 3.9561 | 5.2129 | 4.4309 | 0 | 0 | 0 | 366.2741 | 0 | 0 | 0 | 0 | 0 | 0 | 0 | 734.8272 | 0 | 0 | 0 | 0 | 0 | 0 | 0 | 1196.4705 | 0 | 0 | 0 | 0 | 0 | 0 | 0 | 0 | 1110.1915 | 0 | 0 | 0 | 0.0042 | 0 | 0.00057666 | 0.00057666 | 744.3657 | 0 | 0 | 0 | 0.0042 | 0 | 0.00057666 | 0.00057666 | 1135.2102 | 0 | 0 | 0 | 0.0042 | 0 | 0 | 0.00057666 | 0.00057666 | 1063.7389
04/26 18:00:00 | 77 | 25 | 0% | 1.5491 | 57413.3053 | 1.0507 | 3.7824 | 4.7036 | 4.2332 | 0 | 0 | 0 | 374.6435 | 1.5491 | 57413.3053 | 1.0507 | 4.0976 | 5.0956 | 4.3312 | 0 | 0 | 0 | 366.2741 | 0 | 0 | 0 | 0 | 0 | 0 | 0 | 734.8272 | 0 | 0 | 0 | 0 | 0 | 0 | 0 | 1196.4705 | 0 | 0 | 0 | 0 | 0 | 0 | 0 | 0 | 1110.1915 | 0 | 0 | 0 | 0.0042 | 0 | 0.00057666 | 0.00057666 | 744.3662 | 0 | 0 | 0 | 0.0042 | 0 | 0.00057666 | 0.00057666 | 1135.2108 | 0 | 0 | 0 | 0.0042 | 0 | 0 | 0.00057666 | 0.00057666 | 1063.7395
04/26 19:00:00 | 77 | 25 | 0% | 1.5491 | 57413.3053 | 1.0507 | 3.7824 | 4.7036 | 4.2332 | 0 | 0 | 0 | 374.6435 | 1.5491 | 57413.3053 | 1.0507 | 4.0976 | 5.0956 | 4.3312 | 0 | 0 | 0 | 366.2741 | 0 | 0 | 0 | 0 | 0 | 0 | 0 | 734.8272 | 0 | 0 | 0 | 0 | 0 | 0 | 0 | 1196.4705 | 0 | 0 | 0 | 0 | 0 | 0 | 0 | 0 | 1110.1915 | 0 | 0 | 0 | 0.0042 | 0 | 0.00057666 | 0.00057666 | 744.3668 | 0 | 0 | 0 | 0.0042 | 0 | 0.00057666 | 0.00057666 | 1135.2114 | 0 | 0 | 0 | 0.0042 | 0 | 0 | 0.00057666 | 0.00057666 | 1063.7401
04/26 20:00:00 | 66.02 | 18.9 | 0% | 1.3433 | 49787.9534 | 1.117 | 4.0213 | 4.4109 | 3.9698 | 0 | 0 | 0 | 374.6435 | 1.3433 | 49787.9534 | 1.117 | 4.3565 | 4.7785 | 4.0617 | 0 | 0 | 0 | 366.2741 | 0 | 0 | 0 | 0 | 0 | 0 | 0 | 734.8272 | 0 | 0 | 0 | 0 | 0 | 0 | 0 | 1196.4705 | 0 | 0 | 0 | 0 | 0 | 0 | 0 | 0 | 1110.1915 | 0 | 0 | 0 | 0.0042 | 0 | 0.00057666 | 0.00057666 | 744.3674 | 0 | 0 | 0 | 0.0042 | 0 | 0.00057666 | 0.00057666 | 1135.212 | 0 | 0 | 0 | 0.0042 | 0 | 0 | 0.00057666 | 0.00057666 | 1063.7407
04/26 21:00:00 | 72.32 | 22.4 | 0% | 1.4596 | 54098.572 | 1.0859 | 3.9094 | 4.5784 | 4.1206 | 0 | 0 | 0 | 374.6435 | 1.4596 | 54098.572 | 1.0859 | 4.2351 | 4.96 | 4.216 | 0 | 0 | 0 | 366.2741 | 0 | 0 | 0 | 0 | 0 | 0 | 0 | 734.8272 | 0 | 0 | 0 | 0 | 0 | 0 | 0 | 1196.4705 | 0 | 0 | 0 | 0 | 0 | 0 | 0 | 0 | 1110.1915 | 0 | 0 | 0 | 0.0042 | 0 | 0.00057666 | 0.00057666 | 744.368 | 0 | 0 | 0 | 0.0042 | 0 | 0.00057666 | 0.00057666 | 1135.2125 | 0 | 0 | 0 | 0.0042 | 0 | 0 | 0.00057666 | 0.00057666 | 1063.7412
04/26 22:00:00 | 60.08 | 15.6 | 0% | 1.238 | 45882.914 | 1.1264 | 4.0549 | 4.249 | 3.8241 | 0 | 0 | 0 | 374.6435 | 1.238 | 45882.914 | 1.1264 | 4.3928 | 4.603 | 3.9126 | 0 | 0 | 0 | 366.2741 | 0 | 0 | 0 | 0 | 0 | 0 | 0 | 734.8272 | 0 | 0 | 0 | 0 | 0 | 0 | 0 | 1196.4705 | 0 | 0 | 0 | 0 | 0 | 0 | 0 | 0 | 1110.1915 | 0 | 0 | 0 | 0.0042 | 0 | 0.00057666 | 0.00057666 | 744.3685 | 0 | 0 | 0 | 0.0042 | 0 | 0.00057666 | 0.00057666 | 1135.2131 | 0 | 0 | 0 | 0.0042 | 0 | 0 | 0.00057666 | 0.00057666 | 1063.7418
04/26 23:00:00 | 59 | 15 | 0% | 1.2192 | 45189.514 | 1.1258 | 4.053 | 4.2187 | 3.7968 | 0 | 0 | 0 | 374.6435 | 1.2192 | 45189.514 | 1.1258 | 4.3908 | 4.5702 | 3.8847 | 0 | 0 | 0 | 366.2741 | 0 | 0 | 0 | 0 | 0 | 0 | 0 | 734.8272 | 0 | 0 | 0 | 0 | 0 | 0 | 0 | 1196.4705 | 0 | 0 | 0 | 0 | 0 | 0 | 0 | 0 | 1110.1915 | 0 | 0 | 0 | 0.0042 | 0 | 0.00057666 | 0.00057666 | 744.3691 | 0 | 0 | 0 | 0.0042 | 0 | 0.00057666 | 0.00057666 | 1135.2137 | 0 | 0 | 0 | 0.0042 | 0 | 0 | 0.00057666 | 0.00057666 | 1063.7424
04/26 24:00:00 | 57.02 | 13.9 | 0% | 1.1853 | 43931.5522 | 1.1231 | 4.0433 | 4.1622 | 3.746 | 0 | 0 | 0 | 374.6435 | 1.1853 | 43931.5522 | 1.1231 | 4.3802 | 4.5091 | 3.8327 | 0 | 0 | 0 | 366.2741 | 0 | 0 | 0 | 0 | 0 | 0 | 0 | 734.8272 | 0 | 0 | 0 | 0 | 0 | 0 | 0 | 1196.4705 | 0 | 0 | 0 | 0 | 0 | 0 | 0 | 0 | 1110.1915 | 0 | 0 | 0 | 0.0042 | 0 | 0.00057666 | 0.00057666 | 744.3697 | 0 | 0 | 0 | 0.0042 | 0 | 0.00057666 | 0.00057666 | 1135.2143 | 0 | 0 | 0 | 0.0042 | 0 | 0 | 0.00057666 | 0.00057666 | 1063.743
04/27 01:00:00 | 57.02 | 13.9 | 3.678% | 1.1853 | 43931.5522 | 1.1231 | 4.0433 | 4.1622 | 3.746 | 0.031032 | 0.10666 | 0.014645 | 374.6582 | 1.1853 | 43931.5522 | 1.1231 | 4.3802 | 4.5091 | 3.8327 | 0.031032 | 0.10425 | 0.014313 | 366.2884 | 1363.2818 | 0.036782 | 1683.0639 | 0.0084069 | 0.032672 | 0.0011543 | 0.033826 | 734.861 | 1363.2818 | 0.036782 | 1683.0639 | 0.0084069 | 0.053923 | 0.0011543 | 0.055077 | 1196.5256 | 1363.2818 | 0.036782 | 1754.5454 | 0.0084069 | 0.0039727 | 0.049406 | 0.0016997 | 0.051106 | 1110.2426 | 1363.2818 | 0.036782 | 1761.346 | 0.0042 | 0.034192 | 0.00057666 | 0.034768 | 744.4045 | 1363.2818 | 0.036782 | 1628.7715 | 0.0042 | 0.052184 | 0.00057666 | 0.05276 | 1135.267 | 1363.2818 | 0.036782 | 1716.9796 | 0.0042 | 0.0039727 | 0.048348 | 0.0011221 | 0.04947 | 1063.7924
04/27 02:00:00 | 57.02 | 13.9 | 8.592% | 1.1853 | 43931.5522 | 1.1231 | 4.0433 | 4.1622 | 3.746 | 0.07249 | 0.24916 | 0.03421 | 374.6924 | 1.1853 | 43931.5522 | 1.1231 | 4.3802 | 4.5091 | 3.8327 | 0.031032 | 0.10425 | 0.014313 | 366.3027 | 3184.5786 | 0.085922 | 3931.5786 | 0.019638 | 0.076321 | 0.0026963 | 0.079017 | 734.9401 | 3184.5786 | 0.085922 | 3931.5786 | 0.019638 | 0.12596 | 0.0026963 | 0.12866 | 1196.6542 | 3184.5786 | 0.085922 | 4098.5568 | 0.019638 | 0.0092801 | 0.11541 | 0.0039705 | 0.11938 | 1110.362 | 3184.5786 | 0.085922 | 4114.4427 | 0.0042 | 0.079871 | 0.00057666 | 0.080448 | 744.4849 | 3184.5786 | 0.085922 | 3804.7535 | 0.0042 | 0.1219 | 0.00057666 | 0.12248 | 1135.3895 | 3184.5786 | 0.085922 | 4010.8043 | 0.0042 | 0.0092801 | 0.11294 | 0.0018508 | 0.11479 | 1063.9072
04/27 03:00:00 | 55.04 | 12.8 | 13.75% | 1.1518 | 42690.7653 | 1.1182 | 4.0255 | 4.1045 | 3.694 | 0.11936 | 0.40428 | 0.055508 | 374.7479 | 1.1518 | 42690.7653 | 1.1182 | 4.3609 | 4.4465 | 3.7795 | 0.11936 | 0.39514 | 0.054252 | 366.357 | 5095.5938 | 0.13748 | 6290.8566 | 0.031423 | 0.12212 | 0.0043144 | 0.12643 | 735.0665 | 5095.5938 | 0.13748 | 6290.8566 | 0.031423 | 0.20155 | 0.0043144 | 0.20587 | 1196.8601 | 5095.5938 | 0.13748 | 6558.0358 | 0.031423 | 0.014849 | 0.18467 | 0.0063531 | 0.19102 | 1110.553 | 5095.5938 | 0.13748 | 6583.4545 | 0.0042 | 0.1278 | 0.00057666 | 0.12838 | 744.6133 | 5095.5938 | 0.13748 | 6087.9257 | 0.0042 | 0.19505 | 0.00057666 | 0.19563 | 1135.5851 | 5095.5938 | 0.13748 | 6417.6245 | 0.0042 | 0.014849 | 0.18071 | 0.0026154 | 0.18333 | 1064.0906
04/27 04:00:00 | 55.04 | 12.8 | 17.66% | 1.1518 | 42690.7653 | 1.1182 | 4.0255 | 4.1045 | 3.694 | 0.15331 | 0.51928 | 0.071297 | 374.8192 | 1.1518 | 42690.7653 | 1.1182 | 4.3609 | 4.4465 | 3.7795 | 0.11936 | 0.39514 | 0.054252 | 366.4112 | 6545.0631 | 0.17659 | 8080.3249 | 0.040361 | 0.15686 | 0.0055416 | 0.1624 | 735.2289 | 6545.0631 | 0.17659 | 8080.3249 | 0.040361 | 0.25888 | 0.0055416 | 0.26442 | 1197.1245 | 6545.0631 | 0.17659 | 8423.5047 | 0.040361 | 0.019073 | 0.2372 | 0.0081603 | 0.24536 | 1110.7984 | 6545.0631 | 0.17659 | 8456.1539 | 0.0042 | 0.16415 | 0.00057666 | 0.16473 | 744.778 | 6545.0631 | 0.17659 | 7819.6692 | 0.0042 | 0.25053 | 0.00057666 | 0.25111 | 1135.8362 | 6545.0631 | 0.17659 | 8243.1526 | 0.0042 | 0.019073 | 0.23212 | 0.0031953 | 0.23531 | 1064.3259
04/27 05:00:00 | 55.04 | 12.8 | 18.9% | 1.1518 | 42690.7653 | 1.1182 | 4.0255 | 4.1045 | 3.694 | 0.1641 | 0.55582 | 0.076315 | 374.8955 | 1.1518 | 42690.7653 | 1.1182 | 4.3609 | 4.4465 | 3.7795 | 0.1641 | 0.54325 | 0.074588 | 366.4858 | 7005.642 | 0.18902 | 8648.9407 | 0.043201 | 0.1679 | 0.0059316 | 0.17383 | 735.4027 | 7005.642 | 0.18902 | 8648.9407 | 0.043201 | 0.2771 | 0.0059316 | 0.28303 | 1197.4075 | 7005.642 | 0.18902 | 9016.2702 | 0.043201 | 0.020415 | 0.25389 | 0.0087345 | 0.26262 | 1111.061 | 7005.642 | 0.18902 | 9051.217 | 0.0042 | 0.17571 | 0.00057666 | 0.17628 | 744.9543 | 7005.642 | 0.18902 | 8369.9426 | 0.0042 | 0.26816 | 0.00057666 | 0.26874 | 1136.105 | 7005.642 | 0.18902 | 8823.2267 | 0.0042 | 0.020415 | 0.24845 | 0.0033796 | 0.25183 | 1064.5777
04/27 06:00:00 | 57.02 | 13.9 | 17.38% | 1.1853 | 43931.5522 | 1.1231 | 4.0433 | 4.1622 | 3.746 | 0.14664 | 0.50404 | 0.069204 | 374.9647 | 1.1853 | 43931.5522 | 1.1231 | 4.3802 | 4.5091 | 3.8327 | 0.15947 | 0.53571 | 0.073554 | 366.5594 | 6442.264 | 0.17382 | 7953.4123 | 0.039727 | 0.15439 | 0.0054546 | 0.15985 | 735.5626 | 6442.264 | 0.17382 | 7953.4123 | 0.039727 | 0.25482 | 0.0054546 | 0.26027 | 1197.6678 | 6442.264 | 0.17382 | 8291.202 | 0.039727 | 0.018773 | 0.23347 | 0.0080321 | 0.2415 | 1111.3025 | 6442.264 | 0.17382 | 8323.3385 | 0.0042 | 0.16158 | 0.00057666 | 0.16215 | 745.1165 | 6442.264 | 0.17382 | 7696.8506 | 0.0042 | 0.2466 | 0.00057666 | 0.24717 | 1136.3522 | 6442.264 | 0.17382 | 8113.6826 | 0.0042 | 0.018773 | 0.22847 | 0.0031542 | 0.23163 | 1064.8093
04/27 07:00:00 | 57.02 | 13.9 | 6.683% | 1.1853 | 43931.5522 | 1.1231 | 4.0433 | 4.1622 | 3.746 | 0.056385 | 0.19381 | 0.02661 | 374.9913 | 1.1853 | 43931.5522 | 1.1231 | 4.3802 | 4.5091 | 3.8327 | 0.056385 | 0.18942 | 0.026008 | 366.5854 | 2477.1015 | 0.066834 | 3058.15 | 0.015275 | 0.059366 | 0.0020973 | 0.061463 | 735.624 | 2477.1015 | 0.066834 | 3058.15 | 0.015275 | 0.097979 | 0.0020973 | 0.10008 | 1197.7679 | 2477.1015 | 0.066834 | 3188.0328 | 0.015275 | 0.0072184 | 0.089771 | 0.0030884 | 0.09286 | 1111.3953 | 2477.1015 | 0.066834 | 3200.3895 | 0.0042 | 0.062127 | 0.00057666 | 0.062704 | 745.1792 | 2477.1015 | 0.066834 | 2959.5 | 0.0042 | 0.094818 | 0.00057666 | 0.095395 | 1136.4476 | 2477.1015 | 0.066834 | 3119.7752 | 0.0042 | 0.0072184 | 0.087849 | 0.0015678 | 0.089417 | 1064.8987
04/27 08:00:00 | 68 | 20 | 0% | 1.3794 | 51123.983 | 1.1095 | 3.9942 | 4.4638 | 4.0174 | 0 | 0 | 0 | 374.9913 | 1.3794 | 51123.983 | 1.1095 | 4.327 | 4.8357 | 4.1104 | 0.048453 | 0.17662 | 0.024251 | 366.6096 | 0 | 0 | 0 | 0 | 0 | 0 | 0 | 735.624 | 0 | 0 | 0 | 0 | 0 | 0 | 0 | 1197.7679 | 0 | 0 | 0 | 0 | 0 | 0 | 0 | 0 | 1111.3953 | 0 | 0 | 0 | 0.0042 | 0 | 0.00057666 | 0.00057666 | 745.1797 | 0 | 0 | 0 | 0.0042 | 0 | 0.00057666 | 0.00057666 | 1136.4481 | 0 | 0 | 0 | 0.0042 | 0 | 0 | 0.00057666 | 0.00057666 | 1064.8993
04/27 09:00:00 | 73.04 | 22.8 | 0% | 1.4732 | 54602.2855 | 1.0811 | 3.892 | 4.5976 | 4.1378 | 0 | 0 | 0 | 374.9913 | 1.4732 | 54602.2855 | 1.0811 | 4.2164 | 4.9807 | 4.2336 | 0 | 0 | 0 | 366.6096 | 0 | 0 | 0 | 0 | 0 | 0 | 0 | 735.624 | 0 | 0 | 0 | 0 | 0 | 0 | 0 | 1197.7679 | 0 | 0 | 0 | 0 | 0 | 0 | 0 | 0 | 1111.3953 | 0 | 0 | 0 | 0.0042 | 0 | 0.00057666 | 0.00057666 | 745.1803 | 0 | 0 | 0 | 0.0042 | 0 | 0.00057666 | 0.00057666 | 1136.4487 | 0 | 0 | 0 | 0.0042 | 0 | 0 | 0.00057666 | 0.00057666 | 1064.8999
04/27 10:00:00 | 78.08 | 25.6 | 0% | 1.5701 | 58191.8702 | 1.0413 | 3.7487 | 4.7329 | 4.2596 | 0 | 0 | 0 | 374.9913 | 1.5701 | 58191.8702 | 1.0413 | 4.0611 | 5.1273 | 4.3582 | 0 | 0 | 0 | 366.6096 | 0 | 0 | 0 | 0 | 0 | 0 | 0 | 735.624 | 0 | 0 | 0 | 0 | 0 | 0 | 0 | 1197.7679 | 0 | 0 | 0 | 0 | 0 | 0 | 0 | 0 | 1111.3953 | 0 | 0 | 0 | 0.0042 | 0 | 0.00057666 | 0.00057666 | 745.1809 | 0 | 0 | 0 | 0.0042 | 0 | 0.00057666 | 0.00057666 | 1136.4493 | 0 | 0 | 0 | 0.0042 | 0 | 0 | 0.00057666 | 0.00057666 | 1064.9005
04/27 11:00:00 | 80.06 | 26.7 | 0% | 1.6089 | 59632.5105 | 1.0231 | 3.6831 | 4.787 | 4.3083 | 0 | 0 | 0 | 374.9913 | 1.6089 | 59632.5105 | 1.0231 | 3.99 | 5.1859 | 4.408 | 0 | 0 | 0 | 366.6096 | 0 | 0 | 0 | 0 | 0 | 0 | 0 | 735.624 | 0 | 0 | 0 | 0 | 0 | 0 | 0 | 1197.7679 | 0 | 0 | 0 | 0 | 0 | 0 | 0 | 0 | 1111.3953 | 0 | 0 | 0 | 0.0042 | 0 | 0.00057666 | 0.00057666 | 745.1815 | 0 | 0 | 0 | 0.0042 | 0 | 0.00057666 | 0.00057666 | 1136.4499 | 0 | 0 | 0 | 0.0042 | 0 | 0 | 0.00057666 | 0.00057666 | 1064.901
04/27 12:00:00 | 80.96 | 27.2 | 0% | 1.6267 | 60293.0247 | 1.0144 | 3.6518 | 4.8119 | 4.3307 | 0 | 0 | 0 | 374.9913 | 1.6267 | 60293.0247 | 1.0144 | 3.9561 | 5.2129 | 4.4309 | 0 | 0 | 0 | 366.6096 | 0 | 0 | 0 | 0 | 0 | 0 | 0 | 735.624 | 0 | 0 | 0 | 0 | 0 | 0 | 0 | 1197.7679 | 0 | 0 | 0 | 0 | 0 | 0 | 0 | 0 | 1111.3953 | 0 | 0 | 0 | 0.0042 | 0 | 0.00057666 | 0.00057666 | 745.182 | 0 | 0 | 0 | 0.0042 | 0 | 0.00057666 | 0.00057666 | 1136.4504 | 0 | 0 | 0 | 0.0042 | 0 | 0 | 0.00057666 | 0.00057666 | 1064.9016
04/27 13:00:00 | 80.96 | 27.2 | 0% | 1.6267 | 60293.0247 | 1.0144 | 3.6518 | 4.8119 | 4.3307 | 0 | 0 | 0 | 374.9913 | 1.6267 | 60293.0247 | 1.0144 | 3.9561 | 5.2129 | 4.4309 | 0 | 0 | 0 | 366.6096 | 0 | 0 | 0 | 0 | 0 | 0 | 0 | 735.624 | 0 | 0 | 0 | 0 | 0 | 0 | 0 | 1197.7679 | 0 | 0 | 0 | 0 | 0 | 0 | 0 | 0 | 1111.3953 | 0 | 0 | 0 | 0.0042 | 0 | 0.00057666 | 0.00057666 | 745.1826 | 0 | 0 | 0 | 0.0042 | 0 | 0.00057666 | 0.00057666 | 1136.451 | 0 | 0 | 0 | 0.0042 | 0 | 0 | 0.00057666 | 0.00057666 | 1064.9022
04/27 14:00:00 | 82.04 | 27.8 | 0% | 1.6483 | 61090.3258 | 1.0036 | 3.6131 | 4.8419 | 4.3578 | 0 | 0 | 0 | 374.9913 | 1.6483 | 61090.3258 | 1.0036 | 3.9142 | 5.2454 | 4.4586 | 0 | 0 | 0 | 366.6096 | 0 | 0 | 0 | 0 | 0 | 0 | 0 | 735.624 | 0 | 0 | 0 | 0 | 0 | 0 | 0 | 1197.7679 | 0 | 0 | 0 | 0 | 0 | 0 | 0 | 0 | 1111.3953 | 0 | 0 | 0 | 0.0042 | 0 | 0.00057666 | 0.00057666 | 745.1832 | 0 | 0 | 0 | 0.0042 | 0 | 0.00057666 | 0.00057666 | 1136.4516 | 0 | 0 | 0 | 0.0042 | 0 | 0 | 0.00057666 | 0.00057666 | 1064.9028
04/27 15:00:00 | 84.02 | 28.9 | 0% | 1.6881 | 62565.316 | 0.9832 | 3.5395 | 4.8978 | 4.408 | 0 | 0 | 0 | 374.9913 | 1.6881 | 62565.316 | 0.9832 | 3.8345 | 5.3059 | 4.51 | 0 | 0 | 0 | 366.6096 | 0 | 0 | 0 | 0 | 0 | 0 | 0 | 735.624 | 0 | 0 | 0 | 0 | 0 | 0 | 0 | 1197.7679 | 0 | 0 | 0 | 0 | 0 | 0 | 0 | 0 | 1111.3953 | 0 | 0 | 0 | 0.0042 | 0 | 0.00057666 | 0.00057666 | 745.1838 | 0 | 0 | 0 | 0.0042 | 0 | 0.00057666 | 0.00057666 | 1136.4522 | 0 | 0 | 0 | 0.0042 | 0 | 0 | 0.00057666 | 0.00057666 | 1064.9034
04/27 16:00:00 | 82.94 | 28.3 | 0% | 1.6663 | 61758.6468 | 0.99447 | 3.5801 | 4.8672 | 4.3805 | 0 | 0 | 0 | 374.9913 | 1.6663 | 61758.6468 | 0.99447 | 3.8784 | 5.2728 | 4.4819 | 0 | 0 | 0 | 366.6096 | 0 | 0 | 0 | 0 | 0 | 0 | 0 | 735.624 | 0 | 0 | 0 | 0 | 0 | 0 | 0 | 1197.7679 | 0 | 0 | 0 | 0 | 0 | 0 | 0 | 0 | 1111.3953 | 0 | 0 | 0 | 0.0042 | 0 | 0.00057666 | 0.00057666 | 745.1844 | 0 | 0 | 0 | 0.0042 | 0 | 0.00057666 | 0.00057666 | 1136.4527 | 0 | 0 | 0 | 0.0042 | 0 | 0 | 0.00057666 | 0.00057666 | 1064.9039
04/27 17:00:00 | 82.04 | 27.8 | 0% | 1.6483 | 61090.3258 | 1.0036 | 3.6131 | 4.8419 | 4.3578 | 0 | 0 | 0 | 374.9913 | 1.6483 | 61090.3258 | 1.0036 | 3.9142 | 5.2454 | 4.4586 | 0 | 0 | 0 | 366.6096 | 0 | 0 | 0 | 0 | 0 | 0 | 0 | 735.624 | 0 | 0 | 0 | 0 | 0 | 0 | 0 | 1197.7679 | 0 | 0 | 0 | 0 | 0 | 0 | 0 | 0 | 1111.3953 | 0 | 0 | 0 | 0.0042 | 0 | 0.00057666 | 0.00057666 | 745.1849 | 0 | 0 | 0 | 0.0042 | 0 | 0.00057666 | 0.00057666 | 1136.4533 | 0 | 0 | 0 | 0.0042 | 0 | 0 | 0.00057666 | 0.00057666 | 1064.9045
04/27 18:00:00 | 77 | 25 | 0% | 1.5491 | 57413.3053 | 1.0507 | 3.7824 | 4.7036 | 4.2332 | 0 | 0 | 0 | 374.9913 | 1.5491 | 57413.3053 | 1.0507 | 4.0976 | 5.0956 | 4.3312 | 0 | 0 | 0 | 366.6096 | 0 | 0 | 0 | 0 | 0 | 0 | 0 | 735.624 | 0 | 0 | 0 | 0 | 0 | 0 | 0 | 1197.7679 | 0 | 0 | 0 | 0 | 0 | 0 | 0 | 0 | 1111.3953 | 0 | 0 | 0 | 0.0042 | 0 | 0.00057666 | 0.00057666 | 745.1855 | 0 | 0 | 0 | 0.0042 | 0 | 0.00057666 | 0.00057666 | 1136.4539 | 0 | 0 | 0 | 0.0042 | 0 | 0 | 0.00057666 | 0.00057666 | 1064.9051
04/27 19:00:00 | 77 | 25 | 0% | 1.5491 | 57413.3053 | 1.0507 | 3.7824 | 4.7036 | 4.2332 | 0 | 0 | 0 | 374.9913 | 1.5491 | 57413.3053 | 1.0507 | 4.0976 | 5.0956 | 4.3312 | 0 | 0 | 0 | 366.6096 | 0 | 0 | 0 | 0 | 0 | 0 | 0 | 735.624 | 0 | 0 | 0 | 0 | 0 | 0 | 0 | 1197.7679 | 0 | 0 | 0 | 0 | 0 | 0 | 0 | 0 | 1111.3953 | 0 | 0 | 0 | 0.0042 | 0 | 0.00057666 | 0.00057666 | 745.1861 | 0 | 0 | 0 | 0.0042 | 0 | 0.00057666 | 0.00057666 | 1136.4545 | 0 | 0 | 0 | 0.0042 | 0 | 0 | 0.00057666 | 0.00057666 | 1064.9057
04/27 20:00:00 | 68 | 20 | 0% | 1.3794 | 51123.983 | 1.1095 | 3.9942 | 4.4638 | 4.0174 | 0 | 0 | 0 | 374.9913 | 1.3794 | 51123.983 | 1.1095 | 4.327 | 4.8357 | 4.1104 | 0 | 0 | 0 | 366.6096 | 0 | 0 | 0 | 0 | 0 | 0 | 0 | 735.624 | 0 | 0 | 0 | 0 | 0 | 0 | 0 | 1197.7679 | 0 | 0 | 0 | 0 | 0 | 0 | 0 | 0 | 1111.3953 | 0 | 0 | 0 | 0.0042 | 0 | 0.00057666 | 0.00057666 | 745.1867 | 0 | 0 | 0 | 0.0042 | 0 | 0.00057666 | 0.00057666 | 1136.455 | 0 | 0 | 0 | 0.0042 | 0 | 0 | 0.00057666 | 0.00057666 | 1064.9062
04/27 21:00:00 | 69.08 | 20.6 | 0% | 1.3992 | 51859.9654 | 1.1045 | 3.9762 | 4.4925 | 4.0432 | 0 | 0 | 0 | 374.9913 | 1.3992 | 51859.9654 | 1.1045 | 4.3075 | 4.8668 | 4.1368 | 0 | 0 | 0 | 366.6096 | 0 | 0 | 0 | 0 | 0 | 0 | 0 | 735.624 | 0 | 0 | 0 | 0 | 0 | 0 | 0 | 1197.7679 | 0 | 0 | 0 | 0 | 0 | 0 | 0 | 0 | 1111.3953 | 0 | 0 | 0 | 0.0042 | 0 | 0.00057666 | 0.00057666 | 745.1872 | 0 | 0 | 0 | 0.0042 | 0 | 0.00057666 | 0.00057666 | 1136.4556 | 0 | 0 | 0 | 0.0042 | 0 | 0 | 0.00057666 | 0.00057666 | 1064.9068
04/27 22:00:00 | 64.04 | 17.8 | 0% | 1.3077 | 48469.0987 | 1.1224 | 4.0406 | 4.3577 | 3.9219 | 0 | 0 | 0 | 374.9913 | 1.3077 | 48469.0987 | 1.1224 | 4.3774 | 4.7208 | 4.0127 | 0 | 0 | 0 | 366.6096 | 0 | 0 | 0 | 0 | 0 | 0 | 0 | 735.624 | 0 | 0 | 0 | 0 | 0 | 0 | 0 | 1197.7679 | 0 | 0 | 0 | 0 | 0 | 0 | 0 | 0 | 1111.3953 | 0 | 0 | 0 | 0.0042 | 0 | 0.00057666 | 0.00057666 | 745.1878 | 0 | 0 | 0 | 0.0042 | 0 | 0.00057666 | 0.00057666 | 1136.4562 | 0 | 0 | 0 | 0.0042 | 0 | 0 | 0.00057666 | 0.00057666 | 1064.9074
04/27 23:00:00 | 62.06 | 16.7 | 0% | 1.2726 | 47167.4189 | 1.1255 | 4.0519 | 4.3037 | 3.8734 | 0 | 0 | 0 | 374.9913 | 1.2726 | 47167.4189 | 1.1255 | 4.3895 | 4.6624 | 3.963 | 0 | 0 | 0 | 366.6096 | 0 | 0 | 0 | 0 | 0 | 0 | 0 | 735.624 | 0 | 0 | 0 | 0 | 0 | 0 | 0 | 1197.7679 | 0 | 0 | 0 | 0 | 0 | 0 | 0 | 0 | 1111.3953 | 0 | 0 | 0 | 0.0042 | 0 | 0.00057666 | 0.00057666 | 745.1884 | 0 | 0 | 0 | 0.0042 | 0 | 0.00057666 | 0.00057666 | 1136.4568 | 0 | 0 | 0 | 0.0042 | 0 | 0 | 0.00057666 | 0.00057666 | 1064.908
04/27 24:00:00 | 60.98 | 16.1 | 0% | 1.2536 | 46464.6508 | 1.1263 | 4.0545 | 4.274 | 3.8466 | 0 | 0 | 0 | 374.9913 | 1.2536 | 46464.6508 | 1.1263 | 4.3924 | 4.6301 | 3.9356 | 0 | 0 | 0 | 366.6096 | 0 | 0 | 0 | 0 | 0 | 0 | 0 | 735.624 | 0 | 0 | 0 | 0 | 0 | 0 | 0 | 1197.7679 | 0 | 0 | 0 | 0 | 0 | 0 | 0 | 0 | 1111.3953 | 0 | 0 | 0 | 0.0042 | 0 | 0.00057666 | 0.00057666 | 745.189 | 0 | 0 | 0 | 0.0042 | 0 | 0.00057666 | 0.00057666 | 1136.4574 | 0 | 0 | 0 | 0.0042 | 0 | 0 | 0.00057666 | 0.00057666 | 1064.9085
04/28 01:00:00 | 60.98 | 16.1 | 0% | 1.2536 | 46464.6508 | 1.1263 | 4.0545 | 4.274 | 3.8466 | 0 | 0 | 0 | 374.9913 | 1.2536 | 46464.6508 | 1.1263 | 4.3924 | 4.6301 | 3.9356 | 0 | 0 | 0 | 366.6096 | 0 | 0 | 0 | 0 | 0 | 0 | 0 | 735.624 | 0 | 0 | 0 | 0 | 0 | 0 | 0 | 1197.7679 | 0 | 0 | 0 | 0 | 0 | 0 | 0 | 0 | 1111.3953 | 0 | 0 | 0 | 0.0042 | 0 | 0.00057666 | 0.00057666 | 745.1895 | 0 | 0 | 0 | 0.0042 | 0 | 0.00057666 | 0.00057666 | 1136.4579 | 0 | 0 | 0 | 0.0042 | 0 | 0 | 0.00057666 | 0.00057666 | 1064.9091
04/28 02:00:00 | 60.08 | 15.6 | 2.135% | 1.238 | 45882.914 | 1.1264 | 4.0549 | 4.249 | 3.8241 | 0.017247 | 0.06065 | 0.0083273 | 374.9996 | 1.238 | 45882.914 | 1.1264 | 4.3928 | 4.603 | 3.9126 | 0 | 0 | 0 | 366.6096 | 791.3476 | 0.021351 | 976.9723 | 0.00488 | 0.018965 | 0.00067002 | 0.019635 | 735.6437 | 791.3476 | 0.021351 | 976.9723 | 0.00488 | 0.031301 | 0.00067002 | 0.031971 | 1197.7999 | 791.3476 | 0.021351 | 1018.4653 | 0.00488 | 0.002306 | 0.028679 | 0.00098664 | 0.029665 | 1111.425 | 791.3476 | 0.021351 | 1022.4129 | 0.0042 | 0.019847 | 0.00057666 | 0.020424 | 745.21 | 791.3476 | 0.021351 | 945.4571 | 0.0042 | 0.030291 | 0.00057666 | 0.030868 | 1136.4888 | 791.3476 | 0.021351 | 996.6594 | 0.0042 | 0.002306 | 0.028065 | 0.00089328 | 0.028958 | 1064.9381
04/28 03:00:00 | 57.92 | 14.4 | 7.328% | 1.2007 | 44501.2239 | 1.1247 | 4.0487 | 4.188 | 3.7692 | 0.06103 | 0.21118 | 0.028995 | 375.0286 | 1.2007 | 44501.2239 | 1.1247 | 4.3861 | 4.537 | 3.8565 | 0.06103 | 0.2064 | 0.028339 | 366.638 | 2715.9274 | 0.073278 | 3352.9968 | 0.016748 | 0.065089 | 0.0022995 | 0.067389 | 735.7111 | 2715.9274 | 0.073278 | 3352.9968 | 0.016748 | 0.10743 | 0.0022995 | 0.10973 | 1197.9096 | 2715.9274 | 0.073278 | 3495.402 | 0.016748 | 0.0079144 | 0.098426 | 0.0033862 | 0.10181 | 1111.5268 | 2715.9274 | 0.073278 | 3508.9501 | 0.0042 | 0.068117 | 0.00057666 | 0.068694 | 745.2787 | 2715.9274 | 0.073278 | 3244.8356 | 0.0042 | 0.10396 | 0.00057666 | 0.10454 | 1136.5933 | 2715.9274 | 0.073278 | 3420.5635 | 0.0042 | 0.0079144 | 0.096319 | 0.0016633 | 0.097982 | 1065.0361
04/28 04:00:00 | 57.92 | 14.4 | 11.3% | 1.2007 | 44501.2239 | 1.1247 | 4.0487 | 4.188 | 3.7692 | 0.094139 | 0.32575 | 0.044725 | 375.0734 | 1.2007 | 44501.2239 | 1.1247 | 4.3861 | 4.537 | 3.8565 | 0.06103 | 0.2064 | 0.028339 | 366.6663 | 4189.2841 | 0.11303 | 5171.9557 | 0.025834 | 0.1004 | 0.003547 | 0.10395 | 735.815 | 4189.2841 | 0.11303 | 5171.9557 | 0.025834 | 0.1657 | 0.003547 | 0.16925 | 1198.0788 | 4189.2841 | 0.11303 | 5391.614 | 0.025834 | 0.012208 | 0.15182 | 0.0052231 | 0.15704 | 1111.6839 | 4189.2841 | 0.11303 | 5412.5118 | 0.0042 | 0.10507 | 0.00057666 | 0.10565 | 745.3843 | 4189.2841 | 0.11303 | 5005.1184 | 0.0042 | 0.16036 | 0.00057666 | 0.16093 | 1136.7543 | 4189.2841 | 0.11303 | 5276.1765 | 0.0042 | 0.012208 | 0.14857 | 0.0022528 | 0.15082 | 1065.1869
04/28 05:00:00 | 57.92 | 14.4 | 13.96% | 1.2007 | 44501.2239 | 1.1247 | 4.0487 | 4.188 | 3.7692 | 0.11628 | 0.40236 | 0.055245 | 375.1286 | 1.2007 | 44501.2239 | 1.1247 | 4.3861 | 4.537 | 3.8565 | 0.11628 | 0.39326 | 0.053995 | 366.7203 | 5174.6383 | 0.13962 | 6388.4423 | 0.03191 | 0.12401 | 0.0043813 | 0.1284 | 735.9434 | 5174.6383 | 0.13962 | 6388.4423 | 0.03191 | 0.20468 | 0.0043813 | 0.20906 | 1198.2879 | 5174.6383 | 0.13962 | 6659.7661 | 0.03191 | 0.015079 | 0.18753 | 0.0064517 | 0.19398 | 1111.8779 | 5174.6383 | 0.13962 | 6685.5792 | 0.0042 | 0.12978 | 0.00057666 | 0.13036 | 745.5147 | 5174.6383 | 0.13962 | 6182.3635 | 0.0042 | 0.19807 | 0.00057666 | 0.19865 | 1136.9529 | 5174.6383 | 0.13962 | 6517.1767 | 0.0042 | 0.015079 | 0.18352 | 0.002647 | 0.18616 | 1065.373
04/28 06:00:00 | 60.08 | 15.6 | 11.76% | 1.238 | 45882.914 | 1.1264 | 4.0549 | 4.249 | 3.8241 | 0.094968 | 0.33396 | 0.045853 | 375.1745 | 1.238 | 45882.914 | 1.1264 | 4.3928 | 4.603 | 3.9126 | 0.11278 | 0.38762 | 0.05322 | 366.7735 | 4357.4271 | 0.11757 | 5379.5396 | 0.026871 | 0.10443 | 0.0036894 | 0.10812 | 736.0515 | 4357.4271 | 0.11757 | 5379.5396 | 0.026871 | 0.17235 | 0.0036894 | 0.17604 | 1198.4639 | 4357.4271 | 0.11757 | 5608.0143 | 0.026871 | 0.012698 | 0.15792 | 0.0054328 | 0.16335 | 1112.0412 | 4357.4271 | 0.11757 | 5629.7508 | 0.0042 | 0.10929 | 0.00057666 | 0.10986 | 745.6245 | 4357.4271 | 0.11757 | 5206.0061 | 0.0042 | 0.16679 | 0.00057666 | 0.16737 | 1137.1203 | 4357.4271 | 0.11757 | 5487.9434 | 0.0042 | 0.012698 | 0.15453 | 0.0023201 | 0.15685 | 1065.5299
04/28 07:00:00 | 60.08 | 15.6 | 1.876% | 1.238 | 45882.914 | 1.1264 | 4.0549 | 4.249 | 3.8241 | 0.015151 | 0.053281 | 0.0073155 | 375.1818 | 1.238 | 45882.914 | 1.1264 | 4.3928 | 4.603 | 3.9126 | 0.015151 | 0.052076 | 0.00715 | 366.7807 | 695.1938 | 0.018757 | 858.264 | 0.004287 | 0.016661 | 0.00058861 | 0.01725 | 736.0688 | 695.1938 | 0.018757 | 858.264 | 0.004287 | 0.027498 | 0.00058861 | 0.028086 | 1198.492 | 695.1938 | 0.018757 | 894.7153 | 0.004287 | 0.0020258 | 0.025194 | 0.00086676 | 0.026061 | 1112.0673 | 695.1938 | 0.018757 | 898.1832 | 0.0042 | 0.017436 | 0.00057666 | 0.018012 | 745.6425 | 695.1938 | 0.018757 | 830.578 | 0.0042 | 0.026611 | 0.00057666 | 0.027187 | 1137.1475 | 695.1938 | 0.018757 | 875.559 | 0.0042 | 0.0020258 | 0.024655 | 0.00085481 | 0.02551 | 1065.5554
04/28 08:00:00 | 69.98 | 21.1 | 0% | 1.4159 | 52477.1875 | 1.0999 | 3.9595 | 4.5163 | 4.0647 | 0 | 0 | 0 | 375.1818 | 1.4159 | 52477.1875 | 1.0999 | 4.2895 | 4.8927 | 4.1588 | 0.013248 | 0.048992 | 0.0067267 | 366.7874 | 0 | 0 | 0 | 0 | 0 | 0 | 0 | 736.0688 | 0 | 0 | 0 | 0 | 0 | 0 | 0 | 1198.492 | 0 | 0 | 0 | 0 | 0 | 0 | 0 | 0 | 1112.0673 | 0 | 0 | 0 | 0.0042 | 0 | 0.00057666 | 0.00057666 | 745.6431 | 0 | 0 | 0 | 0.0042 | 0 | 0.00057666 | 0.00057666 | 1137.1481 | 0 | 0 | 0 | 0.0042 | 0 | 0 | 0.00057666 | 0.00057666 | 1065.556
04/28 09:00:00 | 75.02 | 23.9 | 0% | 1.5109 | 55999.208 | 1.0667 | 3.8401 | 4.6504 | 4.1853 | 0 | 0 | 0 | 375.1818 | 1.5109 | 55999.208 | 1.0667 | 4.1602 | 5.0379 | 4.2822 | 0 | 0 | 0 | 366.7874 | 0 | 0 | 0 | 0 | 0 | 0 | 0 | 736.0688 | 0 | 0 | 0 | 0 | 0 | 0 | 0 | 1198.492 | 0 | 0 | 0 | 0 | 0 | 0 | 0 | 0 | 1112.0673 | 0 | 0 | 0 | 0.0042 | 0 | 0.00057666 | 0.00057666 | 745.6437 | 0 | 0 | 0 | 0.0042 | 0 | 0.00057666 | 0.00057666 | 1137.1486 | 0 | 0 | 0 | 0.0042 | 0 | 0 | 0.00057666 | 0.00057666 | 1065.5566
04/28 10:00:00 | 78.98 | 26.1 | 0% | 1.5877 | 58844.5776 | 1.0332 | 3.7194 | 4.7574 | 4.2816 | 0 | 0 | 0 | 375.1818 | 1.5877 | 58844.5776 | 1.0332 | 4.0294 | 5.1538 | 4.3808 | 0 | 0 | 0 | 366.7874 | 0 | 0 | 0 | 0 | 0 | 0 | 0 | 736.0688 | 0 | 0 | 0 | 0 | 0 | 0 | 0 | 1198.492 | 0 | 0 | 0 | 0 | 0 | 0 | 0 | 0 | 1112.0673 | 0 | 0 | 0 | 0.0042 | 0 | 0.00057666 | 0.00057666 | 745.6443 | 0 | 0 | 0 | 0.0042 | 0 | 0.00057666 | 0.00057666 | 1137.1492 | 0 | 0 | 0 | 0.0042 | 0 | 0 | 0.00057666 | 0.00057666 | 1065.5571
04/28 11:00:00 | 80.96 | 27.2 | 0% | 1.6267 | 60293.0247 | 1.0144 | 3.6518 | 4.8119 | 4.3307 | 0 | 0 | 0 | 375.1818 | 1.6267 | 60293.0247 | 1.0144 | 3.9561 | 5.2129 | 4.4309 | 0 | 0 | 0 | 366.7874 | 0 | 0 | 0 | 0 | 0 | 0 | 0 | 736.0688 | 0 | 0 | 0 | 0 | 0 | 0 | 0 | 1198.492 | 0 | 0 | 0 | 0 | 0 | 0 | 0 | 0 | 1112.0673 | 0 | 0 | 0 | 0.0042 | 0 | 0.00057666 | 0.00057666 | 745.6448 | 0 | 0 | 0 | 0.0042 | 0 | 0.00057666 | 0.00057666 | 1137.1498 | 0 | 0 | 0 | 0.0042 | 0 | 0 | 0.00057666 | 0.00057666 | 1065.5577
04/28 12:00:00 | 82.04 | 27.8 | 0% | 1.6483 | 61090.3258 | 1.0036 | 3.6131 | 4.8419 | 4.3578 | 0 | 0 | 0 | 375.1818 | 1.6483 | 61090.3258 | 1.0036 | 3.9142 | 5.2454 | 4.4586 | 0 | 0 | 0 | 366.7874 | 0 | 0 | 0 | 0 | 0 | 0 | 0 | 736.0688 | 0 | 0 | 0 | 0 | 0 | 0 | 0 | 1198.492 | 0 | 0 | 0 | 0 | 0 | 0 | 0 | 0 | 1112.0673 | 0 | 0 | 0 | 0.0042 | 0 | 0.00057666 | 0.00057666 | 745.6454 | 0 | 0 | 0 | 0.0042 | 0 | 0.00057666 | 0.00057666 | 1137.1504 | 0 | 0 | 0 | 0.0042 | 0 | 0 | 0.00057666 | 0.00057666 | 1065.5583
04/28 13:00:00 | 82.04 | 27.8 | 0% | 1.6483 | 61090.3258 | 1.0036 | 3.6131 | 4.8419 | 4.3578 | 0 | 0 | 0 | 375.1818 | 1.6483 | 61090.3258 | 1.0036 | 3.9142 | 5.2454 | 4.4586 | 0 | 0 | 0 | 366.7874 | 0 | 0 | 0 | 0 | 0 | 0 | 0 | 736.0688 | 0 | 0 | 0 | 0 | 0 | 0 | 0 | 1198.492 | 0 | 0 | 0 | 0 | 0 | 0 | 0 | 0 | 1112.0673 | 0 | 0 | 0 | 0.0042 | 0 | 0.00057666 | 0.00057666 | 745.646 | 0 | 0 | 0 | 0.0042 | 0 | 0.00057666 | 0.00057666 | 1137.1509 | 0 | 0 | 0 | 0.0042 | 0 | 0 | 0.00057666 | 0.00057666 | 1065.5589
04/28 14:00:00 | 82.04 | 27.8 | 0% | 1.6483 | 61090.3258 | 1.0036 | 3.6131 | 4.8419 | 4.3578 | 0 | 0 | 0 | 375.1818 | 1.6483 | 61090.3258 | 1.0036 | 3.9142 | 5.2454 | 4.4586 | 0 | 0 | 0 | 366.7874 | 0 | 0 | 0 | 0 | 0 | 0 | 0 | 736.0688 | 0 | 0 | 0 | 0 | 0 | 0 | 0 | 1198.492 | 0 | 0 | 0 | 0 | 0 | 0 | 0 | 0 | 1112.0673 | 0 | 0 | 0 | 0.0042 | 0 | 0.00057666 | 0.00057666 | 745.6466 | 0 | 0 | 0 | 0.0042 | 0 | 0.00057666 | 0.00057666 | 1137.1515 | 0 | 0 | 0 | 0.0042 | 0 | 0 | 0.00057666 | 0.00057666 | 1065.5594
04/28 15:00:00 | 82.04 | 27.8 | 0% | 1.6483 | 61090.3258 | 1.0036 | 3.6131 | 4.8419 | 4.3578 | 0 | 0 | 0 | 375.1818 | 1.6483 | 61090.3258 | 1.0036 | 3.9142 | 5.2454 | 4.4586 | 0 | 0 | 0 | 366.7874 | 0 | 0 | 0 | 0 | 0 | 0 | 0 | 736.0688 | 0 | 0 | 0 | 0 | 0 | 0 | 0 | 1198.492 | 0 | 0 | 0 | 0 | 0 | 0 | 0 | 0 | 1112.0673 | 0 | 0 | 0 | 0.0042 | 0 | 0.00057666 | 0.00057666 | 745.6472 | 0 | 0 | 0 | 0.0042 | 0 | 0.00057666 | 0.00057666 | 1137.1521 | 0 | 0 | 0 | 0.0042 | 0 | 0 | 0.00057666 | 0.00057666 | 1065.56
04/28 16:00:00 | 80.96 | 27.2 | 0% | 1.6267 | 60293.0247 | 1.0144 | 3.6518 | 4.8119 | 4.3307 | 0 | 0 | 0 | 375.1818 | 1.6267 | 60293.0247 | 1.0144 | 3.9561 | 5.2129 | 4.4309 | 0 | 0 | 0 | 366.7874 | 0 | 0 | 0 | 0 | 0 | 0 | 0 | 736.0688 | 0 | 0 | 0 | 0 | 0 | 0 | 0 | 1198.492 | 0 | 0 | 0 | 0 | 0 | 0 | 0 | 0 | 1112.0673 | 0 | 0 | 0 | 0.0042 | 0 | 0.00057666 | 0.00057666 | 745.6477 | 0 | 0 | 0 | 0.0042 | 0 | 0.00057666 | 0.00057666 | 1137.1527 | 0 | 0 | 0 | 0.0042 | 0 | 0 | 0.00057666 | 0.00057666 | 1065.5606
04/28 17:00:00 | 80.06 | 26.7 | 0% | 1.6089 | 59632.5105 | 1.0231 | 3.6831 | 4.787 | 4.3083 | 0 | 0 | 0 | 375.1818 | 1.6089 | 59632.5105 | 1.0231 | 3.99 | 5.1859 | 4.408 | 0 | 0 | 0 | 366.7874 | 0 | 0 | 0 | 0 | 0 | 0 | 0 | 736.0688 | 0 | 0 | 0 | 0 | 0 | 0 | 0 | 1198.492 | 0 | 0 | 0 | 0 | 0 | 0 | 0 | 0 | 1112.0673 | 0 | 0 | 0 | 0.0042 | 0 | 0.00057666 | 0.00057666 | 745.6483 | 0 | 0 | 0 | 0.0042 | 0 | 0.00057666 | 0.00057666 | 1137.1532 | 0 | 0 | 0 | 0.0042 | 0 | 0 | 0.00057666 | 0.00057666 | 1065.5612
04/28 18:00:00 | 77 | 25 | 0% | 1.5491 | 57413.3053 | 1.0507 | 3.7824 | 4.7036 | 4.2332 | 0 | 0 | 0 | 375.1818 | 1.5491 | 57413.3053 | 1.0507 | 4.0976 | 5.0956 | 4.3312 | 0 | 0 | 0 | 366.7874 | 0 | 0 | 0 | 0 | 0 | 0 | 0 | 736.0688 | 0 | 0 | 0 | 0 | 0 | 0 | 0 | 1198.492 | 0 | 0 | 0 | 0 | 0 | 0 | 0 | 0 | 1112.0673 | 0 | 0 | 0 | 0.0042 | 0 | 0.00057666 | 0.00057666 | 745.6489 | 0 | 0 | 0 | 0.0042 | 0 | 0.00057666 | 0.00057666 | 1137.1538 | 0 | 0 | 0 | 0.0042 | 0 | 0 | 0.00057666 | 0.00057666 | 1065.5618
04/28 19:00:00 | 77 | 25 | 0% | 1.5491 | 57413.3053 | 1.0507 | 3.7824 | 4.7036 | 4.2332 | 0 | 0 | 0 | 375.1818 | 1.5491 | 57413.3053 | 1.0507 | 4.0976 | 5.0956 | 4.3312 | 0 | 0 | 0 | 366.7874 | 0 | 0 | 0 | 0 | 0 | 0 | 0 | 736.0688 | 0 | 0 | 0 | 0 | 0 | 0 | 0 | 1198.492 | 0 | 0 | 0 | 0 | 0 | 0 | 0 | 0 | 1112.0673 | 0 | 0 | 0 | 0.0042 | 0 | 0.00057666 | 0.00057666 | 745.6495 | 0 | 0 | 0 | 0.0042 | 0 | 0.00057666 | 0.00057666 | 1137.1544 | 0 | 0 | 0 | 0.0042 | 0 | 0 | 0.00057666 | 0.00057666 | 1065.5623
04/28 20:00:00 | 71.6 | 22 | 0% | 1.4461 | 53597.1295 | 1.0905 | 3.9258 | 4.5593 | 4.1034 | 0 | 0 | 0 | 375.1818 | 1.4461 | 53597.1295 | 1.0905 | 4.253 | 4.9393 | 4.1984 | 0 | 0 | 0 | 366.7874 | 0 | 0 | 0 | 0 | 0 | 0 | 0 | 736.0688 | 0 | 0 | 0 | 0 | 0 | 0 | 0 | 1198.492 | 0 | 0 | 0 | 0 | 0 | 0 | 0 | 0 | 1112.0673 | 0 | 0 | 0 | 0.0042 | 0 | 0.00057666 | 0.00057666 | 745.65 | 0 | 0 | 0 | 0.0042 | 0 | 0.00057666 | 0.00057666 | 1137.155 | 0 | 0 | 0 | 0.0042 | 0 | 0 | 0.00057666 | 0.00057666 | 1065.5629
04/28 21:00:00 | 71.96 | 22.2 | 0% | 1.4528 | 53847.5669 | 1.0882 | 3.9177 | 4.5689 | 4.112 | 0 | 0 | 0 | 375.1818 | 1.4528 | 53847.5669 | 1.0882 | 4.2442 | 4.9496 | 4.2072 | 0 | 0 | 0 | 366.7874 | 0 | 0 | 0 | 0 | 0 | 0 | 0 | 736.0688 | 0 | 0 | 0 | 0 | 0 | 0 | 0 | 1198.492 | 0 | 0 | 0 | 0 | 0 | 0 | 0 | 0 | 1112.0673 | 0 | 0 | 0 | 0.0042 | 0 | 0.00057666 | 0.00057666 | 745.6506 | 0 | 0 | 0 | 0.0042 | 0 | 0.00057666 | 0.00057666 | 1137.1556 | 0 | 0 | 0 | 0.0042 | 0 | 0 | 0.00057666 | 0.00057666 | 1065.5635
04/28 22:00:00 | 68 | 20 | 0% | 1.3794 | 51123.983 | 1.1095 | 3.9942 | 4.4638 | 4.0174 | 0 | 0 | 0 | 375.1818 | 1.3794 | 51123.983 | 1.1095 | 4.327 | 4.8357 | 4.1104 | 0 | 0 | 0 | 366.7874 | 0 | 0 | 0 | 0 | 0 | 0 | 0 | 736.0688 | 0 | 0 | 0 | 0 | 0 | 0 | 0 | 1198.492 | 0 | 0 | 0 | 0 | 0 | 0 | 0 | 0 | 1112.0673 | 0 | 0 | 0 | 0.0042 | 0 | 0.00057666 | 0.00057666 | 745.6512 | 0 | 0 | 0 | 0.0042 | 0 | 0.00057666 | 0.00057666 | 1137.1561 | 0 | 0 | 0 | 0.0042 | 0 | 0 | 0.00057666 | 0.00057666 | 1065.5641
04/28 23:00:00 | 66.92 | 19.4 | 0% | 1.3596 | 50393.1104 | 1.1139 | 4.01 | 4.435 | 3.9915 | 0 | 0 | 0 | 375.1818 | 1.3596 | 50393.1104 | 1.1139 | 4.3441 | 4.8046 | 4.0839 | 0 | 0 | 0 | 366.7874 | 0 | 0 | 0 | 0 | 0 | 0 | 0 | 736.0688 | 0 | 0 | 0 | 0 | 0 | 0 | 0 | 1198.492 | 0 | 0 | 0 | 0 | 0 | 0 | 0 | 0 | 1112.0673 | 0 | 0 | 0 | 0.0042 | 0 | 0.00057666 | 0.00057666 | 745.6518 | 0 | 0 | 0 | 0.0042 | 0 | 0.00057666 | 0.00057666 | 1137.1567 | 0 | 0 | 0 | 0.0042 | 0 | 0 | 0.00057666 | 0.00057666 | 1065.5646
04/28 24:00:00 | 64.04 | 17.8 | 0% | 1.3077 | 48469.0987 | 1.1224 | 4.0406 | 4.3577 | 3.9219 | 0 | 0 | 0 | 375.1818 | 1.3077 | 48469.0987 | 1.1224 | 4.3774 | 4.7208 | 4.0127 | 0 | 0 | 0 | 366.7874 | 0 | 0 | 0 | 0 | 0 | 0 | 0 | 736.0688 | 0 | 0 | 0 | 0 | 0 | 0 | 0 | 1198.492 | 0 | 0 | 0 | 0 | 0 | 0 | 0 | 0 | 1112.0673 | 0 | 0 | 0 | 0.0042 | 0 | 0.00057666 | 0.00057666 | 745.6523 | 0 | 0 | 0 | 0.0042 | 0 | 0.00057666 | 0.00057666 | 1137.1573 | 0 | 0 | 0 | 0.0042 | 0 | 0 | 0.00057666 | 0.00057666 | 1065.5652
04/29 01:00:00 | 64.04 | 17.8 | 0% | 1.3077 | 48469.0987 | 1.1224 | 4.0406 | 4.3577 | 3.9219 | 0 | 0 | 0 | 375.1818 | 1.3077 | 48469.0987 | 1.1224 | 4.3774 | 4.7208 | 4.0127 | 0 | 0 | 0 | 366.7874 | 0 | 0 | 0 | 0 | 0 | 0 | 0 | 736.0688 | 0 | 0 | 0 | 0 | 0 | 0 | 0 | 1198.492 | 0 | 0 | 0 | 0 | 0 | 0 | 0 | 0 | 1112.0673 | 0 | 0 | 0 | 0.0042 | 0 | 0.00057666 | 0.00057666 | 745.6529 | 0 | 0 | 0 | 0.0042 | 0 | 0.00057666 | 0.00057666 | 1137.1579 | 0 | 0 | 0 | 0.0042 | 0 | 0 | 0.00057666 | 0.00057666 | 1065.5658
04/29 02:00:00 | 62.96 | 17.2 | 0% | 1.2885 | 47756.9624 | 1.1244 | 4.0478 | 4.3283 | 3.8955 | 0 | 0 | 0 | 375.1818 | 1.2885 | 47756.9624 | 1.1244 | 4.3851 | 4.689 | 3.9857 | 0 | 0 | 0 | 366.7874 | 0 | 0 | 0 | 0 | 0 | 0 | 0 | 736.0688 | 0 | 0 | 0 | 0 | 0 | 0 | 0 | 1198.492 | 0 | 0 | 0 | 0 | 0 | 0 | 0 | 0 | 1112.0673 | 0 | 0 | 0 | 0.0042 | 0 | 0.00057666 | 0.00057666 | 745.6535 | 0 | 0 | 0 | 0.0042 | 0 | 0.00057666 | 0.00057666 | 1137.1584 | 0 | 0 | 0 | 0.0042 | 0 | 0 | 0.00057666 | 0.00057666 | 1065.5664
04/29 03:00:00 | 62.06 | 16.7 | 0% | 1.2726 | 47167.4189 | 1.1255 | 4.0519 | 4.3037 | 3.8734 | 0 | 0 | 0 | 375.1818 | 1.2726 | 47167.4189 | 1.1255 | 4.3895 | 4.6624 | 3.963 | 0 | 0 | 0 | 366.7874 | 0 | 0 | 0 | 0 | 0 | 0 | 0 | 736.0688 | 0 | 0 | 0 | 0 | 0 | 0 | 0 | 1198.492 | 0 | 0 | 0 | 0 | 0 | 0 | 0 | 0 | 1112.0673 | 0 | 0 | 0 | 0.0042 | 0 | 0.00057666 | 0.00057666 | 745.6541 | 0 | 0 | 0 | 0.0042 | 0 | 0.00057666 | 0.00057666 | 1137.159 | 0 | 0 | 0 | 0.0042 | 0 | 0 | 0.00057666 | 0.00057666 | 1065.5669
04/29 04:00:00 | 60.98 | 16.1 | 3.266% | 1.2536 | 46464.6508 | 1.1263 | 4.0545 | 4.274 | 3.8466 | 0.026055 | 0.092241 | 0.012665 | 375.1944 | 1.2536 | 46464.6508 | 1.1263 | 4.3924 | 4.6301 | 3.9356 | 0 | 0 | 0 | 366.7874 | 1210.6221 | 0.032663 | 1494.5952 | 0.0074655 | 0.029014 | 0.001025 | 0.030039 | 736.0988 | 1210.6221 | 0.032663 | 1494.5952 | 0.0074655 | 0.047885 | 0.001025 | 0.04891 | 1198.5409 | 1210.6221 | 0.032663 | 1558.0722 | 0.0074655 | 0.0035278 | 0.043874 | 0.0015094 | 0.045383 | 1112.1126 | 1210.6221 | 0.032663 | 1564.1113 | 0.0042 | 0.030363 | 0.00057666 | 0.03094 | 745.685 | 1210.6221 | 0.032663 | 1446.3825 | 0.0042 | 0.04634 | 0.00057666 | 0.046917 | 1137.2059 | 1210.6221 | 0.032663 | 1524.713 | 0.0042 | 0.0035278 | 0.042934 | 0.001061 | 0.043995 | 1065.6109
04/29 05:00:00 | 60.98 | 16.1 | 4.923% | 1.2536 | 46464.6508 | 1.1263 | 4.0545 | 4.274 | 3.8466 | 0.039271 | 0.13903 | 0.019089 | 375.2135 | 1.2536 | 46464.6508 | 1.1263 | 4.3924 | 4.6301 | 3.9356 | 0.039271 | 0.13589 | 0.018657 | 366.8061 | 1824.7142 | 0.049232 | 2252.7335 | 0.011252 | 0.043731 | 0.001545 | 0.045276 | 736.1441 | 1824.7142 | 0.049232 | 2252.7335 | 0.011252 | 0.072175 | 0.001545 | 0.07372 | 1198.6147 | 1824.7142 | 0.049232 | 2348.4095 | 0.011252 | 0.0053173 | 0.066128 | 0.002275 | 0.068404 | 1112.1811 | 1824.7142 | 0.049232 | 2357.5118 | 0.0042 | 0.045765 | 0.00057666 | 0.046341 | 745.7314 | 1824.7142 | 0.049232 | 2180.0647 | 0.0042 | 0.069846 | 0.00057666 | 0.070423 | 1137.2764 | 1824.7142 | 0.049232 | 2298.1287 | 0.0042 | 0.0053173 | 0.064713 | 0.0013067 | 0.066019 | 1065.677
04/29 06:00:00 | 64.04 | 17.8 | 3.138% | 1.3077 | 48469.0987 | 1.1224 | 4.0406 | 4.3577 | 3.9219 | 0.023996 | 0.086916 | 0.011934 | 375.2255 | 1.3077 | 48469.0987 | 1.1224 | 4.3774 | 4.7208 | 4.0127 | 0.037647 | 0.13328 | 0.018299 | 366.8244 | 1163.0707 | 0.03138 | 1435.8898 | 0.0071723 | 0.027874 | 0.00098475 | 0.028859 | 736.1729 | 1163.0707 | 0.03138 | 1435.8898 | 0.0071723 | 0.046004 | 0.00098475 | 0.046989 | 1198.6616 | 1163.0707 | 0.03138 | 1496.8736 | 0.0071723 | 0.0033893 | 0.04215 | 0.0014501 | 0.0436 | 1112.2247 | 1163.0707 | 0.03138 | 1502.6754 | 0.0042 | 0.02917 | 0.00057666 | 0.029747 | 745.7611 | 1163.0707 | 0.03138 | 1389.5708 | 0.0042 | 0.04452 | 0.00057666 | 0.045097 | 1137.3214 | 1163.0707 | 0.03138 | 1464.8246 | 0.0042 | 0.0033893 | 0.041248 | 0.001042 | 0.04229 | 1065.7192
04/29 07:00:00 | 64.04 | 17.8 | 0.4059% | 1.3077 | 48469.0987 | 1.1224 | 4.0406 | 4.3577 | 3.9219 | 0.0031041 | 0.011243 | 0.0015437 | 375.227 | 1.3077 | 48469.0987 | 1.1224 | 4.3774 | 4.7208 | 4.0127 | 0.0031041 | 0.010989 | 0.0015088 | 366.8259 | 150.4547 | 0.0040594 | 185.7466 | 0.0009278 | 0.0036058 | 0.00012739 | 0.0037332 | 736.1767 | 150.4547 | 0.0040594 | 185.7466 | 0.0009278 | 0.0059511 | 0.00012739 | 0.0060785 | 1198.6677 | 150.4547 | 0.0040594 | 193.6354 | 0.0009278 | 0.00043843 | 0.0054525 | 0.00018758 | 0.0056401 | 1112.2303 | 150.4547 | 0.0040594 | 194.3859 | 0.0042 | 0.0037735 | 0.00057666 | 0.0043501 | 745.7655 | 150.4547 | 0.0040594 | 179.7547 | 0.0042 | 0.0057591 | 0.00057666 | 0.0063358 | 1137.3278 | 150.4547 | 0.0040594 | 189.4896 | 0.0042 | 0.00043843 | 0.0053358 | 0.00063686 | 0.0059727 | 1065.7252
04/29 08:00:00 | 69.8 | 21 | 0% | 1.4125 | 52353.4592 | 1.1008 | 3.963 | 4.5116 | 4.0604 | 0 | 0 | 0 | 375.227 | 1.4125 | 52353.4592 | 1.1008 | 4.2932 | 4.8875 | 4.1544 | 0.0028738 | 0.010614 | 0.0014573 | 366.8273 | 0 | 0 | 0 | 0 | 0 | 0 | 0 | 736.1767 | 0 | 0 | 0 | 0 | 0 | 0 | 0 | 1198.6677 | 0 | 0 | 0 | 0 | 0 | 0 | 0 | 0 | 1112.2303 | 0 | 0 | 0 | 0.0042 | 0 | 0.00057666 | 0.00057666 | 745.766 | 0 | 0 | 0 | 0.0042 | 0 | 0.00057666 | 0.00057666 | 1137.3284 | 0 | 0 | 0 | 0.0042 | 0 | 0 | 0.00057666 | 0.00057666 | 1065.7258
04/29 09:00:00 | 73.04 | 22.8 | 0% | 1.4732 | 54602.2855 | 1.0811 | 3.892 | 4.5976 | 4.1378 | 0 | 0 | 0 | 375.227 | 1.4732 | 54602.2855 | 1.0811 | 4.2164 | 4.9807 | 4.2336 | 0 | 0 | 0 | 366.8273 | 0 | 0 | 0 | 0 | 0 | 0 | 0 | 736.1767 | 0 | 0 | 0 | 0 | 0 | 0 | 0 | 1198.6677 | 0 | 0 | 0 | 0 | 0 | 0 | 0 | 0 | 1112.2303 | 0 | 0 | 0 | 0.0042 | 0 | 0.00057666 | 0.00057666 | 745.7666 | 0 | 0 | 0 | 0.0042 | 0 | 0.00057666 | 0.00057666 | 1137.3289 | 0 | 0 | 0 | 0.0042 | 0 | 0 | 0.00057666 | 0.00057666 | 1065.7264
04/29 10:00:00 | 78.08 | 25.6 | 0% | 1.5701 | 58191.8702 | 1.0413 | 3.7487 | 4.7329 | 4.2596 | 0 | 0 | 0 | 375.227 | 1.5701 | 58191.8702 | 1.0413 | 4.0611 | 5.1273 | 4.3582 | 0 | 0 | 0 | 366.8273 | 0 | 0 | 0 | 0 | 0 | 0 | 0 | 736.1767 | 0 | 0 | 0 | 0 | 0 | 0 | 0 | 1198.6677 | 0 | 0 | 0 | 0 | 0 | 0 | 0 | 0 | 1112.2303 | 0 | 0 | 0 | 0.0042 | 0 | 0.00057666 | 0.00057666 | 745.7672 | 0 | 0 | 0 | 0.0042 | 0 | 0.00057666 | 0.00057666 | 1137.3295 | 0 | 0 | 0 | 0.0042 | 0 | 0 | 0.00057666 | 0.00057666 | 1065.727
04/29 11:00:00 | 78.98 | 26.1 | 0% | 1.5877 | 58844.5776 | 1.0332 | 3.7194 | 4.7574 | 4.2816 | 0 | 0 | 0 | 375.227 | 1.5877 | 58844.5776 | 1.0332 | 4.0294 | 5.1538 | 4.3808 | 0 | 0 | 0 | 366.8273 | 0 | 0 | 0 | 0 | 0 | 0 | 0 | 736.1767 | 0 | 0 | 0 | 0 | 0 | 0 | 0 | 1198.6677 | 0 | 0 | 0 | 0 | 0 | 0 | 0 | 0 | 1112.2303 | 0 | 0 | 0 | 0.0042 | 0 | 0.00057666 | 0.00057666 | 745.7678 | 0 | 0 | 0 | 0.0042 | 0 | 0.00057666 | 0.00057666 | 1137.3301 | 0 | 0 | 0 | 0.0042 | 0 | 0 | 0.00057666 | 0.00057666 | 1065.7275
04/29 12:00:00 | 82.04 | 27.8 | 0% | 1.6483 | 61090.3258 | 1.0036 | 3.6131 | 4.8419 | 4.3578 | 0 | 0 | 0 | 375.227 | 1.6483 | 61090.3258 | 1.0036 | 3.9142 | 5.2454 | 4.4586 | 0 | 0 | 0 | 366.8273 | 0 | 0 | 0 | 0 | 0 | 0 | 0 | 736.1767 | 0 | 0 | 0 | 0 | 0 | 0 | 0 | 1198.6677 | 0 | 0 | 0 | 0 | 0 | 0 | 0 | 0 | 1112.2303 | 0 | 0 | 0 | 0.0042 | 0 | 0.00057666 | 0.00057666 | 745.7683 | 0 | 0 | 0 | 0.0042 | 0 | 0.00057666 | 0.00057666 | 1137.3307 | 0 | 0 | 0 | 0.0042 | 0 | 0 | 0.00057666 | 0.00057666 | 1065.7281
04/29 13:00:00 | 82.04 | 27.8 | 0% | 1.6483 | 61090.3258 | 1.0036 | 3.6131 | 4.8419 | 4.3578 | 0 | 0 | 0 | 375.227 | 1.6483 | 61090.3258 | 1.0036 | 3.9142 | 5.2454 | 4.4586 | 0 | 0 | 0 | 366.8273 | 0 | 0 | 0 | 0 | 0 | 0 | 0 | 736.1767 | 0 | 0 | 0 | 0 | 0 | 0 | 0 | 1198.6677 | 0 | 0 | 0 | 0 | 0 | 0 | 0 | 0 | 1112.2303 | 0 | 0 | 0 | 0.0042 | 0 | 0.00057666 | 0.00057666 | 745.7689 | 0 | 0 | 0 | 0.0042 | 0 | 0.00057666 | 0.00057666 | 1137.3312 | 0 | 0 | 0 | 0.0042 | 0 | 0 | 0.00057666 | 0.00057666 | 1065.7287
04/29 14:00:00 | 84.92 | 29.4 | 0% | 1.7063 | 63241.4437 | 0.97361 | 3.505 | 4.9235 | 4.4311 | 0 | 0 | 0 | 375.227 | 1.7063 | 63241.4437 | 0.97361 | 3.7971 | 5.3338 | 4.5337 | 0 | 0 | 0 | 366.8273 | 0 | 0 | 0 | 0 | 0 | 0 | 0 | 736.1767 | 0 | 0 | 0 | 0 | 0 | 0 | 0 | 1198.6677 | 0 | 0 | 0 | 0 | 0 | 0 | 0 | 0 | 1112.2303 | 0 | 0 | 0 | 0.0042 | 0 | 0.00057666 | 0.00057666 | 745.7695 | 0 | 0 | 0 | 0.0042 | 0 | 0.00057666 | 0.00057666 | 1137.3318 | 0 | 0 | 0 | 0.0042 | 0 | 0 | 0.00057666 | 0.00057666 | 1065.7293
04/29 15:00:00 | 86 | 30 | 0% | 1.7283 | 64057.4811 | 0.96189 | 3.4628 | 4.9546 | 4.4591 | 0 | 0 | 0 | 375.227 | 1.7283 | 64057.4811 | 0.96189 | 3.7514 | 5.3675 | 4.5624 | 0 | 0 | 0 | 366.8273 | 0 | 0 | 0 | 0 | 0 | 0 | 0 | 736.1767 | 0 | 0 | 0 | 0 | 0 | 0 | 0 | 1198.6677 | 0 | 0 | 0 | 0 | 0 | 0 | 0 | 0 | 1112.2303 | 0 | 0 | 0 | 0.0042 | 0 | 0.00057666 | 0.00057666 | 745.7701 | 0 | 0 | 0 | 0.0042 | 0 | 0.00057666 | 0.00057666 | 1137.3324 | 0 | 0 | 0 | 0.0042 | 0 | 0 | 0.00057666 | 0.00057666 | 1065.7298
04/29 16:00:00 | 84.92 | 29.4 | 0% | 1.7063 | 63241.4437 | 0.97361 | 3.505 | 4.9235 | 4.4311 | 0 | 0 | 0 | 375.227 | 1.7063 | 63241.4437 | 0.97361 | 3.7971 | 5.3338 | 4.5337 | 0 | 0 | 0 | 366.8273 | 0 | 0 | 0 | 0 | 0 | 0 | 0 | 736.1767 | 0 | 0 | 0 | 0 | 0 | 0 | 0 | 1198.6677 | 0 | 0 | 0 | 0 | 0 | 0 | 0 | 0 | 1112.2303 | 0 | 0 | 0 | 0.0042 | 0 | 0.00057666 | 0.00057666 | 745.7706 | 0 | 0 | 0 | 0.0042 | 0 | 0.00057666 | 0.00057666 | 1137.333 | 0 | 0 | 0 | 0.0042 | 0 | 0 | 0.00057666 | 0.00057666 | 1065.7304
04/29 17:00:00 | 84.02 | 28.9 | 0% | 1.6881 | 62565.316 | 0.9832 | 3.5395 | 4.8978 | 4.408 | 0 | 0 | 0 | 375.227 | 1.6881 | 62565.316 | 0.9832 | 3.8345 | 5.3059 | 4.51 | 0 | 0 | 0 | 366.8273 | 0 | 0 | 0 | 0 | 0 | 0 | 0 | 736.1767 | 0 | 0 | 0 | 0 | 0 | 0 | 0 | 1198.6677 | 0 | 0 | 0 | 0 | 0 | 0 | 0 | 0 | 1112.2303 | 0 | 0 | 0 | 0.0042 | 0 | 0.00057666 | 0.00057666 | 745.7712 | 0 | 0 | 0 | 0.0042 | 0 | 0.00057666 | 0.00057666 | 1137.3336 | 0 | 0 | 0 | 0.0042 | 0 | 0 | 0.00057666 | 0.00057666 | 1065.731
04/29 18:00:00 | 78.98 | 26.1 | 0% | 1.5877 | 58844.5776 | 1.0332 | 3.7194 | 4.7574 | 4.2816 | 0 | 0 | 0 | 375.227 | 1.5877 | 58844.5776 | 1.0332 | 4.0294 | 5.1538 | 4.3808 | 0 | 0 | 0 | 366.8273 | 0 | 0 | 0 | 0 | 0 | 0 | 0 | 736.1767 | 0 | 0 | 0 | 0 | 0 | 0 | 0 | 1198.6677 | 0 | 0 | 0 | 0 | 0 | 0 | 0 | 0 | 1112.2303 | 0 | 0 | 0 | 0.0042 | 0 | 0.00057666 | 0.00057666 | 745.7718 | 0 | 0 | 0 | 0.0042 | 0 | 0.00057666 | 0.00057666 | 1137.3341 | 0 | 0 | 0 | 0.0042 | 0 | 0 | 0.00057666 | 0.00057666 | 1065.7316
04/29 19:00:00 | 78.98 | 26.1 | 0% | 1.5877 | 58844.5776 | 1.0332 | 3.7194 | 4.7574 | 4.2816 | 0 | 0 | 0 | 375.227 | 1.5877 | 58844.5776 | 1.0332 | 4.0294 | 5.1538 | 4.3808 | 0 | 0 | 0 | 366.8273 | 0 | 0 | 0 | 0 | 0 | 0 | 0 | 736.1767 | 0 | 0 | 0 | 0 | 0 | 0 | 0 | 1198.6677 | 0 | 0 | 0 | 0 | 0 | 0 | 0 | 0 | 1112.2303 | 0 | 0 | 0 | 0.0042 | 0 | 0.00057666 | 0.00057666 | 745.7724 | 0 | 0 | 0 | 0.0042 | 0 | 0.00057666 | 0.00057666 | 1137.3347 | 0 | 0 | 0 | 0.0042 | 0 | 0 | 0.00057666 | 0.00057666 | 1065.7321
04/29 20:00:00 | 69.08 | 20.6 | 0% | 1.3992 | 51859.9654 | 1.1045 | 3.9762 | 4.4925 | 4.0432 | 0 | 0 | 0 | 375.227 | 1.3992 | 51859.9654 | 1.1045 | 4.3075 | 4.8668 | 4.1368 | 0 | 0 | 0 | 366.8273 | 0 | 0 | 0 | 0 | 0 | 0 | 0 | 736.1767 | 0 | 0 | 0 | 0 | 0 | 0 | 0 | 1198.6677 | 0 | 0 | 0 | 0 | 0 | 0 | 0 | 0 | 1112.2303 | 0 | 0 | 0 | 0.0042 | 0 | 0.00057666 | 0.00057666 | 745.773 | 0 | 0 | 0 | 0.0042 | 0 | 0.00057666 | 0.00057666 | 1137.3353 | 0 | 0 | 0 | 0.0042 | 0 | 0 | 0.00057666 | 0.00057666 | 1065.7327
04/29 21:00:00 | 66.02 | 18.9 | 0% | 1.3433 | 49787.9534 | 1.117 | 4.0213 | 4.4109 | 3.9698 | 0 | 0 | 0 | 375.227 | 1.3433 | 49787.9534 | 1.117 | 4.3565 | 4.7785 | 4.0617 | 0 | 0 | 0 | 366.8273 | 0 | 0 | 0 | 0 | 0 | 0 | 0 | 736.1767 | 0 | 0 | 0 | 0 | 0 | 0 | 0 | 1198.6677 | 0 | 0 | 0 | 0 | 0 | 0 | 0 | 0 | 1112.2303 | 0 | 0 | 0 | 0.0042 | 0 | 0.00057666 | 0.00057666 | 745.7735 | 0 | 0 | 0 | 0.0042 | 0 | 0.00057666 | 0.00057666 | 1137.3359 | 0 | 0 | 0 | 0.0042 | 0 | 0 | 0.00057666 | 0.00057666 | 1065.7333
04/29 22:00:00 | 64.04 | 17.8 | 0% | 1.3077 | 48469.0987 | 1.1224 | 4.0406 | 4.3577 | 3.9219 | 0 | 0 | 0 | 375.227 | 1.3077 | 48469.0987 | 1.1224 | 4.3774 | 4.7208 | 4.0127 | 0 | 0 | 0 | 366.8273 | 0 | 0 | 0 | 0 | 0 | 0 | 0 | 736.1767 | 0 | 0 | 0 | 0 | 0 | 0 | 0 | 1198.6677 | 0 | 0 | 0 | 0 | 0 | 0 | 0 | 0 | 1112.2303 | 0 | 0 | 0 | 0.0042 | 0 | 0.00057666 | 0.00057666 | 745.7741 | 0 | 0 | 0 | 0.0042 | 0 | 0.00057666 | 0.00057666 | 1137.3364 | 0 | 0 | 0 | 0.0042 | 0 | 0 | 0.00057666 | 0.00057666 | 1065.7339
04/29 23:00:00 | 62.06 | 16.7 | 0% | 1.2726 | 47167.4189 | 1.1255 | 4.0519 | 4.3037 | 3.8734 | 0 | 0 | 0 | 375.227 | 1.2726 | 47167.4189 | 1.1255 | 4.3895 | 4.6624 | 3.963 | 0 | 0 | 0 | 366.8273 | 0 | 0 | 0 | 0 | 0 | 0 | 0 | 736.1767 | 0 | 0 | 0 | 0 | 0 | 0 | 0 | 1198.6677 | 0 | 0 | 0 | 0 | 0 | 0 | 0 | 0 | 1112.2303 | 0 | 0 | 0 | 0.0042 | 0 | 0.00057666 | 0.00057666 | 745.7747 | 0 | 0 | 0 | 0.0042 | 0 | 0.00057666 | 0.00057666 | 1137.337 | 0 | 0 | 0 | 0.0042 | 0 | 0 | 0.00057666 | 0.00057666 | 1065.7344
04/29 24:00:00 | 60.08 | 15.6 | 0% | 1.238 | 45882.914 | 1.1264 | 4.0549 | 4.249 | 3.8241 | 0 | 0 | 0 | 375.227 | 1.238 | 45882.914 | 1.1264 | 4.3928 | 4.603 | 3.9126 | 0 | 0 | 0 | 366.8273 | 0 | 0 | 0 | 0 | 0 | 0 | 0 | 736.1767 | 0 | 0 | 0 | 0 | 0 | 0 | 0 | 1198.6677 | 0 | 0 | 0 | 0 | 0 | 0 | 0 | 0 | 1112.2303 | 0 | 0 | 0 | 0.0042 | 0 | 0.00057666 | 0.00057666 | 745.7753 | 0 | 0 | 0 | 0.0042 | 0 | 0.00057666 | 0.00057666 | 1137.3376 | 0 | 0 | 0 | 0.0042 | 0 | 0 | 0.00057666 | 0.00057666 | 1065.735
04/30 01:00:00 | 60.08 | 15.6 | 0% | 1.238 | 45882.914 | 1.1264 | 4.0549 | 4.249 | 3.8241 | 0 | 0 | 0 | 375.227 | 1.238 | 45882.914 | 1.1264 | 4.3928 | 4.603 | 3.9126 | 0 | 0 | 0 | 366.8273 | 0 | 0 | 0 | 0 | 0 | 0 | 0 | 736.1767 | 0 | 0 | 0 | 0 | 0 | 0 | 0 | 1198.6677 | 0 | 0 | 0 | 0 | 0 | 0 | 0 | 0 | 1112.2303 | 0 | 0 | 0 | 0.0042 | 0 | 0.00057666 | 0.00057666 | 745.7758 | 0 | 0 | 0 | 0.0042 | 0 | 0.00057666 | 0.00057666 | 1137.3382 | 0 | 0 | 0 | 0.0042 | 0 | 0 | 0.00057666 | 0.00057666 | 1065.7356
04/30 02:00:00 | 57.92 | 14.4 | 5.202% | 1.2007 | 44501.2239 | 1.1247 | 4.0487 | 4.188 | 3.7692 | 0.043324 | 0.14991 | 0.020583 | 375.2476 | 1.2007 | 44501.2239 | 1.1247 | 4.3861 | 4.537 | 3.8565 | 0 | 0 | 0 | 366.8273 | 1927.9543 | 0.052018 | 2380.1905 | 0.011889 | 0.046205 | 0.0016324 | 0.047837 | 736.2245 | 1927.9543 | 0.052018 | 2380.1905 | 0.011889 | 0.076258 | 0.0016324 | 0.07789 | 1198.7456 | 1927.9543 | 0.052018 | 2481.2797 | 0.011889 | 0.0056182 | 0.06987 | 0.0024037 | 0.072274 | 1112.3026 | 1927.9543 | 0.052018 | 2490.897 | 0.0042 | 0.048354 | 0.00057666 | 0.048931 | 745.8248 | 1927.9543 | 0.052018 | 2303.4102 | 0.0042 | 0.073798 | 0.00057666 | 0.074375 | 1137.4125 | 1927.9543 | 0.052018 | 2428.154 | 0.0042 | 0.0056182 | 0.068374 | 0.001348 | 0.069722 | 1065.8053
04/30 03:00:00 | 55.94 | 13.3 | 11.32% | 1.167 | 43252.6302 | 1.1207 | 4.0346 | 4.1309 | 3.7178 | 0.09699 | 0.33071 | 0.045406 | 375.293 | 1.167 | 43252.6302 | 1.1207 | 4.3708 | 4.4751 | 3.8039 | 0.09699 | 0.32323 | 0.044379 | 366.8717 | 4195.0794 | 0.11319 | 5179.1103 | 0.02587 | 0.10054 | 0.0035519 | 0.10409 | 736.3286 | 4195.0794 | 0.11319 | 5179.1103 | 0.02587 | 0.16593 | 0.0035519 | 0.16948 | 1198.9151 | 4195.0794 | 0.11319 | 5399.0725 | 0.02587 | 0.012225 | 0.15203 | 0.0052304 | 0.15726 | 1112.4598 | 4195.0794 | 0.11319 | 5419.9992 | 0.0042 | 0.10521 | 0.00057666 | 0.10579 | 745.9306 | 4195.0794 | 0.11319 | 5012.0422 | 0.0042 | 0.16058 | 0.00057666 | 0.16116 | 1137.5737 | 4195.0794 | 0.11319 | 5283.4753 | 0.0042 | 0.012225 | 0.14878 | 0.0022551 | 0.15103 | 1065.9564
04/30 04:00:00 | 55.04 | 12.8 | 15.92% | 1.1518 | 42690.7653 | 1.1182 | 4.0255 | 4.1045 | 3.694 | 0.13823 | 0.46821 | 0.064285 | 375.3573 | 1.1518 | 42690.7653 | 1.1182 | 4.3609 | 4.4465 | 3.7795 | 0.098267 | 0.32531 | 0.044664 | 366.9164 | 5901.3476 | 0.15922 | 7285.6143 | 0.036392 | 0.14143 | 0.0049966 | 0.14643 | 736.475 | 5901.3476 | 0.15922 | 7285.6143 | 0.036392 | 0.23342 | 0.0049966 | 0.23842 | 1199.1535 | 5901.3476 | 0.15922 | 7595.042 | 0.036392 | 0.017197 | 0.21387 | 0.0073577 | 0.22123 | 1112.6811 | 5901.3476 | 0.15922 | 7624.4801 | 0.0042 | 0.14801 | 0.00057666 | 0.14859 | 746.0791 | 5901.3476 | 0.15922 | 7050.5945 | 0.0042 | 0.22589 | 0.00057666 | 0.22647 | 1137.8002 | 5901.3476 | 0.15922 | 7432.4277 | 0.0042 | 0.017197 | 0.20929 | 0.0029378 | 0.21223 | 1066.1686
04/30 05:00:00 | 62.96 | 17.2 | 13.75% | 1.2885 | 47756.9624 | 1.1244 | 4.0478 | 4.3283 | 3.8955 | 0.10672 | 0.38344 | 0.052646 | 375.4099 | 1.2885 | 47756.9624 | 1.1244 | 4.3851 | 4.689 | 3.9857 | 0.10672 | 0.37477 | 0.051455 | 366.9678 | 5096.4876 | 0.13751 | 6291.96 | 0.031428 | 0.12214 | 0.0043151 | 0.12646 | 736.6015 | 5096.4876 | 0.13751 | 6291.96 | 0.031428 | 0.20159 | 0.0043151 | 0.2059 | 1199.3594 | 5096.4876 | 0.13751 | 6559.1861 | 0.031428 | 0.014851 | 0.1847 | 0.0063542 | 0.19105 | 1112.8721 | 5096.4876 | 0.13751 | 6584.6093 | 0.0042 | 0.12782 | 0.00057666 | 0.1284 | 746.2075 | 5096.4876 | 0.13751 | 6088.9936 | 0.0042 | 0.19508 | 0.00057666 | 0.19566 | 1137.9958 | 5096.4876 | 0.13751 | 6418.7501 | 0.0042 | 0.014851 | 0.18074 | 0.0026158 | 0.18336 | 1066.3519
04/30 06:00:00 | 57.02 | 13.9 | 13.77% | 1.1853 | 43931.5522 | 1.1231 | 4.0433 | 4.1622 | 3.746 | 0.11614 | 0.39918 | 0.054807 | 375.4647 | 1.1853 | 43931.5522 | 1.1231 | 4.3802 | 4.5091 | 3.8327 | 0.11601 | 0.38972 | 0.053509 | 367.0213 | 5102.0258 | 0.13766 | 6298.7973 | 0.031462 | 0.12227 | 0.0043198 | 0.12659 | 736.7281 | 5102.0258 | 0.13766 | 6298.7973 | 0.031462 | 0.20181 | 0.0043198 | 0.20612 | 1199.5655 | 5102.0258 | 0.13766 | 6566.3138 | 0.031462 | 0.014868 | 0.1849 | 0.0063611 | 0.19126 | 1113.0634 | 5102.0258 | 0.13766 | 6591.7646 | 0.0042 | 0.12796 | 0.00057666 | 0.12854 | 746.3361 | 5102.0258 | 0.13766 | 6095.6103 | 0.0042 | 0.1953 | 0.00057666 | 0.19587 | 1138.1917 | 5102.0258 | 0.13766 | 6425.7252 | 0.0042 | 0.014868 | 0.18094 | 0.002618 | 0.18356 | 1066.5355
04/30 07:00:00 | 57.02 | 13.9 | 5.199% | 1.1853 | 43931.5522 | 1.1231 | 4.0433 | 4.1622 | 3.746 | 0.04386 | 0.15075 | 0.020699 | 375.4854 | 1.1853 | 43931.5522 | 1.1231 | 4.3802 | 4.5091 | 3.8327 | 0.04386 | 0.14734 | 0.02023 | 367.0416 | 1926.8388 | 0.051987 | 2378.8133 | 0.011882 | 0.046178 | 0.0016314 | 0.04781 | 736.7759 | 1926.8388 | 0.051987 | 2378.8133 | 0.011882 | 0.076214 | 0.0016314 | 0.077845 | 1199.6434 | 1926.8388 | 0.051987 | 2479.844 | 0.011882 | 0.0056149 | 0.06983 | 0.0024024 | 0.072232 | 1113.1356 | 1926.8388 | 0.051987 | 2489.4558 | 0.0042 | 0.048326 | 0.00057666 | 0.048903 | 746.385 | 1926.8388 | 0.051987 | 2302.0774 | 0.0042 | 0.073755 | 0.00057666 | 0.074332 | 1138.266 | 1926.8388 | 0.051987 | 2426.7491 | 0.0042 | 0.0056149 | 0.068334 | 0.0013476 | 0.069682 | 1066.6052
04/30 08:00:00 | 69.98 | 21.1 | 0% | 1.4159 | 52477.1875 | 1.0999 | 3.9595 | 4.5163 | 4.0647 | 0 | 0 | 0 | 375.4854 | 1.4159 | 52477.1875 | 1.0999 | 4.2895 | 4.8927 | 4.1588 | 0.036718 | 0.13579 | 0.018644 | 367.0602 | 0 | 0 | 0 | 0 | 0 | 0 | 0 | 736.7759 | 0 | 0 | 0 | 0 | 0 | 0 | 0 | 1199.6434 | 0 | 0 | 0 | 0 | 0 | 0 | 0 | 0 | 1113.1356 | 0 | 0 | 0 | 0.0042 | 0 | 0.00057666 | 0.00057666 | 746.3856 | 0 | 0 | 0 | 0.0042 | 0 | 0.00057666 | 0.00057666 | 1138.2666 | 0 | 0 | 0 | 0.0042 | 0 | 0 | 0.00057666 | 0.00057666 | 1066.6058
04/30 09:00:00 | 75.92 | 24.4 | 0% | 1.5282 | 56639.8504 | 1.0596 | 3.8146 | 4.6745 | 4.2071 | 0 | 0 | 0 | 375.4854 | 1.5282 | 56639.8504 | 1.0596 | 4.1325 | 5.0641 | 4.3044 | 0 | 0 | 0 | 367.0602 | 0 | 0 | 0 | 0 | 0 | 0 | 0 | 736.7759 | 0 | 0 | 0 | 0 | 0 | 0 | 0 | 1199.6434 | 0 | 0 | 0 | 0 | 0 | 0 | 0 | 0 | 1113.1356 | 0 | 0 | 0 | 0.0042 | 0 | 0.00057666 | 0.00057666 | 746.3861 | 0 | 0 | 0 | 0.0042 | 0 | 0.00057666 | 0.00057666 | 1138.2672 | 0 | 0 | 0 | 0.0042 | 0 | 0 | 0.00057666 | 0.00057666 | 1066.6063
04/30 10:00:00 | 78.98 | 26.1 | 0% | 1.5877 | 58844.5776 | 1.0332 | 3.7194 | 4.7574 | 4.2816 | 0 | 0 | 0 | 375.4854 | 1.5877 | 58844.5776 | 1.0332 | 4.0294 | 5.1538 | 4.3808 | 0 | 0 | 0 | 367.0602 | 0 | 0 | 0 | 0 | 0 | 0 | 0 | 736.7759 | 0 | 0 | 0 | 0 | 0 | 0 | 0 | 1199.6434 | 0 | 0 | 0 | 0 | 0 | 0 | 0 | 0 | 1113.1356 | 0 | 0 | 0 | 0.0042 | 0 | 0.00057666 | 0.00057666 | 746.3867 | 0 | 0 | 0 | 0.0042 | 0 | 0.00057666 | 0.00057666 | 1138.2678 | 0 | 0 | 0 | 0.0042 | 0 | 0 | 0.00057666 | 0.00057666 | 1066.6069
04/30 11:00:00 | 80.96 | 27.2 | 0% | 1.6267 | 60293.0247 | 1.0144 | 3.6518 | 4.8119 | 4.3307 | 0 | 0 | 0 | 375.4854 | 1.6267 | 60293.0247 | 1.0144 | 3.9561 | 5.2129 | 4.4309 | 0 | 0 | 0 | 367.0602 | 0 | 0 | 0 | 0 | 0 | 0 | 0 | 736.7759 | 0 | 0 | 0 | 0 | 0 | 0 | 0 | 1199.6434 | 0 | 0 | 0 | 0 | 0 | 0 | 0 | 0 | 1113.1356 | 0 | 0 | 0 | 0.0042 | 0 | 0.00057666 | 0.00057666 | 746.3873 | 0 | 0 | 0 | 0.0042 | 0 | 0.00057666 | 0.00057666 | 1138.2683 | 0 | 0 | 0 | 0.0042 | 0 | 0 | 0.00057666 | 0.00057666 | 1066.6075
04/30 12:00:00 | 82.94 | 28.3 | 0% | 1.6663 | 61758.6468 | 0.99447 | 3.5801 | 4.8672 | 4.3805 | 0 | 0 | 0 | 375.4854 | 1.6663 | 61758.6468 | 0.99447 | 3.8784 | 5.2728 | 4.4819 | 0 | 0 | 0 | 367.0602 | 0 | 0 | 0 | 0 | 0 | 0 | 0 | 736.7759 | 0 | 0 | 0 | 0 | 0 | 0 | 0 | 1199.6434 | 0 | 0 | 0 | 0 | 0 | 0 | 0 | 0 | 1113.1356 | 0 | 0 | 0 | 0.0042 | 0 | 0.00057666 | 0.00057666 | 746.3879 | 0 | 0 | 0 | 0.0042 | 0 | 0.00057666 | 0.00057666 | 1138.2689 | 0 | 0 | 0 | 0.0042 | 0 | 0 | 0.00057666 | 0.00057666 | 1066.6081
04/30 13:00:00 | 82.94 | 28.3 | 0% | 1.6663 | 61758.6468 | 0.99447 | 3.5801 | 4.8672 | 4.3805 | 0 | 0 | 0 | 375.4854 | 1.6663 | 61758.6468 | 0.99447 | 3.8784 | 5.2728 | 4.4819 | 0 | 0 | 0 | 367.0602 | 0 | 0 | 0 | 0 | 0 | 0 | 0 | 736.7759 | 0 | 0 | 0 | 0 | 0 | 0 | 0 | 1199.6434 | 0 | 0 | 0 | 0 | 0 | 0 | 0 | 0 | 1113.1356 | 0 | 0 | 0 | 0.0042 | 0 | 0.00057666 | 0.00057666 | 746.3884 | 0 | 0 | 0 | 0.0042 | 0 | 0.00057666 | 0.00057666 | 1138.2695 | 0 | 0 | 0 | 0.0042 | 0 | 0 | 0.00057666 | 0.00057666 | 1066.6086
04/30 14:00:00 | 86 | 30 | 0% | 1.7283 | 64057.4811 | 0.96189 | 3.4628 | 4.9546 | 4.4591 | 0 | 0 | 0 | 375.4854 | 1.7283 | 64057.4811 | 0.96189 | 3.7514 | 5.3675 | 4.5624 | 0 | 0 | 0 | 367.0602 | 0 | 0 | 0 | 0 | 0 | 0 | 0 | 736.7759 | 0 | 0 | 0 | 0 | 0 | 0 | 0 | 1199.6434 | 0 | 0 | 0 | 0 | 0 | 0 | 0 | 0 | 1113.1356 | 0 | 0 | 0 | 0.0042 | 0 | 0.00057666 | 0.00057666 | 746.389 | 0 | 0 | 0 | 0.0042 | 0 | 0.00057666 | 0.00057666 | 1138.2701 | 0 | 0 | 0 | 0.0042 | 0 | 0 | 0.00057666 | 0.00057666 | 1066.6092
04/30 15:00:00 | 86 | 30 | 0% | 1.7283 | 64057.4811 | 0.96189 | 3.4628 | 4.9546 | 4.4591 | 0 | 0 | 0 | 375.4854 | 1.7283 | 64057.4811 | 0.96189 | 3.7514 | 5.3675 | 4.5624 | 0 | 0 | 0 | 367.0602 | 0 | 0 | 0 | 0 | 0 | 0 | 0 | 736.7759 | 0 | 0 | 0 | 0 | 0 | 0 | 0 | 1199.6434 | 0 | 0 | 0 | 0 | 0 | 0 | 0 | 0 | 1113.1356 | 0 | 0 | 0 | 0.0042 | 0 | 0.00057666 | 0.00057666 | 746.3896 | 0 | 0 | 0 | 0.0042 | 0 | 0.00057666 | 0.00057666 | 1138.2706 | 0 | 0 | 0 | 0.0042 | 0 | 0 | 0.00057666 | 0.00057666 | 1066.6098
04/30 16:00:00 | 82.94 | 28.3 | 0% | 1.6663 | 61758.6468 | 0.99447 | 3.5801 | 4.8672 | 4.3805 | 0 | 0 | 0 | 375.4854 | 1.6663 | 61758.6468 | 0.99447 | 3.8784 | 5.2728 | 4.4819 | 0 | 0 | 0 | 367.0602 | 0 | 0 | 0 | 0 | 0 | 0 | 0 | 736.7759 | 0 | 0 | 0 | 0 | 0 | 0 | 0 | 1199.6434 | 0 | 0 | 0 | 0 | 0 | 0 | 0 | 0 | 1113.1356 | 0 | 0 | 0 | 0.0042 | 0 | 0.00057666 | 0.00057666 | 746.3902 | 0 | 0 | 0 | 0.0042 | 0 | 0.00057666 | 0.00057666 | 1138.2712 | 0 | 0 | 0 | 0.0042 | 0 | 0 | 0.00057666 | 0.00057666 | 1066.6104
04/30 17:00:00 | 78.08 | 25.6 | 0% | 1.5701 | 58191.8702 | 1.0413 | 3.7487 | 4.7329 | 4.2596 | 0 | 0 | 0 | 375.4854 | 1.5701 | 58191.8702 | 1.0413 | 4.0611 | 5.1273 | 4.3582 | 0 | 0 | 0 | 367.0602 | 0 | 0 | 0 | 0 | 0 | 0 | 0 | 736.7759 | 0 | 0 | 0 | 0 | 0 | 0 | 0 | 1199.6434 | 0 | 0 | 0 | 0 | 0 | 0 | 0 | 0 | 1113.1356 | 0 | 0 | 0 | 0.0042 | 0 | 0.00057666 | 0.00057666 | 746.3907 | 0 | 0 | 0 | 0.0042 | 0 | 0.00057666 | 0.00057666 | 1138.2718 | 0 | 0 | 0 | 0.0042 | 0 | 0 | 0.00057666 | 0.00057666 | 1066.611
04/30 18:00:00 | 75.92 | 24.4 | 0% | 1.5282 | 56639.8504 | 1.0596 | 3.8146 | 4.6745 | 4.2071 | 0 | 0 | 0 | 375.4854 | 1.5282 | 56639.8504 | 1.0596 | 4.1325 | 5.0641 | 4.3044 | 0 | 0 | 0 | 367.0602 | 0 | 0 | 0 | 0 | 0 | 0 | 0 | 736.7759 | 0 | 0 | 0 | 0 | 0 | 0 | 0 | 1199.6434 | 0 | 0 | 0 | 0 | 0 | 0 | 0 | 0 | 1113.1356 | 0 | 0 | 0 | 0.0042 | 0 | 0.00057666 | 0.00057666 | 746.3913 | 0 | 0 | 0 | 0.0042 | 0 | 0.00057666 | 0.00057666 | 1138.2724 | 0 | 0 | 0 | 0.0042 | 0 | 0 | 0.00057666 | 0.00057666 | 1066.6115
04/30 19:00:00 | 71.96 | 22.2 | 0% | 1.4528 | 53847.5669 | 1.0882 | 3.9177 | 4.5689 | 4.112 | 0 | 0 | 0 | 375.4854 | 1.4528 | 53847.5669 | 1.0882 | 4.2442 | 4.9496 | 4.2072 | 0 | 0 | 0 | 367.0602 | 0 | 0 | 0 | 0 | 0 | 0 | 0 | 736.7759 | 0 | 0 | 0 | 0 | 0 | 0 | 0 | 1199.6434 | 0 | 0 | 0 | 0 | 0 | 0 | 0 | 0 | 1113.1356 | 0 | 0 | 0 | 0.0042 | 0 | 0.00057666 | 0.00057666 | 746.3919 | 0 | 0 | 0 | 0.0042 | 0 | 0.00057666 | 0.00057666 | 1138.2729 | 0 | 0 | 0 | 0.0042 | 0 | 0 | 0.00057666 | 0.00057666 | 1066.6121
04/30 20:00:00 | 69.8 | 21 | 0% | 1.4125 | 52353.4592 | 1.1008 | 3.963 | 4.5116 | 4.0604 | 0 | 0 | 0 | 375.4854 | 1.4125 | 52353.4592 | 1.1008 | 4.2932 | 4.8875 | 4.1544 | 0 | 0 | 0 | 367.0602 | 0 | 0 | 0 | 0 | 0 | 0 | 0 | 736.7759 | 0 | 0 | 0 | 0 | 0 | 0 | 0 | 1199.6434 | 0 | 0 | 0 | 0 | 0 | 0 | 0 | 0 | 1113.1356 | 0 | 0 | 0 | 0.0042 | 0 | 0.00057666 | 0.00057666 | 746.3925 | 0 | 0 | 0 | 0.0042 | 0 | 0.00057666 | 0.00057666 | 1138.2735 | 0 | 0 | 0 | 0.0042 | 0 | 0 | 0.00057666 | 0.00057666 | 1066.6127
04/30 21:00:00 | 68.36 | 20.2 | 0% | 1.386 | 51368.7427 | 1.1079 | 3.9884 | 4.4733 | 4.026 | 0 | 0 | 0 | 375.4854 | 1.386 | 51368.7427 | 1.1079 | 4.3208 | 4.8461 | 4.1192 | 0 | 0 | 0 | 367.0602 | 0 | 0 | 0 | 0 | 0 | 0 | 0 | 736.7759 | 0 | 0 | 0 | 0 | 0 | 0 | 0 | 1199.6434 | 0 | 0 | 0 | 0 | 0 | 0 | 0 | 0 | 1113.1356 | 0 | 0 | 0 | 0.0042 | 0 | 0.00057666 | 0.00057666 | 746.3931 | 0 | 0 | 0 | 0.0042 | 0 | 0.00057666 | 0.00057666 | 1138.2741 | 0 | 0 | 0 | 0.0042 | 0 | 0 | 0.00057666 | 0.00057666 | 1066.6133
04/30 22:00:00 | 66.74 | 19.3 | 0% | 1.3564 | 50271.7951 | 1.1145 | 4.0124 | 4.4302 | 3.9872 | 0 | 0 | 0 | 375.4854 | 1.3564 | 50271.7951 | 1.1145 | 4.3467 | 4.7994 | 4.0795 | 0 | 0 | 0 | 367.0602 | 0 | 0 | 0 | 0 | 0 | 0 | 0 | 736.7759 | 0 | 0 | 0 | 0 | 0 | 0 | 0 | 1199.6434 | 0 | 0 | 0 | 0 | 0 | 0 | 0 | 0 | 1113.1356 | 0 | 0 | 0 | 0.0042 | 0 | 0.00057666 | 0.00057666 | 746.3936 | 0 | 0 | 0 | 0.0042 | 0 | 0.00057666 | 0.00057666 | 1138.2747 | 0 | 0 | 0 | 0.0042 | 0 | 0 | 0.00057666 | 0.00057666 | 1066.6138
04/30 23:00:00 | 66.2 | 19 | 0% | 1.3466 | 49908.7009 | 1.1164 | 4.0192 | 4.4158 | 3.9742 | 0 | 0 | 0 | 375.4854 | 1.3466 | 49908.7009 | 1.1164 | 4.3541 | 4.7837 | 4.0662 | 0 | 0 | 0 | 367.0602 | 0 | 0 | 0 | 0 | 0 | 0 | 0 | 736.7759 | 0 | 0 | 0 | 0 | 0 | 0 | 0 | 1199.6434 | 0 | 0 | 0 | 0 | 0 | 0 | 0 | 0 | 1113.1356 | 0 | 0 | 0 | 0.0042 | 0 | 0.00057666 | 0.00057666 | 746.3942 | 0 | 0 | 0 | 0.0042 | 0 | 0.00057666 | 0.00057666 | 1138.2753 | 0 | 0 | 0 | 0.0042 | 0 | 0 | 0.00057666 | 0.00057666 | 1066.6144
04/30 24:00:00 | 66.2 | 19 | 0% | 1.3466 | 49908.7009 | 1.1164 | 4.0192 | 4.4158 | 3.9742 | 0 | 0 | 0 | 375.4854 | 1.3466 | 49908.7009 | 1.1164 | 4.3541 | 4.7837 | 4.0662 | 0 | 0 | 0 | 367.0602 | 0 | 0 | 0 | 0 | 0 | 0 | 0 | 736.7759 | 0 | 0 | 0 | 0 | 0 | 0 | 0 | 1199.6434 | 0 | 0 | 0 | 0 | 0 | 0 | 0 | 0 | 1113.1356 | 0 | 0 | 0 | 0.0042 | 0 | 0.00057666 | 0.00057666 | 746.3948 | 0 | 0 | 0 | 0.0042 | 0 | 0.00057666 | 0.00057666 | 1138.2758 | 0 | 0 | 0 | 0.0042 | 0 | 0 | 0.00057666 | 0.00057666 | 1066.615
05/01 01:00:00 | 67.1 | 19.5 | 0% | 1.3629 | 50514.5677 | 1.1132 | 4.0075 | 4.4398 | 3.9958 | 0 | 0 | 0 | 375.4854 | 1.3629 | 50514.5677 | 1.1132 | 4.3414 | 4.8098 | 4.0883 | 0 | 0 | 0 | 367.0602 | 0 | 0 | 0 | 0 | 0 | 0 | 0 | 736.7759 | 0 | 0 | 0 | 0 | 0 | 0 | 0 | 1199.6434 | 0 | 0 | 0 | 0 | 0 | 0 | 0 | 0 | 1113.1356 | 0 | 0 | 0 | 0.0042 | 0 | 0.00057666 | 0.00057666 | 746.3954 | 0 | 0 | 0 | 0.0042 | 0 | 0.00057666 | 0.00057666 | 1138.2764 | 0 | 0 | 0 | 0.0042 | 0 | 0 | 0.00057666 | 0.00057666 | 1066.6156
05/01 02:00:00 | 67.82 | 19.9 | 0% | 1.3761 | 51001.816 | 1.1103 | 3.997 | 4.459 | 4.0131 | 0 | 0 | 0 | 375.4854 | 1.3761 | 51001.816 | 1.1103 | 4.3301 | 4.8306 | 4.106 | 0 | 0 | 0 | 367.0602 | 0 | 0 | 0 | 0 | 0 | 0 | 0 | 736.7759 | 0 | 0 | 0 | 0 | 0 | 0 | 0 | 1199.6434 | 0 | 0 | 0 | 0 | 0 | 0 | 0 | 0 | 1113.1356 | 0 | 0 | 0 | 0.0042 | 0 | 0.00057666 | 0.00057666 | 746.3959 | 0 | 0 | 0 | 0.0042 | 0 | 0.00057666 | 0.00057666 | 1138.277 | 0 | 0 | 0 | 0.0042 | 0 | 0 | 0.00057666 | 0.00057666 | 1066.6161
05/01 03:00:00 | 68 | 20 | 0% | 1.3794 | 51123.983 | 1.1095 | 3.9942 | 4.4638 | 4.0174 | 0 | 0 | 0 | 375.4854 | 1.3794 | 51123.983 | 1.1095 | 4.327 | 4.8357 | 4.1104 | 0 | 0 | 0 | 367.0602 | 0 | 0 | 0 | 0 | 0 | 0 | 0 | 736.7759 | 0 | 0 | 0 | 0 | 0 | 0 | 0 | 1199.6434 | 0 | 0 | 0 | 0 | 0 | 0 | 0 | 0 | 1113.1356 | 0 | 0 | 0 | 0.0042 | 0 | 0.00057666 | 0.00057666 | 746.3965 | 0 | 0 | 0 | 0.0042 | 0 | 0.00057666 | 0.00057666 | 1138.2776 | 0 | 0 | 0 | 0.0042 | 0 | 0 | 0.00057666 | 0.00057666 | 1066.6167
05/01 04:00:00 | 68.54 | 20.3 | 0% | 1.3893 | 51491.3354 | 1.1071 | 3.9855 | 4.4781 | 4.0303 | 0 | 0 | 0 | 375.4854 | 1.3893 | 51491.3354 | 1.1071 | 4.3176 | 4.8513 | 4.1236 | 0 | 0 | 0 | 367.0602 | 0 | 0 | 0 | 0 | 0 | 0 | 0 | 736.7759 | 0 | 0 | 0 | 0 | 0 | 0 | 0 | 1199.6434 | 0 | 0 | 0 | 0 | 0 | 0 | 0 | 0 | 1113.1356 | 0 | 0 | 0 | 0.0042 | 0 | 0.00057666 | 0.00057666 | 746.3971 | 0 | 0 | 0 | 0.0042 | 0 | 0.00057666 | 0.00057666 | 1138.2781 | 0 | 0 | 0 | 0.0042 | 0 | 0 | 0.00057666 | 0.00057666 | 1066.6173
05/01 05:00:00 | 67.1 | 19.5 | 0% | 1.3629 | 50514.5677 | 1.1132 | 4.0075 | 4.4398 | 3.9958 | 0 | 0 | 0 | 375.4854 | 1.3629 | 50514.5677 | 1.1132 | 4.3414 | 4.8098 | 4.0883 | 0 | 0 | 0 | 367.0602 | 0 | 0 | 0 | 0 | 0 | 0 | 0 | 736.7759 | 0 | 0 | 0 | 0 | 0 | 0 | 0 | 1199.6434 | 0 | 0 | 0 | 0 | 0 | 0 | 0 | 0 | 1113.1356 | 0 | 0 | 0 | 0.0042 | 0 | 0.00057666 | 0.00057666 | 746.3977 | 0 | 0 | 0 | 0.0042 | 0 | 0.00057666 | 0.00057666 | 1138.2787 | 0 | 0 | 0 | 0.0042 | 0 | 0 | 0.00057666 | 0.00057666 | 1066.6179
05/01 06:00:00 | 65.12 | 18.4 | 0.7556% | 1.3271 | 49186.3449 | 1.1198 | 4.0311 | 4.3868 | 3.9481 | 0.0056939 | 0.02079 | 0.0028545 | 375.4883 | 1.3271 | 49186.3449 | 1.1198 | 4.367 | 4.7524 | 4.0395 | 0 | 0 | 0 | 367.0602 | 280.0621 | 0.0075563 | 345.7556 | 0.001727 | 0.0067119 | 0.00023712 | 0.006949 | 736.7828 | 280.0621 | 0.0075563 | 345.7556 | 0.001727 | 0.011078 | 0.00023712 | 0.011315 | 1199.6547 | 280.0621 | 0.0075563 | 360.4402 | 0.001727 | 0.00081612 | 0.01015 | 0.00034918 | 0.010499 | 1113.1461 | 280.0621 | 0.0075563 | 361.8373 | 0.0042 | 0.0070241 | 0.00057666 | 0.0076008 | 746.4053 | 280.0621 | 0.0075563 | 334.6022 | 0.0042 | 0.01072 | 0.00057666 | 0.011297 | 1138.29 | 280.0621 | 0.0075563 | 352.723 | 0.0042 | 0.00081612 | 0.0099323 | 0.00068871 | 0.010621 | 1066.6285
05/01 07:00:00 | 69.08 | 20.6 | 0.234% | 1.3992 | 51859.9654 | 1.1045 | 3.9762 | 4.4925 | 4.0432 | 0.0016721 | 0.0062857 | 0.00086302 | 375.4891 | 1.3992 | 51859.9654 | 1.1045 | 4.3075 | 4.8668 | 4.1368 | 0.0016721 | 0.0061435 | 0.0008435 | 367.061 | 86.7138 | 0.0023396 | 107.0541 | 0.00053473 | 0.0020782 | 7.3419e-05 | 0.0021516 | 736.785 | 86.7138 | 0.0023396 | 107.0541 | 0.00053473 | 0.0034299 | 7.3419e-05 | 0.0035033 | 1199.6582 | 86.7138 | 0.0023396 | 111.6007 | 0.00053473 | 0.00025269 | 0.0031425 | 0.00010811 | 0.0032507 | 1113.1493 | 86.7138 | 0.0023396 | 112.0333 | 0.0042 | 0.0021748 | 0.00057666 | 0.0027515 | 746.408 | 86.7138 | 0.0023396 | 103.6007 | 0.0042 | 0.0033192 | 0.00057666 | 0.0038959 | 1138.2939 | 86.7138 | 0.0023396 | 109.2113 | 0.0042 | 0.00025269 | 0.0030753 | 0.00061135 | 0.0036866 | 1066.6322
05/01 08:00:00 | 62.06 | 16.7 | 2.18% | 1.2726 | 47167.4189 | 1.1255 | 4.0519 | 4.3037 | 3.8734 | 0.017132 | 0.061145 | 0.0083952 | 375.4975 | 1.2726 | 47167.4189 | 1.1255 | 4.3895 | 4.6624 | 3.963 | 0.0018384 | 0.0064129 | 0.00088049 | 367.0619 | 808.081 | 0.021803 | 997.6308 | 0.0049832 | 0.019366 | 0.00068419 | 0.020051 | 736.805 | 808.081 | 0.021803 | 997.6308 | 0.0049832 | 0.031963 | 0.00068419 | 0.032647 | 1199.6909 | 808.081 | 0.021803 | 1040.0012 | 0.0049832 | 0.0023548 | 0.029285 | 0.0010075 | 0.030293 | 1113.1796 | 808.081 | 0.021803 | 1044.0323 | 0.0042 | 0.020267 | 0.00057666 | 0.020844 | 746.4289 | 808.081 | 0.021803 | 965.4492 | 0.0042 | 0.030932 | 0.00057666 | 0.031508 | 1138.3254 | 808.081 | 0.021803 | 1017.7342 | 0.0042 | 0.0023548 | 0.028658 | 0.00089997 | 0.029558 | 1066.6617
05/01 09:00:00 | 60.98 | 16.1 | 5.425% | 1.2536 | 46464.6508 | 1.1263 | 4.0545 | 4.274 | 3.8466 | 0.043271 | 0.15319 | 0.021033 | 375.5186 | 1.2536 | 46464.6508 | 1.1263 | 4.3924 | 4.6301 | 3.9356 | 0.043271 | 0.14973 | 0.020557 | 367.0825 | 2010.5522 | 0.054246 | 2482.1632 | 0.012398 | 0.048185 | 0.0017023 | 0.049887 | 736.8549 | 2010.5522 | 0.054246 | 2482.1632 | 0.012398 | 0.079525 | 0.0017023 | 0.081227 | 1199.7721 | 2010.5522 | 0.054246 | 2587.5833 | 0.012398 | 0.0058589 | 0.072863 | 0.0025067 | 0.07537 | 1113.255 | 2010.5522 | 0.054246 | 2597.6127 | 0.0042 | 0.050426 | 0.00057666 | 0.051002 | 746.4799 | 2010.5522 | 0.054246 | 2402.0935 | 0.0042 | 0.07696 | 0.00057666 | 0.077537 | 1138.403 | 2010.5522 | 0.054246 | 2532.1816 | 0.0042 | 0.0058589 | 0.071303 | 0.0013811 | 0.072684 | 1066.7344
05/01 10:00:00 | 62.96 | 17.2 | 1.546% | 1.2885 | 47756.9624 | 1.1244 | 4.0478 | 4.3283 | 3.8955 | 0.012002 | 0.043122 | 0.0059207 | 375.5245 | 1.2885 | 47756.9624 | 1.1244 | 4.3851 | 4.689 | 3.9857 | 0.0421 | 0.14784 | 0.020299 | 367.1028 | 573.1597 | 0.015464 | 707.6046 | 0.0035345 | 0.013736 | 0.00048528 | 0.014222 | 736.8691 | 573.1597 | 0.015464 | 707.6046 | 0.0035345 | 0.022671 | 0.00048528 | 0.023156 | 1199.7952 | 573.1597 | 0.015464 | 737.6573 | 0.0035345 | 0.0016702 | 0.020772 | 0.00071461 | 0.021486 | 1113.2765 | 573.1597 | 0.015464 | 740.5164 | 0.0042 | 0.014375 | 0.00057666 | 0.014952 | 746.4948 | 573.1597 | 0.015464 | 684.7786 | 0.0042 | 0.021939 | 0.00057666 | 0.022516 | 1138.4255 | 573.1597 | 0.015464 | 721.8636 | 0.0042 | 0.0016702 | 0.020327 | 0.00080598 | 0.021133 | 1066.7556
05/01 11:00:00 | 66.92 | 19.4 | 0% | 1.3596 | 50393.1104 | 1.1139 | 4.01 | 4.435 | 3.9915 | 0 | 0 | 0 | 375.5245 | 1.3596 | 50393.1104 | 1.1139 | 4.3441 | 4.8046 | 4.0839 | 0 | 0 | 0 | 367.1028 | 0 | 0 | 0 | 0 | 0 | 0 | 0 | 736.8691 | 0 | 0 | 0 | 0 | 0 | 0 | 0 | 1199.7952 | 0 | 0 | 0 | 0 | 0 | 0 | 0 | 0 | 1113.2765 | 0 | 0 | 0 | 0.0042 | 0 | 0.00057666 | 0.00057666 | 746.4954 | 0 | 0 | 0 | 0.0042 | 0 | 0.00057666 | 0.00057666 | 1138.426 | 0 | 0 | 0 | 0.0042 | 0 | 0 | 0.00057666 | 0.00057666 | 1066.7561
05/01 12:00:00 | 71.06 | 21.7 | 0% | 1.436 | 53222.538 | 1.0938 | 3.9376 | 4.545 | 4.0905 | 0 | 0 | 0 | 375.5245 | 1.436 | 53222.538 | 1.0938 | 4.2657 | 4.9237 | 4.1852 | 0 | 0 | 0 | 367.1028 | 0 | 0 | 0 | 0 | 0 | 0 | 0 | 736.8691 | 0 | 0 | 0 | 0 | 0 | 0 | 0 | 1199.7952 | 0 | 0 | 0 | 0 | 0 | 0 | 0 | 0 | 1113.2765 | 0 | 0 | 0 | 0.0042 | 0 | 0.00057666 | 0.00057666 | 746.496 | 0 | 0 | 0 | 0.0042 | 0 | 0.00057666 | 0.00057666 | 1138.4266 | 0 | 0 | 0 | 0.0042 | 0 | 0 | 0.00057666 | 0.00057666 | 1066.7567
05/01 13:00:00 | 71.06 | 21.7 | 0% | 1.436 | 53222.538 | 1.0938 | 3.9376 | 4.545 | 4.0905 | 0 | 0 | 0 | 375.5245 | 1.436 | 53222.538 | 1.0938 | 4.2657 | 4.9237 | 4.1852 | 0 | 0 | 0 | 367.1028 | 0 | 0 | 0 | 0 | 0 | 0 | 0 | 736.8691 | 0 | 0 | 0 | 0 | 0 | 0 | 0 | 1199.7952 | 0 | 0 | 0 | 0 | 0 | 0 | 0 | 0 | 1113.2765 | 0 | 0 | 0 | 0.0042 | 0 | 0.00057666 | 0.00057666 | 746.4965 | 0 | 0 | 0 | 0.0042 | 0 | 0.00057666 | 0.00057666 | 1138.4272 | 0 | 0 | 0 | 0.0042 | 0 | 0 | 0.00057666 | 0.00057666 | 1066.7573
05/01 14:00:00 | 75.92 | 24.4 | 0% | 1.5282 | 56639.8504 | 1.0596 | 3.8146 | 4.6745 | 4.2071 | 0 | 0 | 0 | 375.5245 | 1.5282 | 56639.8504 | 1.0596 | 4.1325 | 5.0641 | 4.3044 | 0 | 0 | 0 | 367.1028 | 0 | 0 | 0 | 0 | 0 | 0 | 0 | 736.8691 | 0 | 0 | 0 | 0 | 0 | 0 | 0 | 1199.7952 | 0 | 0 | 0 | 0 | 0 | 0 | 0 | 0 | 1113.2765 | 0 | 0 | 0 | 0.0042 | 0 | 0.00057666 | 0.00057666 | 746.4971 | 0 | 0 | 0 | 0.0042 | 0 | 0.00057666 | 0.00057666 | 1138.4278 | 0 | 0 | 0 | 0.0042 | 0 | 0 | 0.00057666 | 0.00057666 | 1066.7579
05/01 15:00:00 | 77 | 25 | 0% | 1.5491 | 57413.3053 | 1.0507 | 3.7824 | 4.7036 | 4.2332 | 0 | 0 | 0 | 375.5245 | 1.5491 | 57413.3053 | 1.0507 | 4.0976 | 5.0956 | 4.3312 | 0 | 0 | 0 | 367.1028 | 0 | 0 | 0 | 0 | 0 | 0 | 0 | 736.8691 | 0 | 0 | 0 | 0 | 0 | 0 | 0 | 1199.7952 | 0 | 0 | 0 | 0 | 0 | 0 | 0 | 0 | 1113.2765 | 0 | 0 | 0 | 0.0042 | 0 | 0.00057666 | 0.00057666 | 746.4977 | 0 | 0 | 0 | 0.0042 | 0 | 0.00057666 | 0.00057666 | 1138.4284 | 0 | 0 | 0 | 0.0042 | 0 | 0 | 0.00057666 | 0.00057666 | 1066.7584
05/01 16:00:00 | 78.08 | 25.6 | 0% | 1.5701 | 58191.8702 | 1.0413 | 3.7487 | 4.7329 | 4.2596 | 0 | 0 | 0 | 375.5245 | 1.5701 | 58191.8702 | 1.0413 | 4.0611 | 5.1273 | 4.3582 | 0 | 0 | 0 | 367.1028 | 0 | 0 | 0 | 0 | 0 | 0 | 0 | 736.8691 | 0 | 0 | 0 | 0 | 0 | 0 | 0 | 1199.7952 | 0 | 0 | 0 | 0 | 0 | 0 | 0 | 0 | 1113.2765 | 0 | 0 | 0 | 0.0042 | 0 | 0.00057666 | 0.00057666 | 746.4983 | 0 | 0 | 0 | 0.0042 | 0 | 0.00057666 | 0.00057666 | 1138.4289 | 0 | 0 | 0 | 0.0042 | 0 | 0 | 0.00057666 | 0.00057666 | 1066.759
05/01 17:00:00 | 75.92 | 24.4 | 0% | 1.5282 | 56639.8504 | 1.0596 | 3.8146 | 4.6745 | 4.2071 | 0 | 0 | 0 | 375.5245 | 1.5282 | 56639.8504 | 1.0596 | 4.1325 | 5.0641 | 4.3044 | 0 | 0 | 0 | 367.1028 | 0 | 0 | 0 | 0 | 0 | 0 | 0 | 736.8691 | 0 | 0 | 0 | 0 | 0 | 0 | 0 | 1199.7952 | 0 | 0 | 0 | 0 | 0 | 0 | 0 | 0 | 1113.2765 | 0 | 0 | 0 | 0.0042 | 0 | 0.00057666 | 0.00057666 | 746.4989 | 0 | 0 | 0 | 0.0042 | 0 | 0.00057666 | 0.00057666 | 1138.4295 | 0 | 0 | 0 | 0.0042 | 0 | 0 | 0.00057666 | 0.00057666 | 1066.7596
05/01 18:00:00 | 73.04 | 22.8 | 0% | 1.4732 | 54602.2855 | 1.0811 | 3.892 | 4.5976 | 4.1378 | 0 | 0 | 0 | 375.5245 | 1.4732 | 54602.2855 | 1.0811 | 4.2164 | 4.9807 | 4.2336 | 0 | 0 | 0 | 367.1028 | 0 | 0 | 0 | 0 | 0 | 0 | 0 | 736.8691 | 0 | 0 | 0 | 0 | 0 | 0 | 0 | 1199.7952 | 0 | 0 | 0 | 0 | 0 | 0 | 0 | 0 | 1113.2765 | 0 | 0 | 0 | 0.0042 | 0 | 0.00057666 | 0.00057666 | 746.4994 | 0 | 0 | 0 | 0.0042 | 0 | 0.00057666 | 0.00057666 | 1138.4301 | 0 | 0 | 0 | 0.0042 | 0 | 0 | 0.00057666 | 0.00057666 | 1066.7602
05/01 19:00:00 | 73.04 | 22.8 | 0% | 1.4732 | 54602.2855 | 1.0811 | 3.892 | 4.5976 | 4.1378 | 0 | 0 | 0 | 375.5245 | 1.4732 | 54602.2855 | 1.0811 | 4.2164 | 4.9807 | 4.2336 | 0 | 0 | 0 | 367.1028 | 0 | 0 | 0 | 0 | 0 | 0 | 0 | 736.8691 | 0 | 0 | 0 | 0 | 0 | 0 | 0 | 1199.7952 | 0 | 0 | 0 | 0 | 0 | 0 | 0 | 0 | 1113.2765 | 0 | 0 | 0 | 0.0042 | 0 | 0.00057666 | 0.00057666 | 746.5 | 0 | 0 | 0 | 0.0042 | 0 | 0.00057666 | 0.00057666 | 1138.4307 | 0 | 0 | 0 | 0.0042 | 0 | 0 | 0.00057666 | 0.00057666 | 1066.7607
05/01 20:00:00 | 69.08 | 20.6 | 0% | 1.3992 | 51859.9654 | 1.1045 | 3.9762 | 4.4925 | 4.0432 | 0 | 0 | 0 | 375.5245 | 1.3992 | 51859.9654 | 1.1045 | 4.3075 | 4.8668 | 4.1368 | 0 | 0 | 0 | 367.1028 | 0 | 0 | 0 | 0 | 0 | 0 | 0 | 736.8691 | 0 | 0 | 0 | 0 | 0 | 0 | 0 | 1199.7952 | 0 | 0 | 0 | 0 | 0 | 0 | 0 | 0 | 1113.2765 | 0 | 0 | 0 | 0.0042 | 0 | 0.00057666 | 0.00057666 | 746.5006 | 0 | 0 | 0 | 0.0042 | 0 | 0.00057666 | 0.00057666 | 1138.4312 | 0 | 0 | 0 | 0.0042 | 0 | 0 | 0.00057666 | 0.00057666 | 1066.7613
05/01 21:00:00 | 66.02 | 18.9 | 0% | 1.3433 | 49787.9534 | 1.117 | 4.0213 | 4.4109 | 3.9698 | 0 | 0 | 0 | 375.5245 | 1.3433 | 49787.9534 | 1.117 | 4.3565 | 4.7785 | 4.0617 | 0 | 0 | 0 | 367.1028 | 0 | 0 | 0 | 0 | 0 | 0 | 0 | 736.8691 | 0 | 0 | 0 | 0 | 0 | 0 | 0 | 1199.7952 | 0 | 0 | 0 | 0 | 0 | 0 | 0 | 0 | 1113.2765 | 0 | 0 | 0 | 0.0042 | 0 | 0.00057666 | 0.00057666 | 746.5012 | 0 | 0 | 0 | 0.0042 | 0 | 0.00057666 | 0.00057666 | 1138.4318 | 0 | 0 | 0 | 0.0042 | 0 | 0 | 0.00057666 | 0.00057666 | 1066.7619
05/01 22:00:00 | 64.94 | 18.3 | 0% | 1.3238 | 49066.449 | 1.1202 | 4.0329 | 4.3819 | 3.9437 | 0 | 0 | 0 | 375.5245 | 1.3238 | 49066.449 | 1.1202 | 4.3689 | 4.7471 | 4.035 | 0 | 0 | 0 | 367.1028 | 0 | 0 | 0 | 0 | 0 | 0 | 0 | 736.8691 | 0 | 0 | 0 | 0 | 0 | 0 | 0 | 1199.7952 | 0 | 0 | 0 | 0 | 0 | 0 | 0 | 0 | 1113.2765 | 0 | 0 | 0 | 0.0042 | 0 | 0.00057666 | 0.00057666 | 746.5017 | 0 | 0 | 0 | 0.0042 | 0 | 0.00057666 | 0.00057666 | 1138.4324 | 0 | 0 | 0 | 0.0042 | 0 | 0 | 0.00057666 | 0.00057666 | 1066.7625
05/01 23:00:00 | 62.96 | 17.2 | 0% | 1.2885 | 47756.9624 | 1.1244 | 4.0478 | 4.3283 | 3.8955 | 0 | 0 | 0 | 375.5245 | 1.2885 | 47756.9624 | 1.1244 | 4.3851 | 4.689 | 3.9857 | 0 | 0 | 0 | 367.1028 | 0 | 0 | 0 | 0 | 0 | 0 | 0 | 736.8691 | 0 | 0 | 0 | 0 | 0 | 0 | 0 | 1199.7952 | 0 | 0 | 0 | 0 | 0 | 0 | 0 | 0 | 1113.2765 | 0 | 0 | 0 | 0.0042 | 0 | 0.00057666 | 0.00057666 | 746.5023 | 0 | 0 | 0 | 0.0042 | 0 | 0.00057666 | 0.00057666 | 1138.433 | 0 | 0 | 0 | 0.0042 | 0 | 0 | 0.00057666 | 0.00057666 | 1066.763
05/01 24:00:00 | 62.06 | 16.7 | 1.265% | 1.2726 | 47167.4189 | 1.1255 | 4.0519 | 4.3037 | 3.8734 | 0.0099418 | 0.035482 | 0.0048717 | 375.5294 | 1.2726 | 47167.4189 | 1.1255 | 4.3895 | 4.6624 | 3.963 | 0 | 0 | 0 | 367.1028 | 468.9295 | 0.012652 | 578.9253 | 0.0028917 | 0.011238 | 0.00039703 | 0.011635 | 736.8808 | 468.9295 | 0.012652 | 578.9253 | 0.0028917 | 0.018548 | 0.00039703 | 0.018945 | 1199.8142 | 468.9295 | 0.012652 | 603.5128 | 0.0028917 | 0.0013665 | 0.016994 | 0.00058465 | 0.017579 | 1113.2941 | 468.9295 | 0.012652 | 605.852 | 0.0042 | 0.011761 | 0.00057666 | 0.012338 | 746.5147 | 468.9295 | 0.012652 | 560.2502 | 0.0042 | 0.01795 | 0.00057666 | 0.018526 | 1138.4515 | 468.9295 | 0.012652 | 590.5913 | 0.0042 | 0.0013665 | 0.01663 | 0.00076428 | 0.017395 | 1066.7804
05/02 01:00:00 | 62.06 | 16.7 | 5.601% | 1.2726 | 47167.4189 | 1.1255 | 4.0519 | 4.3037 | 3.8734 | 0.044013 | 0.15708 | 0.021567 | 375.5509 | 1.2726 | 47167.4189 | 1.1255 | 4.3895 | 4.6624 | 3.963 | 0.044013 | 0.15353 | 0.021079 | 367.1239 | 2075.9745 | 0.056011 | 2562.9315 | 0.012802 | 0.049752 | 0.0017577 | 0.05151 | 736.9323 | 2075.9745 | 0.056011 | 2562.9315 | 0.012802 | 0.082113 | 0.0017577 | 0.083871 | 1199.8981 | 2075.9745 | 0.056011 | 2671.7819 | 0.012802 | 0.0060495 | 0.075234 | 0.0025883 | 0.077823 | 1113.3719 | 2075.9745 | 0.056011 | 2682.1376 | 0.0042 | 0.052067 | 0.00057666 | 0.052643 | 746.5673 | 2075.9745 | 0.056011 | 2480.2563 | 0.0042 | 0.079464 | 0.00057666 | 0.080041 | 1138.5315 | 2075.9745 | 0.056011 | 2614.5775 | 0.0042 | 0.0060495 | 0.073623 | 0.0014073 | 0.075031 | 1066.8555
05/02 02:00:00 | 60.98 | 16.1 | 9.146% | 1.2536 | 46464.6508 | 1.1263 | 4.0545 | 4.274 | 3.8466 | 0.072955 | 0.25828 | 0.035462 | 375.5864 | 1.2536 | 46464.6508 | 1.1263 | 4.3924 | 4.6301 | 3.9356 | 0.044679 | 0.1546 | 0.021226 | 367.1451 | 3389.8236 | 0.09146 | 4184.9675 | 0.020904 | 0.08124 | 0.0028701 | 0.08411 | 737.0164 | 3389.8236 | 0.09146 | 4184.9675 | 0.020904 | 0.13408 | 0.0028701 | 0.13695 | 1200.035 | 3389.8236 | 0.09146 | 4362.7074 | 0.020904 | 0.0098782 | 0.12285 | 0.0042264 | 0.12708 | 1113.499 | 3389.8236 | 0.09146 | 4379.6171 | 0.0042 | 0.085019 | 0.00057666 | 0.085595 | 746.6529 | 3389.8236 | 0.09146 | 4049.9685 | 0.0042 | 0.12976 | 0.00057666 | 0.13033 | 1138.6619 | 3389.8236 | 0.09146 | 4269.2993 | 0.0042 | 0.0098782 | 0.12022 | 0.0019329 | 0.12215 | 1066.9776
05/02 03:00:00 | 51.98 | 11.1 | 16.12% | 1.101 | 40806.9675 | 1.1062 | 3.9825 | 4.0124 | 3.6112 | 0.14639 | 0.48483 | 0.066568 | 375.653 | 1.101 | 40806.9675 | 1.1062 | 4.3143 | 4.3468 | 3.6948 | 0.14639 | 0.47386 | 0.065062 | 367.2102 | 5973.7699 | 0.16118 | 7375.0245 | 0.036838 | 0.14317 | 0.0050579 | 0.14822 | 737.1646 | 5973.7699 | 0.16118 | 7375.0245 | 0.036838 | 0.23629 | 0.0050579 | 0.24134 | 1200.2763 | 5973.7699 | 0.16118 | 7688.2495 | 0.036838 | 0.017408 | 0.21649 | 0.007448 | 0.22394 | 1113.7229 | 5973.7699 | 0.16118 | 7718.0489 | 0.0042 | 0.14983 | 0.00057666 | 0.1504 | 746.8033 | 5973.7699 | 0.16118 | 7137.1205 | 0.0042 | 0.22866 | 0.00057666 | 0.22924 | 1138.8911 | 5973.7699 | 0.16118 | 7523.6397 | 0.0042 | 0.017408 | 0.21186 | 0.0029668 | 0.21482 | 1067.1925
05/02 04:00:00 | 51.08 | 10.6 | 22.42% | 1.0863 | 40260.7161 | 1.1018 | 3.9664 | 3.9846 | 3.5861 | 0.20635 | 0.67897 | 0.093223 | 375.7462 | 1.0863 | 40260.7161 | 1.1018 | 4.2969 | 4.3166 | 3.6692 | 0.14838 | 0.47717 | 0.065516 | 367.2757 | 8307.8349 | 0.22415 | 10256.5863 | 0.051232 | 0.1991 | 0.0070341 | 0.20614 | 737.3708 | 8307.8349 | 0.22415 | 10256.5863 | 0.051232 | 0.32861 | 0.0070341 | 0.33564 | 1200.612 | 8307.8349 | 0.22415 | 10692.1942 | 0.051232 | 0.02421 | 0.30108 | 0.010358 | 0.31144 | 1114.0344 | 8307.8349 | 0.22415 | 10733.6368 | 0.0042 | 0.20836 | 0.00057666 | 0.20894 | 747.0122 | 8307.8349 | 0.22415 | 9925.7287 | 0.0042 | 0.31801 | 0.00057666 | 0.31858 | 1139.2097 | 8307.8349 | 0.22415 | 10463.2681 | 0.0042 | 0.02421 | 0.29463 | 0.0039006 | 0.29853 | 1067.491
05/02 05:00:00 | 50 | 10 | 25.76% | 1.0687 | 39609.8985 | 1.0959 | 3.9451 | 3.9508 | 3.5557 | 0.24108 | 0.78711 | 0.10807 | 375.8543 | 1.0687 | 39609.8985 | 1.0959 | 4.2739 | 4.28 | 3.638 | 0.24108 | 0.7693 | 0.10563 | 367.3813 | 9549.2983 | 0.25765 | 11789.2571 | 0.058887 | 0.22886 | 0.0080852 | 0.23694 | 737.6077 | 9549.2983 | 0.25765 | 11789.2571 | 0.058887 | 0.37771 | 0.0080852 | 0.3858 | 1200.9978 | 9549.2983 | 0.25765 | 12289.9591 | 0.058887 | 0.027827 | 0.34607 | 0.011906 | 0.35798 | 1114.3923 | 9549.2983 | 0.25765 | 12337.5946 | 0.0042 | 0.2395 | 0.00057666 | 0.24008 | 747.2523 | 9549.2983 | 0.25765 | 11408.9585 | 0.0042 | 0.36553 | 0.00057666 | 0.3661 | 1139.5758 | 9549.2983 | 0.25765 | 12026.824 | 0.0042 | 0.027827 | 0.33866 | 0.0043973 | 0.34306 | 1067.834
05/02 06:00:00 | 53.06 | 11.7 | 24.7% | 1.1188 | 41467.1533 | 1.111 | 3.9997 | 4.0453 | 3.6408 | 0.22076 | 0.73692 | 0.10118 | 375.9554 | 1.1188 | 41467.1533 | 1.111 | 4.333 | 4.3824 | 3.7251 | 0.23029 | 0.75133 | 0.10316 | 367.4845 | 9154.2717 | 0.24699 | 11301.5699 | 0.056451 | 0.21939 | 0.0077508 | 0.22714 | 737.8348 | 9154.2717 | 0.24699 | 11301.5699 | 0.056451 | 0.36209 | 0.0077508 | 0.36984 | 1201.3676 | 9154.2717 | 0.24699 | 11781.5594 | 0.056451 | 0.026676 | 0.33176 | 0.011413 | 0.34317 | 1114.7355 | 9154.2717 | 0.24699 | 11827.2244 | 0.0042 | 0.22959 | 0.00057666 | 0.23017 | 747.4825 | 9154.2717 | 0.24699 | 10937.0032 | 0.0042 | 0.35041 | 0.00057666 | 0.35098 | 1139.9268 | 9154.2717 | 0.24699 | 11529.3094 | 0.0042 | 0.026676 | 0.32465 | 0.0042393 | 0.32889 | 1068.1629
05/02 07:00:00 | 53.06 | 11.7 | 10.99% | 1.1188 | 41467.1533 | 1.111 | 3.9997 | 4.0453 | 3.6408 | 0.098191 | 0.32777 | 0.045003 | 376.0004 | 1.1188 | 41467.1533 | 1.111 | 4.333 | 4.3824 | 3.7251 | 0.098191 | 0.32036 | 0.043985 | 367.5284 | 4071.7005 | 0.10986 | 5026.7908 | 0.025109 | 0.097582 | 0.0034474 | 0.10103 | 737.9359 | 4071.7005 | 0.10986 | 5026.7908 | 0.025109 | 0.16105 | 0.0034474 | 0.1645 | 1201.5321 | 4071.7005 | 0.10986 | 5240.2838 | 0.025109 | 0.011865 | 0.14756 | 0.0050765 | 0.15264 | 1114.8881 | 4071.7005 | 0.10986 | 5260.595 | 0.0042 | 0.10212 | 0.00057666 | 0.1027 | 747.5852 | 4071.7005 | 0.10986 | 4864.6363 | 0.0042 | 0.15586 | 0.00057666 | 0.15643 | 1140.0832 | 4071.7005 | 0.10986 | 5128.0863 | 0.0042 | 0.011865 | 0.1444 | 0.0022058 | 0.14661 | 1068.3095
05/02 08:00:00 | 57.56 | 14.2 | 0.9129% | 1.1945 | 44272.9294 | 1.1241 | 4.0468 | 4.1777 | 3.76 | 0.0076428 | 0.026375 | 0.0036213 | 376.0041 | 1.1945 | 44272.9294 | 1.1241 | 4.384 | 4.5259 | 3.847 | 0.091968 | 0.3102 | 0.042591 | 367.571 | 338.3685 | 0.0091294 | 417.7389 | 0.0020866 | 0.0081093 | 0.00028649 | 0.0083958 | 737.9443 | 338.3685 | 0.0091294 | 417.7389 | 0.0020866 | 0.013384 | 0.00028649 | 0.01367 | 1201.5458 | 338.3685 | 0.0091294 | 435.4808 | 0.0020866 | 0.00098603 | 0.012263 | 0.00042187 | 0.012685 | 1114.9008 | 338.3685 | 0.0091294 | 437.1687 | 0.0042 | 0.0084865 | 0.00057666 | 0.0090631 | 747.5942 | 338.3685 | 0.0091294 | 404.2635 | 0.0042 | 0.012952 | 0.00057666 | 0.013529 | 1140.0967 | 338.3685 | 0.0091294 | 426.1569 | 0.0042 | 0.00098603 | 0.012 | 0.00071204 | 0.012712 | 1068.3223
05/02 09:00:00 | 68 | 20 | 0% | 1.3794 | 51123.983 | 1.1095 | 3.9942 | 4.4638 | 4.0174 | 0 | 0 | 0 | 376.0041 | 1.3794 | 51123.983 | 1.1095 | 4.327 | 4.8357 | 4.1104 | 0 | 0 | 0 | 367.571 | 0 | 0 | 0 | 0 | 0 | 0 | 0 | 737.9443 | 0 | 0 | 0 | 0 | 0 | 0 | 0 | 1201.5458 | 0 | 0 | 0 | 0 | 0 | 0 | 0 | 0 | 1114.9008 | 0 | 0 | 0 | 0.0042 | 0 | 0.00057666 | 0.00057666 | 747.5948 | 0 | 0 | 0 | 0.0042 | 0 | 0.00057666 | 0.00057666 | 1140.0973 | 0 | 0 | 0 | 0.0042 | 0 | 0 | 0.00057666 | 0.00057666 | 1068.3228
05/02 10:00:00 | 71.06 | 21.7 | 0% | 1.436 | 53222.538 | 1.0938 | 3.9376 | 4.545 | 4.0905 | 0 | 0 | 0 | 376.0041 | 1.436 | 53222.538 | 1.0938 | 4.2657 | 4.9237 | 4.1852 | 0 | 0 | 0 | 367.571 | 0 | 0 | 0 | 0 | 0 | 0 | 0 | 737.9443 | 0 | 0 | 0 | 0 | 0 | 0 | 0 | 1201.5458 | 0 | 0 | 0 | 0 | 0 | 0 | 0 | 0 | 1114.9008 | 0 | 0 | 0 | 0.0042 | 0 | 0.00057666 | 0.00057666 | 747.5954 | 0 | 0 | 0 | 0.0042 | 0 | 0.00057666 | 0.00057666 | 1140.0979 | 0 | 0 | 0 | 0.0042 | 0 | 0 | 0.00057666 | 0.00057666 | 1068.3234
05/02 11:00:00 | 73.04 | 22.8 | 0% | 1.4732 | 54602.2855 | 1.0811 | 3.892 | 4.5976 | 4.1378 | 0 | 0 | 0 | 376.0041 | 1.4732 | 54602.2855 | 1.0811 | 4.2164 | 4.9807 | 4.2336 | 0 | 0 | 0 | 367.571 | 0 | 0 | 0 | 0 | 0 | 0 | 0 | 737.9443 | 0 | 0 | 0 | 0 | 0 | 0 | 0 | 1201.5458 | 0 | 0 | 0 | 0 | 0 | 0 | 0 | 0 | 1114.9008 | 0 | 0 | 0 | 0.0042 | 0 | 0.00057666 | 0.00057666 | 747.596 | 0 | 0 | 0 | 0.0042 | 0 | 0.00057666 | 0.00057666 | 1140.0985 | 0 | 0 | 0 | 0.0042 | 0 | 0 | 0.00057666 | 0.00057666 | 1068.324
05/02 12:00:00 | 75.02 | 23.9 | 0% | 1.5109 | 55999.208 | 1.0667 | 3.8401 | 4.6504 | 4.1853 | 0 | 0 | 0 | 376.0041 | 1.5109 | 55999.208 | 1.0667 | 4.1602 | 5.0379 | 4.2822 | 0 | 0 | 0 | 367.571 | 0 | 0 | 0 | 0 | 0 | 0 | 0 | 737.9443 | 0 | 0 | 0 | 0 | 0 | 0 | 0 | 1201.5458 | 0 | 0 | 0 | 0 | 0 | 0 | 0 | 0 | 1114.9008 | 0 | 0 | 0 | 0.0042 | 0 | 0.00057666 | 0.00057666 | 747.5966 | 0 | 0 | 0 | 0.0042 | 0 | 0.00057666 | 0.00057666 | 1140.099 | 0 | 0 | 0 | 0.0042 | 0 | 0 | 0.00057666 | 0.00057666 | 1068.3246
05/02 13:00:00 | 75.02 | 23.9 | 0% | 1.5109 | 55999.208 | 1.0667 | 3.8401 | 4.6504 | 4.1853 | 0 | 0 | 0 | 376.0041 | 1.5109 | 55999.208 | 1.0667 | 4.1602 | 5.0379 | 4.2822 | 0 | 0 | 0 | 367.571 | 0 | 0 | 0 | 0 | 0 | 0 | 0 | 737.9443 | 0 | 0 | 0 | 0 | 0 | 0 | 0 | 1201.5458 | 0 | 0 | 0 | 0 | 0 | 0 | 0 | 0 | 1114.9008 | 0 | 0 | 0 | 0.0042 | 0 | 0.00057666 | 0.00057666 | 747.5971 | 0 | 0 | 0 | 0.0042 | 0 | 0.00057666 | 0.00057666 | 1140.0996 | 0 | 0 | 0 | 0.0042 | 0 | 0 | 0.00057666 | 0.00057666 | 1068.3251
05/02 14:00:00 | 78.98 | 26.1 | 0% | 1.5877 | 58844.5776 | 1.0332 | 3.7194 | 4.7574 | 4.2816 | 0 | 0 | 0 | 376.0041 | 1.5877 | 58844.5776 | 1.0332 | 4.0294 | 5.1538 | 4.3808 | 0 | 0 | 0 | 367.571 | 0 | 0 | 0 | 0 | 0 | 0 | 0 | 737.9443 | 0 | 0 | 0 | 0 | 0 | 0 | 0 | 1201.5458 | 0 | 0 | 0 | 0 | 0 | 0 | 0 | 0 | 1114.9008 | 0 | 0 | 0 | 0.0042 | 0 | 0.00057666 | 0.00057666 | 747.5977 | 0 | 0 | 0 | 0.0042 | 0 | 0.00057666 | 0.00057666 | 1140.1002 | 0 | 0 | 0 | 0.0042 | 0 | 0 | 0.00057666 | 0.00057666 | 1068.3257
05/02 15:00:00 | 80.06 | 26.7 | 0% | 1.6089 | 59632.5105 | 1.0231 | 3.6831 | 4.787 | 4.3083 | 0 | 0 | 0 | 376.0041 | 1.6089 | 59632.5105 | 1.0231 | 3.99 | 5.1859 | 4.408 | 0 | 0 | 0 | 367.571 | 0 | 0 | 0 | 0 | 0 | 0 | 0 | 737.9443 | 0 | 0 | 0 | 0 | 0 | 0 | 0 | 1201.5458 | 0 | 0 | 0 | 0 | 0 | 0 | 0 | 0 | 1114.9008 | 0 | 0 | 0 | 0.0042 | 0 | 0.00057666 | 0.00057666 | 747.5983 | 0 | 0 | 0 | 0.0042 | 0 | 0.00057666 | 0.00057666 | 1140.1008 | 0 | 0 | 0 | 0.0042 | 0 | 0 | 0.00057666 | 0.00057666 | 1068.3263
05/02 16:00:00 | 78.98 | 26.1 | 0% | 1.5877 | 58844.5776 | 1.0332 | 3.7194 | 4.7574 | 4.2816 | 0 | 0 | 0 | 376.0041 | 1.5877 | 58844.5776 | 1.0332 | 4.0294 | 5.1538 | 4.3808 | 0 | 0 | 0 | 367.571 | 0 | 0 | 0 | 0 | 0 | 0 | 0 | 737.9443 | 0 | 0 | 0 | 0 | 0 | 0 | 0 | 1201.5458 | 0 | 0 | 0 | 0 | 0 | 0 | 0 | 0 | 1114.9008 | 0 | 0 | 0 | 0.0042 | 0 | 0.00057666 | 0.00057666 | 747.5989 | 0 | 0 | 0 | 0.0042 | 0 | 0.00057666 | 0.00057666 | 1140.1014 | 0 | 0 | 0 | 0.0042 | 0 | 0 | 0.00057666 | 0.00057666 | 1068.3269
05/02 17:00:00 | 78.08 | 25.6 | 0% | 1.5701 | 58191.8702 | 1.0413 | 3.7487 | 4.7329 | 4.2596 | 0 | 0 | 0 | 376.0041 | 1.5701 | 58191.8702 | 1.0413 | 4.0611 | 5.1273 | 4.3582 | 0 | 0 | 0 | 367.571 | 0 | 0 | 0 | 0 | 0 | 0 | 0 | 737.9443 | 0 | 0 | 0 | 0 | 0 | 0 | 0 | 1201.5458 | 0 | 0 | 0 | 0 | 0 | 0 | 0 | 0 | 1114.9008 | 0 | 0 | 0 | 0.0042 | 0 | 0.00057666 | 0.00057666 | 747.5994 | 0 | 0 | 0 | 0.0042 | 0 | 0.00057666 | 0.00057666 | 1140.1019 | 0 | 0 | 0 | 0.0042 | 0 | 0 | 0.00057666 | 0.00057666 | 1068.3274
05/02 18:00:00 | 73.94 | 23.3 | 0% | 1.4903 | 55235.1212 | 1.0748 | 3.8692 | 4.6215 | 4.1594 | 0 | 0 | 0 | 376.0041 | 1.4903 | 55235.1212 | 1.0748 | 4.1916 | 5.0067 | 4.2557 | 0 | 0 | 0 | 367.571 | 0 | 0 | 0 | 0 | 0 | 0 | 0 | 737.9443 | 0 | 0 | 0 | 0 | 0 | 0 | 0 | 1201.5458 | 0 | 0 | 0 | 0 | 0 | 0 | 0 | 0 | 1114.9008 | 0 | 0 | 0 | 0.0042 | 0 | 0.00057666 | 0.00057666 | 747.6 | 0 | 0 | 0 | 0.0042 | 0 | 0.00057666 | 0.00057666 | 1140.1025 | 0 | 0 | 0 | 0.0042 | 0 | 0 | 0.00057666 | 0.00057666 | 1068.328
05/02 19:00:00 | 73.94 | 23.3 | 0% | 1.4903 | 55235.1212 | 1.0748 | 3.8692 | 4.6215 | 4.1594 | 0 | 0 | 0 | 376.0041 | 1.4903 | 55235.1212 | 1.0748 | 4.1916 | 5.0067 | 4.2557 | 0 | 0 | 0 | 367.571 | 0 | 0 | 0 | 0 | 0 | 0 | 0 | 737.9443 | 0 | 0 | 0 | 0 | 0 | 0 | 0 | 1201.5458 | 0 | 0 | 0 | 0 | 0 | 0 | 0 | 0 | 1114.9008 | 0 | 0 | 0 | 0.0042 | 0 | 0.00057666 | 0.00057666 | 747.6006 | 0 | 0 | 0 | 0.0042 | 0 | 0.00057666 | 0.00057666 | 1140.1031 | 0 | 0 | 0 | 0.0042 | 0 | 0 | 0.00057666 | 0.00057666 | 1068.3286
05/02 20:00:00 | 71.6 | 22 | 0% | 1.4461 | 53597.1295 | 1.0905 | 3.9258 | 4.5593 | 4.1034 | 0 | 0 | 0 | 376.0041 | 1.4461 | 53597.1295 | 1.0905 | 4.253 | 4.9393 | 4.1984 | 0 | 0 | 0 | 367.571 | 0 | 0 | 0 | 0 | 0 | 0 | 0 | 737.9443 | 0 | 0 | 0 | 0 | 0 | 0 | 0 | 1201.5458 | 0 | 0 | 0 | 0 | 0 | 0 | 0 | 0 | 1114.9008 | 0 | 0 | 0 | 0.0042 | 0 | 0.00057666 | 0.00057666 | 747.6012 | 0 | 0 | 0 | 0.0042 | 0 | 0.00057666 | 0.00057666 | 1140.1037 | 0 | 0 | 0 | 0.0042 | 0 | 0 | 0.00057666 | 0.00057666 | 1068.3292
05/02 21:00:00 | 59 | 15 | 0% | 1.2192 | 45189.514 | 1.1258 | 4.053 | 4.2187 | 3.7968 | 0 | 0 | 0 | 376.0041 | 1.2192 | 45189.514 | 1.1258 | 4.3908 | 4.5702 | 3.8847 | 0 | 0 | 0 | 367.571 | 0 | 0 | 0 | 0 | 0 | 0 | 0 | 737.9443 | 0 | 0 | 0 | 0 | 0 | 0 | 0 | 1201.5458 | 0 | 0 | 0 | 0 | 0 | 0 | 0 | 0 | 1114.9008 | 0 | 0 | 0 | 0.0042 | 0 | 0.00057666 | 0.00057666 | 747.6017 | 0 | 0 | 0 | 0.0042 | 0 | 0.00057666 | 0.00057666 | 1140.1042 | 0 | 0 | 0 | 0.0042 | 0 | 0 | 0.00057666 | 0.00057666 | 1068.3298
05/02 22:00:00 | 57.02 | 13.9 | 0% | 1.1853 | 43931.5522 | 1.1231 | 4.0433 | 4.1622 | 3.746 | 0 | 0 | 0 | 376.0041 | 1.1853 | 43931.5522 | 1.1231 | 4.3802 | 4.5091 | 3.8327 | 0 | 0 | 0 | 367.571 | 0 | 0 | 0 | 0 | 0 | 0 | 0 | 737.9443 | 0 | 0 | 0 | 0 | 0 | 0 | 0 | 1201.5458 | 0 | 0 | 0 | 0 | 0 | 0 | 0 | 0 | 1114.9008 | 0 | 0 | 0 | 0.0042 | 0 | 0.00057666 | 0.00057666 | 747.6023 | 0 | 0 | 0 | 0.0042 | 0 | 0.00057666 | 0.00057666 | 1140.1048 | 0 | 0 | 0 | 0.0042 | 0 | 0 | 0.00057666 | 0.00057666 | 1068.3303
05/02 23:00:00 | 55.04 | 12.8 | 0% | 1.1518 | 42690.7653 | 1.1182 | 4.0255 | 4.1045 | 3.694 | 0 | 0 | 0 | 376.0041 | 1.1518 | 42690.7653 | 1.1182 | 4.3609 | 4.4465 | 3.7795 | 0 | 0 | 0 | 367.571 | 0 | 0 | 0 | 0 | 0 | 0 | 0 | 737.9443 | 0 | 0 | 0 | 0 | 0 | 0 | 0 | 1201.5458 | 0 | 0 | 0 | 0 | 0 | 0 | 0 | 0 | 1114.9008 | 0 | 0 | 0 | 0.0042 | 0 | 0.00057666 | 0.00057666 | 747.6029 | 0 | 0 | 0 | 0.0042 | 0 | 0.00057666 | 0.00057666 | 1140.1054 | 0 | 0 | 0 | 0.0042 | 0 | 0 | 0.00057666 | 0.00057666 | 1068.3309
05/02 24:00:00 | 53.96 | 12.2 | 4.213% | 1.1338 | 42021.2114 | 1.1146 | 4.0124 | 4.0724 | 3.6652 | 0.03716 | 0.12487 | 0.017144 | 376.0212 | 1.1338 | 42021.2114 | 1.1146 | 4.3467 | 4.4118 | 3.75 | 0 | 0 | 0 | 367.571 | 1561.5285 | 0.042131 | 1927.8129 | 0.0096294 | 0.037423 | 0.0013221 | 0.038745 | 737.983 | 1561.5285 | 0.042131 | 1927.8129 | 0.0096294 | 0.061765 | 0.0013221 | 0.063087 | 1201.6089 | 1561.5285 | 0.042131 | 2009.6891 | 0.0096294 | 0.0045504 | 0.056591 | 0.0019469 | 0.058537 | 1114.9594 | 1561.5285 | 0.042131 | 2017.4786 | 0.0042 | 0.039164 | 0.00057666 | 0.039741 | 747.6426 | 1561.5285 | 0.042131 | 1865.6254 | 0.0042 | 0.059772 | 0.00057666 | 0.060349 | 1140.1657 | 1561.5285 | 0.042131 | 1966.6605 | 0.0042 | 0.0045504 | 0.055379 | 0.0012014 | 0.05658 | 1068.3875
05/03 01:00:00 | 53.96 | 12.2 | 11.39% | 1.1338 | 42021.2114 | 1.1146 | 4.0124 | 4.0724 | 3.6652 | 0.10046 | 0.33756 | 0.046346 | 376.0676 | 1.1338 | 42021.2114 | 1.1146 | 4.3467 | 4.4118 | 3.75 | 0.10046 | 0.32992 | 0.045298 | 367.6163 | 4221.3102 | 0.11389 | 5211.4941 | 0.026031 | 0.10117 | 0.0035741 | 0.10474 | 738.0878 | 4221.3102 | 0.11389 | 5211.4941 | 0.026031 | 0.16697 | 0.0035741 | 0.17054 | 1201.7794 | 4221.3102 | 0.11389 | 5432.8317 | 0.026031 | 0.012301 | 0.15298 | 0.0052631 | 0.15825 | 1115.1176 | 4221.3102 | 0.11389 | 5453.8892 | 0.0042 | 0.10587 | 0.00057666 | 0.10645 | 747.7491 | 4221.3102 | 0.11389 | 5043.3814 | 0.0042 | 0.16158 | 0.00057666 | 0.16216 | 1140.3279 | 4221.3102 | 0.11389 | 5316.5116 | 0.0042 | 0.012301 | 0.14971 | 0.0022656 | 0.15197 | 1068.5395
05/03 02:00:00 | 57.38 | 14.1 | 14.75% | 1.1914 | 44158.9951 | 1.1238 | 4.0457 | 4.1726 | 3.7553 | 0.12376 | 0.42653 | 0.058563 | 376.1261 | 1.1914 | 44158.9951 | 1.1238 | 4.3828 | 4.5203 | 3.8422 | 0.095593 | 0.322 | 0.04421 | 367.6605 | 5465.1718 | 0.14745 | 6747.1257 | 0.033702 | 0.13098 | 0.0046273 | 0.1356 | 738.2234 | 5465.1718 | 0.14745 | 6747.1257 | 0.033702 | 0.21617 | 0.0046273 | 0.2208 | 1202.0002 | 5465.1718 | 0.14745 | 7033.6832 | 0.033702 | 0.015926 | 0.19806 | 0.0068139 | 0.20487 | 1115.3225 | 5465.1718 | 0.14745 | 7060.9455 | 0.0042 | 0.13707 | 0.00057666 | 0.13765 | 747.8867 | 5465.1718 | 0.14745 | 6529.4765 | 0.0042 | 0.2092 | 0.00057666 | 0.20977 | 1140.5377 | 5465.1718 | 0.14745 | 6883.088 | 0.0042 | 0.015926 | 0.19382 | 0.0027633 | 0.19658 | 1068.736
05/03 03:00:00 | 51.08 | 10.6 | 20.53% | 1.0863 | 40260.7161 | 1.1018 | 3.9664 | 3.9846 | 3.5861 | 0.18904 | 0.62201 | 0.085403 | 376.2115 | 1.0863 | 40260.7161 | 1.1018 | 4.2969 | 4.3166 | 3.6692 | 0.18904 | 0.60794 | 0.08347 | 367.744 | 7610.9075 | 0.20535 | 9396.1821 | 0.046934 | 0.1824 | 0.006444 | 0.18885 | 738.4122 | 7610.9075 | 0.20535 | 9396.1821 | 0.046934 | 0.30104 | 0.006444 | 0.30749 | 1202.3077 | 7610.9075 | 0.20535 | 9795.2478 | 0.046934 | 0.022179 | 0.27582 | 0.0094892 | 0.28531 | 1115.6078 | 7610.9075 | 0.20535 | 9833.2139 | 0.0042 | 0.19089 | 0.00057666 | 0.19146 | 748.0782 | 7610.9075 | 0.20535 | 9093.0795 | 0.0042 | 0.29133 | 0.00057666 | 0.29191 | 1140.8296 | 7610.9075 | 0.20535 | 9585.5259 | 0.0042 | 0.022179 | 0.26992 | 0.0036218 | 0.27354 | 1069.0096
05/03 04:00:00 | 48.92 | 9.4 | 27.33% | 1.0513 | 38964.1908 | 1.0894 | 3.9218 | 3.9165 | 3.5248 | 0.25997 | 0.84224 | 0.11564 | 376.3272 | 1.0513 | 38964.1908 | 1.0894 | 4.2486 | 4.2428 | 3.6064 | 0.19533 | 0.61852 | 0.084923 | 367.8289 | 10129.3787 | 0.2733 | 12505.4058 | 0.062465 | 0.24276 | 0.0085764 | 0.25134 | 738.6635 | 10129.3787 | 0.2733 | 12505.4058 | 0.062465 | 0.40066 | 0.0085764 | 0.40923 | 1202.7169 | 10129.3787 | 0.2733 | 13036.5235 | 0.062465 | 0.029518 | 0.36709 | 0.012629 | 0.37972 | 1115.9875 | 10129.3787 | 0.2733 | 13087.0526 | 0.0042 | 0.25405 | 0.00057666 | 0.25463 | 748.3328 | 10129.3787 | 0.2733 | 12102.0056 | 0.0042 | 0.38773 | 0.00057666 | 0.38831 | 1141.2179 | 10129.3787 | 0.2733 | 12757.4039 | 0.0042 | 0.029518 | 0.35923 | 0.0046294 | 0.36386 | 1069.3734
05/03 05:00:00 | 55.4 | 13 | 25.42% | 1.1579 | 42915.0854 | 1.1192 | 4.0293 | 4.1151 | 3.7036 | 0.2195 | 0.74544 | 0.10235 | 376.4295 | 1.1579 | 42915.0854 | 1.1192 | 4.3651 | 4.458 | 3.7893 | 0.2195 | 0.72857 | 0.10003 | 367.929 | 9419.7918 | 0.25415 | 11629.3726 | 0.058089 | 0.22575 | 0.0079756 | 0.23373 | 738.8973 | 9419.7918 | 0.25415 | 11629.3726 | 0.058089 | 0.37259 | 0.0079756 | 0.38057 | 1203.0975 | 9419.7918 | 0.25415 | 12123.2842 | 0.058089 | 0.02745 | 0.34138 | 0.011744 | 0.35312 | 1116.3406 | 9419.7918 | 0.25415 | 12170.2736 | 0.0042 | 0.23625 | 0.00057666 | 0.23683 | 748.5696 | 9419.7918 | 0.25415 | 11254.2315 | 0.0042 | 0.36057 | 0.00057666 | 0.36115 | 1141.579 | 9419.7918 | 0.25415 | 11863.7176 | 0.0042 | 0.02745 | 0.33407 | 0.0043455 | 0.33841 | 1069.7119
05/03 06:00:00 | 53.06 | 11.7 | 22.9% | 1.1188 | 41467.1533 | 1.111 | 3.9997 | 4.0453 | 3.6408 | 0.20465 | 0.68313 | 0.093794 | 376.5233 | 1.1188 | 41467.1533 | 1.111 | 4.333 | 4.3824 | 3.7251 | 0.22716 | 0.74114 | 0.10176 | 368.0307 | 8486.0947 | 0.22896 | 10476.6601 | 0.052331 | 0.20338 | 0.007185 | 0.21056 | 739.1078 | 8486.0947 | 0.22896 | 10476.6601 | 0.052331 | 0.33566 | 0.007185 | 0.34284 | 1203.4403 | 8486.0947 | 0.22896 | 10921.6148 | 0.052331 | 0.024729 | 0.30754 | 0.01058 | 0.31812 | 1116.6588 | 8486.0947 | 0.22896 | 10963.9467 | 0.0042 | 0.21284 | 0.00057666 | 0.21341 | 748.7831 | 8486.0947 | 0.22896 | 10138.7034 | 0.0042 | 0.32483 | 0.00057666 | 0.32541 | 1141.9044 | 8486.0947 | 0.22896 | 10687.7767 | 0.0042 | 0.024729 | 0.30096 | 0.003972 | 0.30493 | 1070.0168
05/03 07:00:00 | 53.06 | 11.7 | 11.02% | 1.1188 | 41467.1533 | 1.111 | 3.9997 | 4.0453 | 3.6408 | 0.098518 | 0.32886 | 0.045153 | 376.5685 | 1.1188 | 41467.1533 | 1.111 | 4.333 | 4.3824 | 3.7251 | 0.098518 | 0.32142 | 0.044131 | 368.0749 | 4085.2521 | 0.11022 | 5043.5211 | 0.025192 | 0.097907 | 0.0034589 | 0.10137 | 739.2092 | 4085.2521 | 0.11022 | 5043.5211 | 0.025192 | 0.16159 | 0.0034589 | 0.16505 | 1203.6054 | 4085.2521 | 0.11022 | 5257.7247 | 0.025192 | 0.011905 | 0.14805 | 0.0050934 | 0.15314 | 1116.8119 | 4085.2521 | 0.11022 | 5278.1035 | 0.0042 | 0.10246 | 0.00057666 | 0.10304 | 748.8861 | 4085.2521 | 0.11022 | 4880.8269 | 0.0042 | 0.15638 | 0.00057666 | 0.15695 | 1142.0614 | 4085.2521 | 0.11022 | 5145.1538 | 0.0042 | 0.011905 | 0.14488 | 0.0022112 | 0.14709 | 1070.1639
05/03 08:00:00 | 64.94 | 18.3 | 0.3892% | 1.3238 | 49066.449 | 1.1202 | 4.0329 | 4.3819 | 3.9437 | 0.0029402 | 0.010721 | 0.001472 | 376.5699 | 1.3238 | 49066.449 | 1.1202 | 4.3689 | 4.7471 | 4.035 | 0.08326 | 0.29673 | 0.040741 | 368.1156 | 144.2665 | 0.0038924 | 178.1068 | 0.00088964 | 0.0034575 | 0.00012215 | 0.0035796 | 739.2128 | 144.2665 | 0.0038924 | 178.1068 | 0.00088964 | 0.0057063 | 0.00012215 | 0.0058285 | 1203.6112 | 144.2665 | 0.0038924 | 185.6712 | 0.00088964 | 0.0004204 | 0.0052283 | 0.00017987 | 0.0054082 | 1116.8173 | 144.2665 | 0.0038924 | 186.3908 | 0.0042 | 0.0036183 | 0.00057666 | 0.0041949 | 748.8903 | 144.2665 | 0.0038924 | 172.3614 | 0.0042 | 0.0055222 | 0.00057666 | 0.0060989 | 1142.0675 | 144.2665 | 0.0038924 | 181.6959 | 0.0042 | 0.0004204 | 0.0051163 | 0.00063438 | 0.0057507 | 1070.1696
05/03 09:00:00 | 69.98 | 21.1 | 0% | 1.4159 | 52477.1875 | 1.0999 | 3.9595 | 4.5163 | 4.0647 | 0 | 0 | 0 | 376.5699 | 1.4159 | 52477.1875 | 1.0999 | 4.2895 | 4.8927 | 4.1588 | 0 | 0 | 0 | 368.1156 | 0 | 0 | 0 | 0 | 0 | 0 | 0 | 739.2128 | 0 | 0 | 0 | 0 | 0 | 0 | 0 | 1203.6112 | 0 | 0 | 0 | 0 | 0 | 0 | 0 | 0 | 1116.8173 | 0 | 0 | 0 | 0.0042 | 0 | 0.00057666 | 0.00057666 | 748.8909 | 0 | 0 | 0 | 0.0042 | 0 | 0.00057666 | 0.00057666 | 1142.0681 | 0 | 0 | 0 | 0.0042 | 0 | 0 | 0.00057666 | 0.00057666 | 1070.1702
05/03 10:00:00 | 75.02 | 23.9 | 0% | 1.5109 | 55999.208 | 1.0667 | 3.8401 | 4.6504 | 4.1853 | 0 | 0 | 0 | 376.5699 | 1.5109 | 55999.208 | 1.0667 | 4.1602 | 5.0379 | 4.2822 | 0 | 0 | 0 | 368.1156 | 0 | 0 | 0 | 0 | 0 | 0 | 0 | 739.2128 | 0 | 0 | 0 | 0 | 0 | 0 | 0 | 1203.6112 | 0 | 0 | 0 | 0 | 0 | 0 | 0 | 0 | 1116.8173 | 0 | 0 | 0 | 0.0042 | 0 | 0.00057666 | 0.00057666 | 748.8914 | 0 | 0 | 0 | 0.0042 | 0 | 0.00057666 | 0.00057666 | 1142.0686 | 0 | 0 | 0 | 0.0042 | 0 | 0 | 0.00057666 | 0.00057666 | 1070.1708
05/03 11:00:00 | 77 | 25 | 0% | 1.5491 | 57413.3053 | 1.0507 | 3.7824 | 4.7036 | 4.2332 | 0 | 0 | 0 | 376.5699 | 1.5491 | 57413.3053 | 1.0507 | 4.0976 | 5.0956 | 4.3312 | 0 | 0 | 0 | 368.1156 | 0 | 0 | 0 | 0 | 0 | 0 | 0 | 739.2128 | 0 | 0 | 0 | 0 | 0 | 0 | 0 | 1203.6112 | 0 | 0 | 0 | 0 | 0 | 0 | 0 | 0 | 1116.8173 | 0 | 0 | 0 | 0.0042 | 0 | 0.00057666 | 0.00057666 | 748.892 | 0 | 0 | 0 | 0.0042 | 0 | 0.00057666 | 0.00057666 | 1142.0692 | 0 | 0 | 0 | 0.0042 | 0 | 0 | 0.00057666 | 0.00057666 | 1070.1714
05/03 12:00:00 | 80.06 | 26.7 | 0% | 1.6089 | 59632.5105 | 1.0231 | 3.6831 | 4.787 | 4.3083 | 0 | 0 | 0 | 376.5699 | 1.6089 | 59632.5105 | 1.0231 | 3.99 | 5.1859 | 4.408 | 0 | 0 | 0 | 368.1156 | 0 | 0 | 0 | 0 | 0 | 0 | 0 | 739.2128 | 0 | 0 | 0 | 0 | 0 | 0 | 0 | 1203.6112 | 0 | 0 | 0 | 0 | 0 | 0 | 0 | 0 | 1116.8173 | 0 | 0 | 0 | 0.0042 | 0 | 0.00057666 | 0.00057666 | 748.8926 | 0 | 0 | 0 | 0.0042 | 0 | 0.00057666 | 0.00057666 | 1142.0698 | 0 | 0 | 0 | 0.0042 | 0 | 0 | 0.00057666 | 0.00057666 | 1070.1719
05/03 13:00:00 | 80.06 | 26.7 | 0% | 1.6089 | 59632.5105 | 1.0231 | 3.6831 | 4.787 | 4.3083 | 0 | 0 | 0 | 376.5699 | 1.6089 | 59632.5105 | 1.0231 | 3.99 | 5.1859 | 4.408 | 0 | 0 | 0 | 368.1156 | 0 | 0 | 0 | 0 | 0 | 0 | 0 | 739.2128 | 0 | 0 | 0 | 0 | 0 | 0 | 0 | 1203.6112 | 0 | 0 | 0 | 0 | 0 | 0 | 0 | 0 | 1116.8173 | 0 | 0 | 0 | 0.0042 | 0 | 0.00057666 | 0.00057666 | 748.8932 | 0 | 0 | 0 | 0.0042 | 0 | 0.00057666 | 0.00057666 | 1142.0704 | 0 | 0 | 0 | 0.0042 | 0 | 0 | 0.00057666 | 0.00057666 | 1070.1725
05/03 14:00:00 | 82.04 | 27.8 | 0% | 1.6483 | 61090.3258 | 1.0036 | 3.6131 | 4.8419 | 4.3578 | 0 | 0 | 0 | 376.5699 | 1.6483 | 61090.3258 | 1.0036 | 3.9142 | 5.2454 | 4.4586 | 0 | 0 | 0 | 368.1156 | 0 | 0 | 0 | 0 | 0 | 0 | 0 | 739.2128 | 0 | 0 | 0 | 0 | 0 | 0 | 0 | 1203.6112 | 0 | 0 | 0 | 0 | 0 | 0 | 0 | 0 | 1116.8173 | 0 | 0 | 0 | 0.0042 | 0 | 0.00057666 | 0.00057666 | 748.8938 | 0 | 0 | 0 | 0.0042 | 0 | 0.00057666 | 0.00057666 | 1142.071 | 0 | 0 | 0 | 0.0042 | 0 | 0 | 0.00057666 | 0.00057666 | 1070.1731
05/03 15:00:00 | 82.94 | 28.3 | 0% | 1.6663 | 61758.6468 | 0.99447 | 3.5801 | 4.8672 | 4.3805 | 0 | 0 | 0 | 376.5699 | 1.6663 | 61758.6468 | 0.99447 | 3.8784 | 5.2728 | 4.4819 | 0 | 0 | 0 | 368.1156 | 0 | 0 | 0 | 0 | 0 | 0 | 0 | 739.2128 | 0 | 0 | 0 | 0 | 0 | 0 | 0 | 1203.6112 | 0 | 0 | 0 | 0 | 0 | 0 | 0 | 0 | 1116.8173 | 0 | 0 | 0 | 0.0042 | 0 | 0.00057666 | 0.00057666 | 748.8943 | 0 | 0 | 0 | 0.0042 | 0 | 0.00057666 | 0.00057666 | 1142.0715 | 0 | 0 | 0 | 0.0042 | 0 | 0 | 0.00057666 | 0.00057666 | 1070.1737
05/03 16:00:00 | 80.96 | 27.2 | 0% | 1.6267 | 60293.0247 | 1.0144 | 3.6518 | 4.8119 | 4.3307 | 0 | 0 | 0 | 376.5699 | 1.6267 | 60293.0247 | 1.0144 | 3.9561 | 5.2129 | 4.4309 | 0 | 0 | 0 | 368.1156 | 0 | 0 | 0 | 0 | 0 | 0 | 0 | 739.2128 | 0 | 0 | 0 | 0 | 0 | 0 | 0 | 1203.6112 | 0 | 0 | 0 | 0 | 0 | 0 | 0 | 0 | 1116.8173 | 0 | 0 | 0 | 0.0042 | 0 | 0.00057666 | 0.00057666 | 748.8949 | 0 | 0 | 0 | 0.0042 | 0 | 0.00057666 | 0.00057666 | 1142.0721 | 0 | 0 | 0 | 0.0042 | 0 | 0 | 0.00057666 | 0.00057666 | 1070.1742
05/03 17:00:00 | 78.98 | 26.1 | 0% | 1.5877 | 58844.5776 | 1.0332 | 3.7194 | 4.7574 | 4.2816 | 0 | 0 | 0 | 376.5699 | 1.5877 | 58844.5776 | 1.0332 | 4.0294 | 5.1538 | 4.3808 | 0 | 0 | 0 | 368.1156 | 0 | 0 | 0 | 0 | 0 | 0 | 0 | 739.2128 | 0 | 0 | 0 | 0 | 0 | 0 | 0 | 1203.6112 | 0 | 0 | 0 | 0 | 0 | 0 | 0 | 0 | 1116.8173 | 0 | 0 | 0 | 0.0042 | 0 | 0.00057666 | 0.00057666 | 748.8955 | 0 | 0 | 0 | 0.0042 | 0 | 0.00057666 | 0.00057666 | 1142.0727 | 0 | 0 | 0 | 0.0042 | 0 | 0 | 0.00057666 | 0.00057666 | 1070.1748
05/03 18:00:00 | 75.02 | 23.9 | 0% | 1.5109 | 55999.208 | 1.0667 | 3.8401 | 4.6504 | 4.1853 | 0 | 0 | 0 | 376.5699 | 1.5109 | 55999.208 | 1.0667 | 4.1602 | 5.0379 | 4.2822 | 0 | 0 | 0 | 368.1156 | 0 | 0 | 0 | 0 | 0 | 0 | 0 | 739.2128 | 0 | 0 | 0 | 0 | 0 | 0 | 0 | 1203.6112 | 0 | 0 | 0 | 0 | 0 | 0 | 0 | 0 | 1116.8173 | 0 | 0 | 0 | 0.0042 | 0 | 0.00057666 | 0.00057666 | 748.8961 | 0 | 0 | 0 | 0.0042 | 0 | 0.00057666 | 0.00057666 | 1142.0733 | 0 | 0 | 0 | 0.0042 | 0 | 0 | 0.00057666 | 0.00057666 | 1070.1754
05/03 19:00:00 | 75.02 | 23.9 | 0% | 1.5109 | 55999.208 | 1.0667 | 3.8401 | 4.6504 | 4.1853 | 0 | 0 | 0 | 376.5699 | 1.5109 | 55999.208 | 1.0667 | 4.1602 | 5.0379 | 4.2822 | 0 | 0 | 0 | 368.1156 | 0 | 0 | 0 | 0 | 0 | 0 | 0 | 739.2128 | 0 | 0 | 0 | 0 | 0 | 0 | 0 | 1203.6112 | 0 | 0 | 0 | 0 | 0 | 0 | 0 | 0 | 1116.8173 | 0 | 0 | 0 | 0.0042 | 0 | 0.00057666 | 0.00057666 | 748.8966 | 0 | 0 | 0 | 0.0042 | 0 | 0.00057666 | 0.00057666 | 1142.0738 | 0 | 0 | 0 | 0.0042 | 0 | 0 | 0.00057666 | 0.00057666 | 1070.176
05/03 20:00:00 | 69.08 | 20.6 | 0% | 1.3992 | 51859.9654 | 1.1045 | 3.9762 | 4.4925 | 4.0432 | 0 | 0 | 0 | 376.5699 | 1.3992 | 51859.9654 | 1.1045 | 4.3075 | 4.8668 | 4.1368 | 0 | 0 | 0 | 368.1156 | 0 | 0 | 0 | 0 | 0 | 0 | 0 | 739.2128 | 0 | 0 | 0 | 0 | 0 | 0 | 0 | 1203.6112 | 0 | 0 | 0 | 0 | 0 | 0 | 0 | 0 | 1116.8173 | 0 | 0 | 0 | 0.0042 | 0 | 0.00057666 | 0.00057666 | 748.8972 | 0 | 0 | 0 | 0.0042 | 0 | 0.00057666 | 0.00057666 | 1142.0744 | 0 | 0 | 0 | 0.0042 | 0 | 0 | 0.00057666 | 0.00057666 | 1070.1765
05/03 21:00:00 | 66.92 | 19.4 | 0% | 1.3596 | 50393.1104 | 1.1139 | 4.01 | 4.435 | 3.9915 | 0 | 0 | 0 | 376.5699 | 1.3596 | 50393.1104 | 1.1139 | 4.3441 | 4.8046 | 4.0839 | 0 | 0 | 0 | 368.1156 | 0 | 0 | 0 | 0 | 0 | 0 | 0 | 739.2128 | 0 | 0 | 0 | 0 | 0 | 0 | 0 | 1203.6112 | 0 | 0 | 0 | 0 | 0 | 0 | 0 | 0 | 1116.8173 | 0 | 0 | 0 | 0.0042 | 0 | 0.00057666 | 0.00057666 | 748.8978 | 0 | 0 | 0 | 0.0042 | 0 | 0.00057666 | 0.00057666 | 1142.075 | 0 | 0 | 0 | 0.0042 | 0 | 0 | 0.00057666 | 0.00057666 | 1070.1771
05/03 22:00:00 | 66.92 | 19.4 | 0% | 1.3596 | 50393.1104 | 1.1139 | 4.01 | 4.435 | 3.9915 | 0 | 0 | 0 | 376.5699 | 1.3596 | 50393.1104 | 1.1139 | 4.3441 | 4.8046 | 4.0839 | 0 | 0 | 0 | 368.1156 | 0 | 0 | 0 | 0 | 0 | 0 | 0 | 739.2128 | 0 | 0 | 0 | 0 | 0 | 0 | 0 | 1203.6112 | 0 | 0 | 0 | 0 | 0 | 0 | 0 | 0 | 1116.8173 | 0 | 0 | 0 | 0.0042 | 0 | 0.00057666 | 0.00057666 | 748.8984 | 0 | 0 | 0 | 0.0042 | 0 | 0.00057666 | 0.00057666 | 1142.0756 | 0 | 0 | 0 | 0.0042 | 0 | 0 | 0.00057666 | 0.00057666 | 1070.1777
05/03 23:00:00 | 66.02 | 18.9 | 0% | 1.3433 | 49787.9534 | 1.117 | 4.0213 | 4.4109 | 3.9698 | 0 | 0 | 0 | 376.5699 | 1.3433 | 49787.9534 | 1.117 | 4.3565 | 4.7785 | 4.0617 | 0 | 0 | 0 | 368.1156 | 0 | 0 | 0 | 0 | 0 | 0 | 0 | 739.2128 | 0 | 0 | 0 | 0 | 0 | 0 | 0 | 1203.6112 | 0 | 0 | 0 | 0 | 0 | 0 | 0 | 0 | 1116.8173 | 0 | 0 | 0 | 0.0042 | 0 | 0.00057666 | 0.00057666 | 748.8989 | 0 | 0 | 0 | 0.0042 | 0 | 0.00057666 | 0.00057666 | 1142.0761 | 0 | 0 | 0 | 0.0042 | 0 | 0 | 0.00057666 | 0.00057666 | 1070.1783
05/03 24:00:00 | 66.02 | 18.9 | 0% | 1.3433 | 49787.9534 | 1.117 | 4.0213 | 4.4109 | 3.9698 | 0 | 0 | 0 | 376.5699 | 1.3433 | 49787.9534 | 1.117 | 4.3565 | 4.7785 | 4.0617 | 0 | 0 | 0 | 368.1156 | 0 | 0 | 0 | 0 | 0 | 0 | 0 | 739.2128 | 0 | 0 | 0 | 0 | 0 | 0 | 0 | 1203.6112 | 0 | 0 | 0 | 0 | 0 | 0 | 0 | 0 | 1116.8173 | 0 | 0 | 0 | 0.0042 | 0 | 0.00057666 | 0.00057666 | 748.8995 | 0 | 0 | 0 | 0.0042 | 0 | 0.00057666 | 0.00057666 | 1142.0767 | 0 | 0 | 0 | 0.0042 | 0 | 0 | 0.00057666 | 0.00057666 | 1070.1789
05/04 01:00:00 | 66.02 | 18.9 | 0% | 1.3433 | 49787.9534 | 1.117 | 4.0213 | 4.4109 | 3.9698 | 0 | 0 | 0 | 376.5699 | 1.3433 | 49787.9534 | 1.117 | 4.3565 | 4.7785 | 4.0617 | 0 | 0 | 0 | 368.1156 | 0 | 0 | 0 | 0 | 0 | 0 | 0 | 739.2128 | 0 | 0 | 0 | 0 | 0 | 0 | 0 | 1203.6112 | 0 | 0 | 0 | 0 | 0 | 0 | 0 | 0 | 1116.8173 | 0 | 0 | 0 | 0.0042 | 0 | 0.00057666 | 0.00057666 | 748.9001 | 0 | 0 | 0 | 0.0042 | 0 | 0.00057666 | 0.00057666 | 1142.0773 | 0 | 0 | 0 | 0.0042 | 0 | 0 | 0.00057666 | 0.00057666 | 1070.1794
05/04 02:00:00 | 66.02 | 18.9 | 0% | 1.3433 | 49787.9534 | 1.117 | 4.0213 | 4.4109 | 3.9698 | 0 | 0 | 0 | 376.5699 | 1.3433 | 49787.9534 | 1.117 | 4.3565 | 4.7785 | 4.0617 | 0 | 0 | 0 | 368.1156 | 0 | 0 | 0 | 0 | 0 | 0 | 0 | 739.2128 | 0 | 0 | 0 | 0 | 0 | 0 | 0 | 1203.6112 | 0 | 0 | 0 | 0 | 0 | 0 | 0 | 0 | 1116.8173 | 0 | 0 | 0 | 0.0042 | 0 | 0.00057666 | 0.00057666 | 748.9007 | 0 | 0 | 0 | 0.0042 | 0 | 0.00057666 | 0.00057666 | 1142.0779 | 0 | 0 | 0 | 0.0042 | 0 | 0 | 0.00057666 | 0.00057666 | 1070.18
05/04 03:00:00 | 62.96 | 17.2 | 0.5904% | 1.2885 | 47756.9624 | 1.1244 | 4.0478 | 4.3283 | 3.8955 | 0.0045817 | 0.016462 | 0.0022603 | 376.5722 | 1.2885 | 47756.9624 | 1.1244 | 4.3851 | 4.689 | 3.9857 | 0.0045817 | 0.01609 | 0.0022091 | 368.1178 | 218.8076 | 0.0059036 | 270.1328 | 0.0013493 | 0.0052439 | 0.00018526 | 0.0054292 | 739.2182 | 218.8076 | 0.0059036 | 270.1328 | 0.0013493 | 0.0086547 | 0.00018526 | 0.00884 | 1203.6201 | 218.8076 | 0.0059036 | 281.6056 | 0.0013493 | 0.00063762 | 0.0079297 | 0.00027281 | 0.0082025 | 1116.8255 | 218.8076 | 0.0059036 | 282.6971 | 0.0042 | 0.0054878 | 0.00057666 | 0.0060645 | 748.9067 | 218.8076 | 0.0059036 | 261.4188 | 0.0042 | 0.0083755 | 0.00057666 | 0.0089522 | 1142.0868 | 218.8076 | 0.0059036 | 275.5763 | 0.0042 | 0.00063762 | 0.0077599 | 0.00066421 | 0.0084241 | 1070.1884
05/04 04:00:00 | 62.96 | 17.2 | 7.162% | 1.2885 | 47756.9624 | 1.1244 | 4.0478 | 4.3283 | 3.8955 | 0.05558 | 0.1997 | 0.027419 | 376.5996 | 1.2885 | 47756.9624 | 1.1244 | 4.3851 | 4.689 | 3.9857 | 0.0045817 | 0.01609 | 0.0022091 | 368.12 | 2654.3369 | 0.071616 | 3276.9591 | 0.016368 | 0.063613 | 0.0022474 | 0.065861 | 739.2841 | 2654.3369 | 0.071616 | 3276.9591 | 0.016368 | 0.10499 | 0.0022474 | 0.10724 | 1203.7273 | 2654.3369 | 0.071616 | 3416.135 | 0.016368 | 0.0077349 | 0.096194 | 0.0033094 | 0.099504 | 1116.925 | 2654.3369 | 0.071616 | 3429.3758 | 0.0042 | 0.066572 | 0.00057666 | 0.067149 | 748.9739 | 2654.3369 | 0.071616 | 3171.2508 | 0.0042 | 0.1016 | 0.00057666 | 0.10218 | 1142.189 | 2654.3369 | 0.071616 | 3342.9936 | 0.0042 | 0.0077349 | 0.094135 | 0.0016387 | 0.095773 | 1070.2842
05/04 05:00:00 | 62.96 | 17.2 | 14.27% | 1.2885 | 47756.9624 | 1.1244 | 4.0478 | 4.3283 | 3.8955 | 0.11072 | 0.39784 | 0.054623 | 376.6542 | 1.2885 | 47756.9624 | 1.1244 | 4.3851 | 4.689 | 3.9857 | 0.11072 | 0.38884 | 0.053388 | 368.1734 | 5287.8599 | 0.14267 | 6528.2221 | 0.032608 | 0.12673 | 0.0044771 | 0.13121 | 739.4153 | 5287.8599 | 0.14267 | 6528.2221 | 0.032608 | 0.20916 | 0.0044771 | 0.21363 | 1203.9409 | 5287.8599 | 0.14267 | 6805.4825 | 0.032608 | 0.015409 | 0.19163 | 0.0065928 | 0.19823 | 1117.1232 | 5287.8599 | 0.14267 | 6831.8603 | 0.0042 | 0.13262 | 0.00057666 | 0.1332 | 749.1071 | 5287.8599 | 0.14267 | 6317.6343 | 0.0042 | 0.20241 | 0.00057666 | 0.20299 | 1142.392 | 5287.8599 | 0.14267 | 6659.7732 | 0.0042 | 0.015409 | 0.18753 | 0.0026923 | 0.19022 | 1070.4744
05/04 06:00:00 | 66.02 | 18.9 | 10.01% | 1.3433 | 49787.9534 | 1.117 | 4.0213 | 4.4109 | 3.9698 | 0.074483 | 0.27378 | 0.03759 | 376.6918 | 1.3433 | 49787.9534 | 1.117 | 4.3565 | 4.7785 | 4.0617 | 0.10621 | 0.38156 | 0.052388 | 368.2258 | 3708.3436 | 0.10005 | 4578.2019 | 0.022868 | 0.088874 | 0.0031398 | 0.092013 | 739.5073 | 3708.3436 | 0.10005 | 4578.2019 | 0.022868 | 0.14668 | 0.0031398 | 0.14982 | 1204.0907 | 3708.3436 | 0.10005 | 4772.6429 | 0.022868 | 0.010806 | 0.13439 | 0.0046235 | 0.13902 | 1117.2623 | 3708.3436 | 0.10005 | 4791.1416 | 0.0042 | 0.093007 | 0.00057666 | 0.093584 | 749.2007 | 3708.3436 | 0.10005 | 4430.518 | 0.0042 | 0.14195 | 0.00057666 | 0.14252 | 1142.5345 | 3708.3436 | 0.10005 | 4670.4579 | 0.0042 | 0.010806 | 0.13151 | 0.0020604 | 0.13358 | 1070.608
05/04 07:00:00 | 66.02 | 18.9 | 4.46% | 1.3433 | 49787.9534 | 1.117 | 4.0213 | 4.4109 | 3.9698 | 0.033199 | 0.12203 | 0.016755 | 376.7086 | 1.3433 | 49787.9534 | 1.117 | 4.3565 | 4.7785 | 4.0617 | 0.033199 | 0.11927 | 0.016376 | 368.2422 | 1652.8994 | 0.044596 | 2040.6165 | 0.010193 | 0.039613 | 0.0013995 | 0.041013 | 739.5483 | 1652.8994 | 0.044596 | 2040.6165 | 0.010193 | 0.065379 | 0.0013995 | 0.066778 | 1204.1575 | 1652.8994 | 0.044596 | 2127.2836 | 0.010193 | 0.0048167 | 0.059902 | 0.0020608 | 0.061963 | 1117.3242 | 1652.8994 | 0.044596 | 2135.5289 | 0.0042 | 0.041456 | 0.00057666 | 0.042032 | 749.2427 | 1652.8994 | 0.044596 | 1974.7901 | 0.0042 | 0.06327 | 0.00057666 | 0.063846 | 1142.5984 | 1652.8994 | 0.044596 | 2081.7372 | 0.0042 | 0.0048167 | 0.058619 | 0.001238 | 0.059857 | 1070.6679
05/04 08:00:00 | 64.04 | 17.8 | 3.292% | 1.3077 | 48469.0987 | 1.1224 | 4.0406 | 4.3577 | 3.9219 | 0.025172 | 0.091177 | 0.012519 | 376.7211 | 1.3077 | 48469.0987 | 1.1224 | 4.3774 | 4.7208 | 4.0127 | 0.034102 | 0.12073 | 0.016576 | 368.2587 | 1220.0806 | 0.032919 | 1506.2723 | 0.0075238 | 0.02924 | 0.001033 | 0.030273 | 739.5786 | 1220.0806 | 0.032919 | 1506.2723 | 0.0075238 | 0.048259 | 0.001033 | 0.049292 | 1204.2068 | 1220.0806 | 0.032919 | 1570.2453 | 0.0075238 | 0.0035554 | 0.044216 | 0.0015212 | 0.045737 | 1117.37 | 1220.0806 | 0.032919 | 1576.3315 | 0.0042 | 0.0306 | 0.00057666 | 0.031177 | 749.2739 | 1220.0806 | 0.032919 | 1457.6829 | 0.0042 | 0.046702 | 0.00057666 | 0.047279 | 1142.6456 | 1220.0806 | 0.032919 | 1536.6254 | 0.0042 | 0.0035554 | 0.04327 | 0.0010648 | 0.044334 | 1070.7122
05/04 09:00:00 | 64.04 | 17.8 | 2.403% | 1.3077 | 48469.0987 | 1.1224 | 4.0406 | 4.3577 | 3.9219 | 0.018374 | 0.066551 | 0.0091374 | 376.7302 | 1.3077 | 48469.0987 | 1.1224 | 4.3774 | 4.7208 | 4.0127 | 0.018374 | 0.065045 | 0.0089307 | 368.2677 | 890.5479 | 0.024028 | 1099.4418 | 0.0054917 | 0.021343 | 0.00075401 | 0.022097 | 739.6007 | 890.5479 | 0.024028 | 1099.4418 | 0.0054917 | 0.035225 | 0.00075401 | 0.035979 | 1204.2428 | 890.5479 | 0.024028 | 1146.1362 | 0.0054917 | 0.0025951 | 0.032274 | 0.0011103 | 0.033384 | 1117.4033 | 890.5479 | 0.024028 | 1150.5786 | 0.0042 | 0.022335 | 0.00057666 | 0.022912 | 749.2968 | 890.5479 | 0.024028 | 1063.9759 | 0.0042 | 0.034088 | 0.00057666 | 0.034665 | 1142.6803 | 890.5479 | 0.024028 | 1121.5968 | 0.0042 | 0.0025951 | 0.031583 | 0.00093297 | 0.032516 | 1070.7447
05/04 10:00:00 | 64.94 | 18.3 | 0.2429% | 1.3238 | 49066.449 | 1.1202 | 4.0329 | 4.3819 | 3.9437 | 0.0018347 | 0.0066899 | 0.00091853 | 376.7311 | 1.3238 | 49066.449 | 1.1202 | 4.3689 | 4.7471 | 4.035 | 0.01815 | 0.064685 | 0.0088812 | 368.2765 | 90.0201 | 0.0024288 | 111.1359 | 0.00055512 | 0.0021574 | 7.6218e-05 | 0.0022336 | 739.6029 | 90.0201 | 0.0024288 | 111.1359 | 0.00055512 | 0.0035606 | 7.6218e-05 | 0.0036369 | 1204.2464 | 90.0201 | 0.0024288 | 115.8559 | 0.00055512 | 0.00026232 | 0.0032624 | 0.00011224 | 0.0033746 | 1117.4067 | 90.0201 | 0.0024288 | 116.305 | 0.0042 | 0.0022578 | 0.00057666 | 0.0028344 | 749.2996 | 90.0201 | 0.0024288 | 107.5509 | 0.0042 | 0.0034458 | 0.00057666 | 0.0040224 | 1142.6843 | 90.0201 | 0.0024288 | 113.3754 | 0.0042 | 0.00026232 | 0.0031925 | 0.00061268 | 0.0038052 | 1070.7485
05/04 11:00:00 | 66.02 | 18.9 | 0% | 1.3433 | 49787.9534 | 1.117 | 4.0213 | 4.4109 | 3.9698 | 0 | 0 | 0 | 376.7311 | 1.3433 | 49787.9534 | 1.117 | 4.3565 | 4.7785 | 4.0617 | 0 | 0 | 0 | 368.2765 | 0 | 0 | 0 | 0 | 0 | 0 | 0 | 739.6029 | 0 | 0 | 0 | 0 | 0 | 0 | 0 | 1204.2464 | 0 | 0 | 0 | 0 | 0 | 0 | 0 | 0 | 1117.4067 | 0 | 0 | 0 | 0.0042 | 0 | 0.00057666 | 0.00057666 | 749.3002 | 0 | 0 | 0 | 0.0042 | 0 | 0.00057666 | 0.00057666 | 1142.6849 | 0 | 0 | 0 | 0.0042 | 0 | 0 | 0.00057666 | 0.00057666 | 1070.7491
05/04 12:00:00 | 66.02 | 18.9 | 0% | 1.3433 | 49787.9534 | 1.117 | 4.0213 | 4.4109 | 3.9698 | 0 | 0 | 0 | 376.7311 | 1.3433 | 49787.9534 | 1.117 | 4.3565 | 4.7785 | 4.0617 | 0 | 0 | 0 | 368.2765 | 0 | 0 | 0 | 0 | 0 | 0 | 0 | 739.6029 | 0 | 0 | 0 | 0 | 0 | 0 | 0 | 1204.2464 | 0 | 0 | 0 | 0 | 0 | 0 | 0 | 0 | 1117.4067 | 0 | 0 | 0 | 0.0042 | 0 | 0.00057666 | 0.00057666 | 749.3008 | 0 | 0 | 0 | 0.0042 | 0 | 0.00057666 | 0.00057666 | 1142.6855 | 0 | 0 | 0 | 0.0042 | 0 | 0 | 0.00057666 | 0.00057666 | 1070.7497
05/04 13:00:00 | 66.02 | 18.9 | 0% | 1.3433 | 49787.9534 | 1.117 | 4.0213 | 4.4109 | 3.9698 | 0 | 0 | 0 | 376.7311 | 1.3433 | 49787.9534 | 1.117 | 4.3565 | 4.7785 | 4.0617 | 0 | 0 | 0 | 368.2765 | 0 | 0 | 0 | 0 | 0 | 0 | 0 | 739.6029 | 0 | 0 | 0 | 0 | 0 | 0 | 0 | 1204.2464 | 0 | 0 | 0 | 0 | 0 | 0 | 0 | 0 | 1117.4067 | 0 | 0 | 0 | 0.0042 | 0 | 0.00057666 | 0.00057666 | 749.3014 | 0 | 0 | 0 | 0.0042 | 0 | 0.00057666 | 0.00057666 | 1142.6861 | 0 | 0 | 0 | 0.0042 | 0 | 0 | 0.00057666 | 0.00057666 | 1070.7502
05/04 14:00:00 | 64.94 | 18.3 | 0% | 1.3238 | 49066.449 | 1.1202 | 4.0329 | 4.3819 | 3.9437 | 0 | 0 | 0 | 376.7311 | 1.3238 | 49066.449 | 1.1202 | 4.3689 | 4.7471 | 4.035 | 0 | 0 | 0 | 368.2765 | 0 | 0 | 0 | 0 | 0 | 0 | 0 | 739.6029 | 0 | 0 | 0 | 0 | 0 | 0 | 0 | 1204.2464 | 0 | 0 | 0 | 0 | 0 | 0 | 0 | 0 | 1117.4067 | 0 | 0 | 0 | 0.0042 | 0 | 0.00057666 | 0.00057666 | 749.3019 | 0 | 0 | 0 | 0.0042 | 0 | 0.00057666 | 0.00057666 | 1142.6866 | 0 | 0 | 0 | 0.0042 | 0 | 0 | 0.00057666 | 0.00057666 | 1070.7508
05/04 15:00:00 | 64.94 | 18.3 | 0% | 1.3238 | 49066.449 | 1.1202 | 4.0329 | 4.3819 | 3.9437 | 0 | 0 | 0 | 376.7311 | 1.3238 | 49066.449 | 1.1202 | 4.3689 | 4.7471 | 4.035 | 0 | 0 | 0 | 368.2765 | 0 | 0 | 0 | 0 | 0 | 0 | 0 | 739.6029 | 0 | 0 | 0 | 0 | 0 | 0 | 0 | 1204.2464 | 0 | 0 | 0 | 0 | 0 | 0 | 0 | 0 | 1117.4067 | 0 | 0 | 0 | 0.0042 | 0 | 0.00057666 | 0.00057666 | 749.3025 | 0 | 0 | 0 | 0.0042 | 0 | 0.00057666 | 0.00057666 | 1142.6872 | 0 | 0 | 0 | 0.0042 | 0 | 0 | 0.00057666 | 0.00057666 | 1070.7514
05/04 16:00:00 | 66.2 | 19 | 0% | 1.3466 | 49908.7009 | 1.1164 | 4.0192 | 4.4158 | 3.9742 | 0 | 0 | 0 | 376.7311 | 1.3466 | 49908.7009 | 1.1164 | 4.3541 | 4.7837 | 4.0662 | 0 | 0 | 0 | 368.2765 | 0 | 0 | 0 | 0 | 0 | 0 | 0 | 739.6029 | 0 | 0 | 0 | 0 | 0 | 0 | 0 | 1204.2464 | 0 | 0 | 0 | 0 | 0 | 0 | 0 | 0 | 1117.4067 | 0 | 0 | 0 | 0.0042 | 0 | 0.00057666 | 0.00057666 | 749.3031 | 0 | 0 | 0 | 0.0042 | 0 | 0.00057666 | 0.00057666 | 1142.6878 | 0 | 0 | 0 | 0.0042 | 0 | 0 | 0.00057666 | 0.00057666 | 1070.752
05/04 17:00:00 | 66.02 | 18.9 | 0% | 1.3433 | 49787.9534 | 1.117 | 4.0213 | 4.4109 | 3.9698 | 0 | 0 | 0 | 376.7311 | 1.3433 | 49787.9534 | 1.117 | 4.3565 | 4.7785 | 4.0617 | 0 | 0 | 0 | 368.2765 | 0 | 0 | 0 | 0 | 0 | 0 | 0 | 739.6029 | 0 | 0 | 0 | 0 | 0 | 0 | 0 | 1204.2464 | 0 | 0 | 0 | 0 | 0 | 0 | 0 | 0 | 1117.4067 | 0 | 0 | 0 | 0.0042 | 0 | 0.00057666 | 0.00057666 | 749.3037 | 0 | 0 | 0 | 0.0042 | 0 | 0.00057666 | 0.00057666 | 1142.6884 | 0 | 0 | 0 | 0.0042 | 0 | 0 | 0.00057666 | 0.00057666 | 1070.7526
05/04 18:00:00 | 66.02 | 18.9 | 0% | 1.3433 | 49787.9534 | 1.117 | 4.0213 | 4.4109 | 3.9698 | 0 | 0 | 0 | 376.7311 | 1.3433 | 49787.9534 | 1.117 | 4.3565 | 4.7785 | 4.0617 | 0 | 0 | 0 | 368.2765 | 0 | 0 | 0 | 0 | 0 | 0 | 0 | 739.6029 | 0 | 0 | 0 | 0 | 0 | 0 | 0 | 1204.2464 | 0 | 0 | 0 | 0 | 0 | 0 | 0 | 0 | 1117.4067 | 0 | 0 | 0 | 0.0042 | 0 | 0.00057666 | 0.00057666 | 749.3042 | 0 | 0 | 0 | 0.0042 | 0 | 0.00057666 | 0.00057666 | 1142.6889 | 0 | 0 | 0 | 0.0042 | 0 | 0 | 0.00057666 | 0.00057666 | 1070.7531
05/04 19:00:00 | 62.96 | 17.2 | 0% | 1.2885 | 47756.9624 | 1.1244 | 4.0478 | 4.3283 | 3.8955 | 0 | 0 | 0 | 376.7311 | 1.2885 | 47756.9624 | 1.1244 | 4.3851 | 4.689 | 3.9857 | 0 | 0 | 0 | 368.2765 | 0 | 0 | 0 | 0 | 0 | 0 | 0 | 739.6029 | 0 | 0 | 0 | 0 | 0 | 0 | 0 | 1204.2464 | 0 | 0 | 0 | 0 | 0 | 0 | 0 | 0 | 1117.4067 | 0 | 0 | 0 | 0.0042 | 0 | 0.00057666 | 0.00057666 | 749.3048 | 0 | 0 | 0 | 0.0042 | 0 | 0.00057666 | 0.00057666 | 1142.6895 | 0 | 0 | 0 | 0.0042 | 0 | 0 | 0.00057666 | 0.00057666 | 1070.7537
05/04 20:00:00 | 59 | 15 | 0% | 1.2192 | 45189.514 | 1.1258 | 4.053 | 4.2187 | 3.7968 | 0 | 0 | 0 | 376.7311 | 1.2192 | 45189.514 | 1.1258 | 4.3908 | 4.5702 | 3.8847 | 0 | 0 | 0 | 368.2765 | 0 | 0 | 0 | 0 | 0 | 0 | 0 | 739.6029 | 0 | 0 | 0 | 0 | 0 | 0 | 0 | 1204.2464 | 0 | 0 | 0 | 0 | 0 | 0 | 0 | 0 | 1117.4067 | 0 | 0 | 0 | 0.0042 | 0 | 0.00057666 | 0.00057666 | 749.3054 | 0 | 0 | 0 | 0.0042 | 0 | 0.00057666 | 0.00057666 | 1142.6901 | 0 | 0 | 0 | 0.0042 | 0 | 0 | 0.00057666 | 0.00057666 | 1070.7543
05/04 21:00:00 | 57.92 | 14.4 | 1.541% | 1.2007 | 44501.2239 | 1.1247 | 4.0487 | 4.188 | 3.7692 | 0.012834 | 0.044409 | 0.0060974 | 376.7372 | 1.2007 | 44501.2239 | 1.1247 | 4.3861 | 4.537 | 3.8565 | 0.012834 | 0.043405 | 0.0059595 | 368.2825 | 571.1302 | 0.01541 | 705.099 | 0.003522 | 0.013688 | 0.00048357 | 0.014171 | 739.6171 | 571.1302 | 0.01541 | 705.099 | 0.003522 | 0.02259 | 0.00048357 | 0.023074 | 1204.2695 | 571.1302 | 0.01541 | 735.0453 | 0.003522 | 0.0016643 | 0.020698 | 0.00071208 | 0.02141 | 1117.4281 | 571.1302 | 0.01541 | 737.8943 | 0.0042 | 0.014324 | 0.00057666 | 0.014901 | 749.3203 | 571.1302 | 0.01541 | 682.3539 | 0.0042 | 0.021862 | 0.00057666 | 0.022438 | 1142.7125 | 571.1302 | 0.01541 | 719.3076 | 0.0042 | 0.0016643 | 0.020255 | 0.00080517 | 0.02106 | 1070.7753
05/04 22:00:00 | 57.92 | 14.4 | 4.718% | 1.2007 | 44501.2239 | 1.1247 | 4.0487 | 4.188 | 3.7692 | 0.039292 | 0.13596 | 0.018667 | 376.7559 | 1.2007 | 44501.2239 | 1.1247 | 4.3861 | 4.537 | 3.8565 | 0.012834 | 0.043405 | 0.0059595 | 368.2885 | 1748.5302 | 0.047177 | 2158.6793 | 0.010783 | 0.041905 | 0.0014805 | 0.043385 | 739.6605 | 1748.5302 | 0.047177 | 2158.6793 | 0.010783 | 0.069161 | 0.0014805 | 0.070642 | 1204.3402 | 1748.5302 | 0.047177 | 2250.3607 | 0.010783 | 0.0050953 | 0.063368 | 0.00218 | 0.065548 | 1117.4937 | 1748.5302 | 0.047177 | 2259.083 | 0.0042 | 0.043854 | 0.00057666 | 0.044431 | 749.3647 | 1748.5302 | 0.047177 | 2089.0445 | 0.0042 | 0.06693 | 0.00057666 | 0.067507 | 1142.78 | 1748.5302 | 0.047177 | 2202.1791 | 0.0042 | 0.0050953 | 0.062011 | 0.0012762 | 0.063287 | 1070.8386
05/04 23:00:00 | 57.02 | 13.9 | 10.22% | 1.1853 | 43931.5522 | 1.1231 | 4.0433 | 4.1622 | 3.746 | 0.086242 | 0.29643 | 0.0407 | 376.7966 | 1.1853 | 43931.5522 | 1.1231 | 4.3802 | 4.5091 | 3.8327 | 0.086242 | 0.28972 | 0.039779 | 368.3282 | 3788.7433 | 0.10222 | 4677.4609 | 0.023364 | 0.0908 | 0.0032079 | 0.094008 | 739.7545 | 3788.7433 | 0.10222 | 4677.4609 | 0.023364 | 0.14986 | 0.0032079 | 0.15307 | 1204.4932 | 3788.7433 | 0.10222 | 4876.1175 | 0.023364 | 0.011041 | 0.13731 | 0.0047237 | 0.14203 | 1117.6357 | 3788.7433 | 0.10222 | 4895.0172 | 0.0042 | 0.095024 | 0.00057666 | 0.0956 | 749.4603 | 3788.7433 | 0.10222 | 4526.575 | 0.0042 | 0.14503 | 0.00057666 | 0.1456 | 1142.9256 | 3788.7433 | 0.10222 | 4771.717 | 0.0042 | 0.011041 | 0.13437 | 0.0020925 | 0.13646 | 1070.9751
05/04 24:00:00 | 57.02 | 13.9 | 12.82% | 1.1853 | 43931.5522 | 1.1231 | 4.0433 | 4.1622 | 3.746 | 0.10812 | 0.37164 | 0.051026 | 376.8476 | 1.1853 | 43931.5522 | 1.1231 | 4.3802 | 4.5091 | 3.8327 | 0.086242 | 0.28972 | 0.039779 | 368.368 | 4750.0059 | 0.12816 | 5864.2048 | 0.029292 | 0.11384 | 0.0040218 | 0.11786 | 739.8723 | 4750.0059 | 0.12816 | 5864.2048 | 0.029292 | 0.18788 | 0.0040218 | 0.1919 | 1204.6851 | 4750.0059 | 0.12816 | 6113.2637 | 0.029292 | 0.013842 | 0.17214 | 0.0059222 | 0.17806 | 1117.8138 | 4750.0059 | 0.12816 | 6136.9585 | 0.0042 | 0.11913 | 0.00057666 | 0.11971 | 749.58 | 4750.0059 | 0.12816 | 5675.0369 | 0.0042 | 0.18182 | 0.00057666 | 0.1824 | 1143.108 | 4750.0059 | 0.12816 | 5982.3751 | 0.0042 | 0.013842 | 0.16846 | 0.0024771 | 0.17093 | 1071.146
05/05 01:00:00 | 55.04 | 12.8 | 15.45% | 1.1518 | 42690.7653 | 1.1182 | 4.0255 | 4.1045 | 3.694 | 0.13409 | 0.45418 | 0.062359 | 376.91 | 1.1518 | 42690.7653 | 1.1182 | 4.3609 | 4.4465 | 3.7795 | 0.13409 | 0.44391 | 0.060948 | 368.429 | 5724.5229 | 0.15445 | 7067.3122 | 0.035301 | 0.13719 | 0.0048469 | 0.14204 | 740.0144 | 5724.5229 | 0.15445 | 7067.3122 | 0.035301 | 0.22643 | 0.0048469 | 0.23127 | 1204.9164 | 5724.5229 | 0.15445 | 7367.4684 | 0.035301 | 0.016682 | 0.20746 | 0.0071372 | 0.2146 | 1118.0284 | 5724.5229 | 0.15445 | 7396.0244 | 0.0042 | 0.14357 | 0.00057666 | 0.14415 | 749.7242 | 5724.5229 | 0.15445 | 6839.3344 | 0.0042 | 0.21912 | 0.00057666 | 0.2197 | 1143.3277 | 5724.5229 | 0.15445 | 7209.7266 | 0.0042 | 0.016682 | 0.20302 | 0.002867 | 0.20588 | 1071.3519
05/05 02:00:00 | 53.6 | 12 | 20.4% | 1.1278 | 41799.1623 | 1.1132 | 4.0075 | 4.0616 | 3.6554 | 0.18084 | 0.60607 | 0.083214 | 376.9932 | 1.1278 | 41799.1623 | 1.1132 | 4.3415 | 4.4001 | 3.7401 | 0.13695 | 0.44859 | 0.061592 | 368.4906 | 7559.1489 | 0.20395 | 9332.2826 | 0.046615 | 0.18116 | 0.0064002 | 0.18756 | 740.2019 | 7559.1489 | 0.20395 | 9332.2826 | 0.046615 | 0.29899 | 0.0064002 | 0.30539 | 1205.2218 | 7559.1489 | 0.20395 | 9728.6344 | 0.046615 | 0.022028 | 0.27395 | 0.0094246 | 0.28337 | 1118.3117 | 7559.1489 | 0.20395 | 9766.3422 | 0.0042 | 0.18959 | 0.00057666 | 0.19016 | 749.9143 | 7559.1489 | 0.20395 | 9031.2412 | 0.0042 | 0.28935 | 0.00057666 | 0.28993 | 1143.6177 | 7559.1489 | 0.20395 | 9520.3387 | 0.0042 | 0.022028 | 0.26808 | 0.0036011 | 0.27168 | 1071.6236
05/05 03:00:00 | 53.06 | 11.7 | 24.55% | 1.1188 | 41467.1533 | 1.111 | 3.9997 | 4.0453 | 3.6408 | 0.21941 | 0.7324 | 0.10056 | 377.0938 | 1.1188 | 41467.1533 | 1.111 | 4.333 | 4.3824 | 3.7251 | 0.21941 | 0.71583 | 0.098283 | 368.5888 | 9098.1292 | 0.24547 | 11232.2583 | 0.056105 | 0.21804 | 0.0077032 | 0.22575 | 740.4277 | 9098.1292 | 0.24547 | 11232.2583 | 0.056105 | 0.35987 | 0.0077032 | 0.36757 | 1205.5894 | 9098.1292 | 0.24547 | 11709.304 | 0.056105 | 0.026513 | 0.32972 | 0.011343 | 0.34106 | 1118.6528 | 9098.1292 | 0.24547 | 11754.6889 | 0.0042 | 0.22819 | 0.00057666 | 0.22876 | 750.1431 | 9098.1292 | 0.24547 | 10869.9274 | 0.0042 | 0.34826 | 0.00057666 | 0.34883 | 1143.9665 | 9098.1292 | 0.24547 | 11458.601 | 0.0042 | 0.026513 | 0.32266 | 0.0042168 | 0.32688 | 1071.9505
05/05 04:00:00 | 51.08 | 10.6 | 27.02% | 1.0863 | 40260.7161 | 1.1018 | 3.9664 | 3.9846 | 3.5861 | 0.2487 | 0.81831 | 0.11235 | 377.2061 | 1.0863 | 40260.7161 | 1.1018 | 4.2969 | 4.3166 | 3.6692 | 0.22598 | 0.72674 | 0.099781 | 368.6886 | 10012.7798 | 0.27015 | 12361.4565 | 0.061745 | 0.23996 | 0.0084777 | 0.24844 | 740.6761 | 10012.7798 | 0.27015 | 12361.4565 | 0.061745 | 0.39604 | 0.0084777 | 0.40452 | 1205.9939 | 10012.7798 | 0.27015 | 12886.4605 | 0.061745 | 0.029178 | 0.36287 | 0.012484 | 0.37535 | 1119.0281 | 10012.7798 | 0.27015 | 12936.408 | 0.0042 | 0.25113 | 0.00057666 | 0.2517 | 750.3948 | 10012.7798 | 0.27015 | 11962.6999 | 0.0042 | 0.38327 | 0.00057666 | 0.38385 | 1144.3503 | 10012.7798 | 0.27015 | 12610.5539 | 0.0042 | 0.029178 | 0.3551 | 0.0045828 | 0.35968 | 1072.3101
05/05 05:00:00 | 51.08 | 10.6 | 32.44% | 1.0863 | 40260.7161 | 1.1018 | 3.9664 | 3.9846 | 3.5861 | 0.29864 | 0.98264 | 0.13492 | 377.341 | 1.0863 | 40260.7161 | 1.1018 | 4.2969 | 4.3166 | 3.6692 | 0.29864 | 0.9604 | 0.13186 | 368.8205 | 12023.4315 | 0.3244 | 14843.7426 | 0.074144 | 0.28815 | 0.01018 | 0.29833 | 740.9744 | 12023.4315 | 0.3244 | 14843.7426 | 0.074144 | 0.47557 | 0.01018 | 0.48575 | 1206.4796 | 12023.4315 | 0.3244 | 15474.1718 | 0.074144 | 0.035037 | 0.43573 | 0.014991 | 0.45073 | 1119.4789 | 12023.4315 | 0.3244 | 15534.1493 | 0.0042 | 0.30155 | 0.00057666 | 0.30213 | 750.6969 | 12023.4315 | 0.3244 | 14364.9122 | 0.0042 | 0.46023 | 0.00057666 | 0.46081 | 1144.8111 | 12023.4315 | 0.3244 | 15142.8609 | 0.0042 | 0.035037 | 0.42641 | 0.0053872 | 0.43179 | 1072.7419
05/05 06:00:00 | 50 | 10 | 32.24% | 1.0687 | 39609.8985 | 1.0959 | 3.9451 | 3.9508 | 3.5557 | 0.30171 | 0.98506 | 0.13525 | 377.4763 | 1.0687 | 39609.8985 | 1.0959 | 4.2739 | 4.28 | 3.638 | 0.30355 | 0.96862 | 0.13299 | 368.9535 | 11950.8346 | 0.32244 | 14754.1167 | 0.073697 | 0.28641 | 0.010119 | 0.29653 | 741.271 | 11950.8346 | 0.32244 | 14754.1167 | 0.073697 | 0.4727 | 0.010119 | 0.48282 | 1206.9625 | 11950.8346 | 0.32244 | 15380.7395 | 0.073697 | 0.034825 | 0.4331 | 0.0149 | 0.448 | 1119.9269 | 11950.8346 | 0.32244 | 15440.3547 | 0.0042 | 0.29973 | 0.00057666 | 0.30031 | 750.9973 | 11950.8346 | 0.32244 | 14278.1775 | 0.0042 | 0.45745 | 0.00057666 | 0.45803 | 1145.2692 | 11950.8346 | 0.32244 | 15051.4289 | 0.0042 | 0.034825 | 0.42383 | 0.0053582 | 0.42919 | 1073.1711
05/05 07:00:00 | 50 | 10 | 25.02% | 1.0687 | 39609.8985 | 1.0959 | 3.9451 | 3.9508 | 3.5557 | 0.23408 | 0.76423 | 0.10493 | 377.5812 | 1.0687 | 39609.8985 | 1.0959 | 4.2739 | 4.28 | 3.638 | 0.23408 | 0.74694 | 0.10256 | 369.056 | 9271.7004 | 0.25016 | 11446.5437 | 0.057175 | 0.2222 | 0.0078502 | 0.23005 | 741.501 | 9271.7004 | 0.25016 | 11446.5437 | 0.057175 | 0.36673 | 0.0078502 | 0.37458 | 1207.337 | 9271.7004 | 0.25016 | 11932.6904 | 0.057175 | 0.027018 | 0.33601 | 0.01156 | 0.34757 | 1120.2744 | 9271.7004 | 0.25016 | 11978.9411 | 0.0042 | 0.23254 | 0.00057666 | 0.23312 | 751.2304 | 9271.7004 | 0.25016 | 11077.3004 | 0.0042 | 0.3549 | 0.00057666 | 0.35548 | 1145.6247 | 9271.7004 | 0.25016 | 11677.2045 | 0.0042 | 0.027018 | 0.32882 | 0.0042863 | 0.3331 | 1073.5042
05/05 08:00:00 | 51.08 | 10.6 | 20.6% | 1.0863 | 40260.7161 | 1.1018 | 3.9664 | 3.9846 | 3.5861 | 0.18966 | 0.62405 | 0.085681 | 377.6669 | 1.0863 | 40260.7161 | 1.1018 | 4.2969 | 4.3166 | 3.6692 | 0.23029 | 0.7406 | 0.10168 | 369.1577 | 7635.7559 | 0.20602 | 9426.8592 | 0.047087 | 0.183 | 0.0064651 | 0.18946 | 741.6905 | 7635.7559 | 0.20602 | 9426.8592 | 0.047087 | 0.30202 | 0.0064651 | 0.30849 | 1207.6455 | 7635.7559 | 0.20602 | 9827.2277 | 0.047087 | 0.022251 | 0.27672 | 0.0095201 | 0.28624 | 1120.5607 | 7635.7559 | 0.20602 | 9865.3178 | 0.0042 | 0.19151 | 0.00057666 | 0.19209 | 751.4225 | 7635.7559 | 0.20602 | 9122.767 | 0.0042 | 0.29228 | 0.00057666 | 0.29286 | 1145.9175 | 7635.7559 | 0.20602 | 9616.8211 | 0.0042 | 0.022251 | 0.2708 | 0.0036317 | 0.27443 | 1073.7787
05/05 09:00:00 | 51.98 | 11.1 | 20.47% | 1.101 | 40806.9675 | 1.1062 | 3.9825 | 4.0124 | 3.6112 | 0.18589 | 0.61564 | 0.084527 | 377.7514 | 1.101 | 40806.9675 | 1.1062 | 4.3143 | 4.3468 | 3.6948 | 0.18589 | 0.60171 | 0.082615 | 369.2403 | 7585.4345 | 0.20466 | 9364.7339 | 0.046777 | 0.18179 | 0.0064225 | 0.18821 | 741.8787 | 7585.4345 | 0.20466 | 9364.7339 | 0.046777 | 0.30003 | 0.0064225 | 0.30646 | 1207.952 | 7585.4345 | 0.20466 | 9762.4639 | 0.046777 | 0.022104 | 0.2749 | 0.0094574 | 0.28436 | 1120.845 | 7585.4345 | 0.20466 | 9800.3029 | 0.0042 | 0.19025 | 0.00057666 | 0.19082 | 751.6133 | 7585.4345 | 0.20466 | 9062.6457 | 0.0042 | 0.29036 | 0.00057666 | 0.29093 | 1146.2084 | 7585.4345 | 0.20466 | 9553.4439 | 0.0042 | 0.022104 | 0.26901 | 0.0036116 | 0.27263 | 1074.0513
05/05 10:00:00 | 53.96 | 12.2 | 19.61% | 1.1338 | 42021.2114 | 1.1146 | 4.0124 | 4.0724 | 3.6652 | 0.17296 | 0.58117 | 0.079795 | 377.8312 | 1.1338 | 42021.2114 | 1.1146 | 4.3467 | 4.4118 | 3.75 | 0.18051 | 0.59284 | 0.081397 | 369.3217 | 7267.8881 | 0.19609 | 8972.7014 | 0.044819 | 0.17418 | 0.0061536 | 0.18033 | 742.059 | 7267.8881 | 0.19609 | 8972.7014 | 0.044819 | 0.28747 | 0.0061536 | 0.29363 | 1208.2456 | 7267.8881 | 0.19609 | 9353.7814 | 0.044819 | 0.021179 | 0.26339 | 0.0090615 | 0.27245 | 1121.1175 | 7267.8881 | 0.19609 | 9390.0364 | 0.0042 | 0.18228 | 0.00057666 | 0.18286 | 751.7961 | 7267.8881 | 0.19609 | 8683.2594 | 0.0042 | 0.2782 | 0.00057666 | 0.27878 | 1146.4872 | 7267.8881 | 0.19609 | 9153.5115 | 0.0042 | 0.021179 | 0.25775 | 0.0034845 | 0.26124 | 1074.3125
05/05 11:00:00 | 55.04 | 12.8 | 15.66% | 1.1518 | 42690.7653 | 1.1182 | 4.0255 | 4.1045 | 3.694 | 0.13594 | 0.46042 | 0.063216 | 377.8944 | 1.1518 | 42690.7653 | 1.1182 | 4.3609 | 4.4465 | 3.7795 | 0.13594 | 0.45001 | 0.061786 | 369.3835 | 5803.2144 | 0.15657 | 7164.4622 | 0.035786 | 0.13908 | 0.0049135 | 0.14399 | 742.203 | 5803.2144 | 0.15657 | 7164.4622 | 0.035786 | 0.22954 | 0.0049135 | 0.23445 | 1208.4801 | 5803.2144 | 0.15657 | 7468.7444 | 0.035786 | 0.016911 | 0.21031 | 0.0072354 | 0.21755 | 1121.335 | 5803.2144 | 0.15657 | 7497.693 | 0.0042 | 0.14555 | 0.00057666 | 0.14612 | 751.9423 | 5803.2144 | 0.15657 | 6933.3505 | 0.0042 | 0.22214 | 0.00057666 | 0.22271 | 1146.7099 | 5803.2144 | 0.15657 | 7308.8343 | 0.0042 | 0.016911 | 0.20581 | 0.0028985 | 0.20871 | 1074.5212
05/05 12:00:00 | 55.94 | 13.3 | 11.39% | 1.167 | 43252.6302 | 1.1207 | 4.0346 | 4.1309 | 3.7178 | 0.097564 | 0.33266 | 0.045675 | 377.9401 | 1.167 | 43252.6302 | 1.1207 | 4.3708 | 4.4751 | 3.8039 | 0.13417 | 0.44713 | 0.061391 | 369.4449 | 4219.8946 | 0.11386 | 5209.7465 | 0.026023 | 0.10113 | 0.0035729 | 0.10471 | 742.3077 | 4219.8946 | 0.11386 | 5209.7465 | 0.026023 | 0.16691 | 0.0035729 | 0.17049 | 1208.6505 | 4219.8946 | 0.11386 | 5431.0098 | 0.026023 | 0.012297 | 0.15293 | 0.0052613 | 0.15819 | 1121.4932 | 4219.8946 | 0.11386 | 5452.0603 | 0.0042 | 0.10584 | 0.00057666 | 0.10641 | 752.0487 | 4219.8946 | 0.11386 | 5041.6901 | 0.0042 | 0.16153 | 0.00057666 | 0.16211 | 1146.872 | 4219.8946 | 0.11386 | 5314.7288 | 0.0042 | 0.012297 | 0.14966 | 0.002265 | 0.15192 | 1074.6732
05/05 13:00:00 | 55.94 | 13.3 | 11.84% | 1.167 | 43252.6302 | 1.1207 | 4.0346 | 4.1309 | 3.7178 | 0.10149 | 0.34606 | 0.047514 | 377.9876 | 1.167 | 43252.6302 | 1.1207 | 4.3708 | 4.4751 | 3.8039 | 0.10149 | 0.33823 | 0.046439 | 369.4914 | 4389.7949 | 0.11844 | 5419.4999 | 0.02707 | 0.10521 | 0.0037168 | 0.10892 | 742.4167 | 4389.7949 | 0.11844 | 5419.4999 | 0.02707 | 0.17363 | 0.0037168 | 0.17735 | 1208.8279 | 4389.7949 | 0.11844 | 5649.6717 | 0.02707 | 0.012792 | 0.15909 | 0.0054731 | 0.16456 | 1121.6578 | 4389.7949 | 0.11844 | 5671.5696 | 0.0042 | 0.1101 | 0.00057666 | 0.11068 | 752.1594 | 4389.7949 | 0.11844 | 5244.6773 | 0.0042 | 0.16803 | 0.00057666 | 0.16861 | 1147.0407 | 4389.7949 | 0.11844 | 5528.7089 | 0.0042 | 0.012792 | 0.15568 | 0.002333 | 0.15802 | 1074.8312
05/05 14:00:00 | 55.94 | 13.3 | 14.27% | 1.167 | 43252.6302 | 1.1207 | 4.0346 | 4.1309 | 3.7178 | 0.12229 | 0.41696 | 0.057248 | 378.0449 | 1.167 | 43252.6302 | 1.1207 | 4.3708 | 4.4751 | 3.8039 | 0.10149 | 0.33823 | 0.046439 | 369.5378 | 5289.1584 | 0.14271 | 6529.8251 | 0.032616 | 0.12676 | 0.0044782 | 0.13124 | 742.5479 | 5289.1584 | 0.14271 | 6529.8251 | 0.032616 | 0.20921 | 0.0044782 | 0.21369 | 1209.0416 | 5289.1584 | 0.14271 | 6807.1536 | 0.032616 | 0.015413 | 0.19168 | 0.0065944 | 0.19828 | 1121.8561 | 5289.1584 | 0.14271 | 6833.5379 | 0.0042 | 0.13265 | 0.00057666 | 0.13323 | 752.2926 | 5289.1584 | 0.14271 | 6319.1856 | 0.0042 | 0.20246 | 0.00057666 | 0.20303 | 1147.2437 | 5289.1584 | 0.14271 | 6661.4085 | 0.0042 | 0.015413 | 0.18758 | 0.0026929 | 0.19027 | 1075.0214
05/05 15:00:00 | 53.96 | 12.2 | 15.28% | 1.1338 | 42021.2114 | 1.1146 | 4.0124 | 4.0724 | 3.6652 | 0.13477 | 0.45287 | 0.062179 | 378.1071 | 1.1338 | 42021.2114 | 1.1146 | 4.3467 | 4.4118 | 3.75 | 0.13477 | 0.44262 | 0.060772 | 369.5986 | 5663.3769 | 0.1528 | 6991.8233 | 0.034924 | 0.13573 | 0.0047951 | 0.14052 | 742.6884 | 5663.3769 | 0.1528 | 6991.8233 | 0.034924 | 0.22401 | 0.0047951 | 0.2288 | 1209.2704 | 5663.3769 | 0.1528 | 7288.7733 | 0.034924 | 0.016503 | 0.20524 | 0.007061 | 0.2123 | 1122.0684 | 5663.3769 | 0.1528 | 7317.0244 | 0.0042 | 0.14204 | 0.00057666 | 0.14262 | 752.4352 | 5663.3769 | 0.1528 | 6766.2806 | 0.0042 | 0.21678 | 0.00057666 | 0.21736 | 1147.461 | 5663.3769 | 0.1528 | 7132.7165 | 0.0042 | 0.016503 | 0.20085 | 0.0028426 | 0.20369 | 1075.2251
05/05 16:00:00 | 53.06 | 11.7 | 16.47% | 1.1188 | 41467.1533 | 1.111 | 3.9997 | 4.0453 | 3.6408 | 0.14725 | 0.49155 | 0.067489 | 378.1745 | 1.1188 | 41467.1533 | 1.111 | 4.333 | 4.3824 | 3.7251 | 0.13658 | 0.44559 | 0.061179 | 369.6597 | 6106.1651 | 0.16475 | 7538.4755 | 0.037655 | 0.14634 | 0.00517 | 0.15151 | 742.8399 | 6106.1651 | 0.16475 | 7538.4755 | 0.037655 | 0.24152 | 0.00517 | 0.24669 | 1209.5171 | 6106.1651 | 0.16475 | 7858.6424 | 0.037655 | 0.017794 | 0.22129 | 0.0076131 | 0.2289 | 1122.2973 | 6106.1651 | 0.16475 | 7889.1022 | 0.0042 | 0.15315 | 0.00057666 | 0.15372 | 752.5889 | 6106.1651 | 0.16475 | 7295.2989 | 0.0042 | 0.23373 | 0.00057666 | 0.23431 | 1147.6954 | 6106.1651 | 0.16475 | 7690.3843 | 0.0042 | 0.017794 | 0.21655 | 0.0030197 | 0.21957 | 1075.4447
05/05 17:00:00 | 53.06 | 11.7 | 16.44% | 1.1188 | 41467.1533 | 1.111 | 3.9997 | 4.0453 | 3.6408 | 0.14693 | 0.49047 | 0.067341 | 378.2419 | 1.1188 | 41467.1533 | 1.111 | 4.333 | 4.3824 | 3.7251 | 0.14693 | 0.47937 | 0.065818 | 369.7256 | 6092.7705 | 0.16439 | 7521.9389 | 0.037572 | 0.14602 | 0.0051586 | 0.15118 | 742.9911 | 6092.7705 | 0.16439 | 7521.9389 | 0.037572 | 0.24099 | 0.0051586 | 0.24615 | 1209.7632 | 6092.7705 | 0.16439 | 7841.4035 | 0.037572 | 0.017755 | 0.2208 | 0.0075964 | 0.2284 | 1122.5257 | 6092.7705 | 0.16439 | 7871.7966 | 0.0042 | 0.15281 | 0.00057666 | 0.15339 | 752.7423 | 6092.7705 | 0.16439 | 7279.2957 | 0.0042 | 0.23322 | 0.00057666 | 0.2338 | 1147.9292 | 6092.7705 | 0.16439 | 7673.5145 | 0.0042 | 0.017755 | 0.21608 | 0.0030144 | 0.21909 | 1075.6638
05/05 18:00:00 | 53.06 | 11.7 | 16.27% | 1.1188 | 41467.1533 | 1.111 | 3.9997 | 4.0453 | 3.6408 | 0.14545 | 0.48553 | 0.066663 | 378.3085 | 1.1188 | 41467.1533 | 1.111 | 4.333 | 4.3824 | 3.7251 | 0.14693 | 0.47937 | 0.065818 | 369.7914 | 6031.4357 | 0.16273 | 7446.217 | 0.037194 | 0.14455 | 0.0051067 | 0.14966 | 743.1408 | 6031.4357 | 0.16273 | 7446.217 | 0.037194 | 0.23857 | 0.0051067 | 0.24367 | 1210.0069 | 6031.4357 | 0.16273 | 7762.4656 | 0.037194 | 0.017576 | 0.21858 | 0.0075199 | 0.2261 | 1122.7518 | 6031.4357 | 0.16273 | 7792.5526 | 0.0042 | 0.15127 | 0.00057666 | 0.15185 | 752.8942 | 6031.4357 | 0.16273 | 7206.0164 | 0.0042 | 0.23087 | 0.00057666 | 0.23145 | 1148.1606 | 6031.4357 | 0.16273 | 7596.2667 | 0.0042 | 0.017576 | 0.2139 | 0.0029898 | 0.21689 | 1075.8807
05/05 19:00:00 | 51.08 | 10.6 | 16.54% | 1.0863 | 40260.7161 | 1.1018 | 3.9664 | 3.9846 | 3.5861 | 0.1523 | 0.50113 | 0.068805 | 378.3774 | 1.0863 | 40260.7161 | 1.1018 | 4.2969 | 4.3166 | 3.6692 | 0.1523 | 0.48979 | 0.067249 | 369.8586 | 6131.7927 | 0.16544 | 7570.1145 | 0.037813 | 0.14695 | 0.0051917 | 0.15215 | 743.2929 | 6131.7927 | 0.16544 | 7570.1145 | 0.037813 | 0.24254 | 0.0051917 | 0.24773 | 1210.2546 | 6131.7927 | 0.16544 | 7891.6251 | 0.037813 | 0.017868 | 0.22222 | 0.007645 | 0.22986 | 1122.9817 | 6131.7927 | 0.16544 | 7922.2128 | 0.0042 | 0.15379 | 0.00057666 | 0.15437 | 753.0485 | 6131.7927 | 0.16544 | 7325.9173 | 0.0042 | 0.23471 | 0.00057666 | 0.23529 | 1148.3959 | 6131.7927 | 0.16544 | 7722.6609 | 0.0042 | 0.017868 | 0.21746 | 0.00303 | 0.22049 | 1076.1012
05/05 20:00:00 | 51.08 | 10.6 | 20.34% | 1.0863 | 40260.7161 | 1.1018 | 3.9664 | 3.9846 | 3.5861 | 0.18721 | 0.616 | 0.084576 | 378.4619 | 1.0863 | 40260.7161 | 1.1018 | 4.2969 | 4.3166 | 3.6692 | 0.1523 | 0.48979 | 0.067249 | 369.9259 | 7537.2647 | 0.20336 | 9305.2651 | 0.04648 | 0.18064 | 0.0063817 | 0.18702 | 743.4799 | 7537.2647 | 0.20336 | 9305.2651 | 0.04648 | 0.29813 | 0.0063817 | 0.30451 | 1210.5591 | 7537.2647 | 0.20336 | 9700.4694 | 0.04648 | 0.021964 | 0.27315 | 0.0093973 | 0.28255 | 1123.2642 | 7537.2647 | 0.20336 | 9738.0681 | 0.0042 | 0.18904 | 0.00057666 | 0.18962 | 753.2381 | 7537.2647 | 0.20336 | 9005.0952 | 0.0042 | 0.28851 | 0.00057666 | 0.28909 | 1148.685 | 7537.2647 | 0.20336 | 9492.7767 | 0.0042 | 0.021964 | 0.26731 | 0.0035923 | 0.2709 | 1076.3721
05/05 21:00:00 | 51.08 | 10.6 | 23.63% | 1.0863 | 40260.7161 | 1.1018 | 3.9664 | 3.9846 | 3.5861 | 0.2175 | 0.71564 | 0.098258 | 378.5602 | 1.0863 | 40260.7161 | 1.1018 | 4.2969 | 4.3166 | 3.6692 | 0.2175 | 0.69945 | 0.096035 | 370.0219 | 8756.5625 | 0.23626 | 10810.571 | 0.053999 | 0.20986 | 0.007414 | 0.21727 | 743.6972 | 8756.5625 | 0.23626 | 10810.571 | 0.053999 | 0.34636 | 0.007414 | 0.35377 | 1210.9129 | 8756.5625 | 0.23626 | 11269.7072 | 0.053999 | 0.025517 | 0.31734 | 0.010918 | 0.32826 | 1123.5925 | 8756.5625 | 0.23626 | 11313.3883 | 0.0042 | 0.21962 | 0.00057666 | 0.2202 | 753.4583 | 8756.5625 | 0.23626 | 10461.8429 | 0.0042 | 0.33518 | 0.00057666 | 0.33576 | 1149.0207 | 8756.5625 | 0.23626 | 11028.4163 | 0.0042 | 0.025517 | 0.31055 | 0.0040802 | 0.31463 | 1076.6867
05/05 22:00:00 | 51.08 | 10.6 | 23.99% | 1.0863 | 40260.7161 | 1.1018 | 3.9664 | 3.9846 | 3.5861 | 0.22088 | 0.72677 | 0.099786 | 378.66 | 1.0863 | 40260.7161 | 1.1018 | 4.2969 | 4.3166 | 3.6692 | 0.2175 | 0.69945 | 0.096035 | 370.1179 | 8892.693 | 0.23993 | 10978.6333 | 0.054838 | 0.21312 | 0.0075293 | 0.22065 | 743.9179 | 8892.693 | 0.23993 | 10978.6333 | 0.054838 | 0.35174 | 0.0075293 | 0.35927 | 1211.2722 | 8892.693 | 0.23993 | 11444.9073 | 0.054838 | 0.025914 | 0.32228 | 0.011087 | 0.33336 | 1123.9258 | 8892.693 | 0.23993 | 11489.2674 | 0.0042 | 0.22303 | 0.00057666 | 0.22361 | 753.6819 | 8892.693 | 0.23993 | 10624.4838 | 0.0042 | 0.34039 | 0.00057666 | 0.34097 | 1149.3617 | 8892.693 | 0.23993 | 11199.8652 | 0.0042 | 0.025914 | 0.31538 | 0.0041346 | 0.31951 | 1077.0062
05/05 23:00:00 | 51.08 | 10.6 | 29.31% | 1.0863 | 40260.7161 | 1.1018 | 3.9664 | 3.9846 | 3.5861 | 0.26986 | 0.88795 | 0.12192 | 378.7819 | 1.0863 | 40260.7161 | 1.1018 | 4.2969 | 4.3166 | 3.6692 | 0.26986 | 0.86786 | 0.11916 | 370.2371 | 10864.8849 | 0.29314 | 13413.4382 | 0.067 | 0.26039 | 0.0091991 | 0.26959 | 744.1874 | 10864.8849 | 0.29314 | 13413.4382 | 0.067 | 0.42975 | 0.0091991 | 0.43895 | 1211.7111 | 10864.8849 | 0.29314 | 13983.1209 | 0.067 | 0.031661 | 0.39375 | 0.013546 | 0.40729 | 1124.3331 | 10864.8849 | 0.29314 | 14037.319 | 0.0042 | 0.2725 | 0.00057666 | 0.27307 | 753.955 | 10864.8849 | 0.29314 | 12980.7466 | 0.0042 | 0.41589 | 0.00057666 | 0.41646 | 1149.7782 | 10864.8849 | 0.29314 | 13683.7342 | 0.0042 | 0.031661 | 0.38532 | 0.0049237 | 0.39024 | 1077.3965
05/05 24:00:00 | 50 | 10 | 34.16% | 1.0687 | 39609.8985 | 1.0959 | 3.9451 | 3.9508 | 3.5557 | 0.31964 | 1.0436 | 0.14329 | 378.9252 | 1.0687 | 39609.8985 | 1.0959 | 4.2739 | 4.28 | 3.638 | 0.2743 | 0.87529 | 0.12018 | 370.3573 | 12660.9636 | 0.3416 | 15630.8193 | 0.078076 | 0.30343 | 0.01072 | 0.31415 | 744.5016 | 12660.9636 | 0.3416 | 15630.8193 | 0.078076 | 0.50079 | 0.01072 | 0.51151 | 1212.2226 | 12660.9636 | 0.3416 | 16294.6765 | 0.078076 | 0.036895 | 0.45884 | 0.015785 | 0.47462 | 1124.8077 | 12660.9636 | 0.3416 | 16357.8341 | 0.0042 | 0.31754 | 0.00057666 | 0.31812 | 754.2731 | 12660.9636 | 0.3416 | 15126.5993 | 0.0042 | 0.48464 | 0.00057666 | 0.48521 | 1150.2634 | 12660.9636 | 0.3416 | 15945.798 | 0.0042 | 0.036895 | 0.44902 | 0.0056423 | 0.45466 | 1077.8511
05/06 01:00:00 | 50 | 10 | 36.61% | 1.0687 | 39609.8985 | 1.0959 | 3.9451 | 3.9508 | 3.5557 | 0.34257 | 1.1185 | 0.15356 | 379.0787 | 1.0687 | 39609.8985 | 1.0959 | 4.2739 | 4.28 | 3.638 | 0.34257 | 1.0931 | 0.15009 | 370.5074 | 13569.1421 | 0.36611 | 16752.0272 | 0.083676 | 0.3252 | 0.011489 | 0.33668 | 744.8383 | 13569.1421 | 0.36611 | 16752.0272 | 0.083676 | 0.53671 | 0.011489 | 0.5482 | 1212.7708 | 13569.1421 | 0.36611 | 17463.5033 | 0.083676 | 0.039541 | 0.49175 | 0.016918 | 0.50867 | 1125.3164 | 13569.1421 | 0.36611 | 17531.1913 | 0.0042 | 0.34032 | 0.00057666 | 0.3409 | 754.614 | 13569.1421 | 0.36611 | 16211.6393 | 0.0042 | 0.5194 | 0.00057666 | 0.51998 | 1150.7834 | 13569.1421 | 0.36611 | 17089.5996 | 0.0042 | 0.039541 | 0.48122 | 0.0060057 | 0.48723 | 1078.3383
05/06 02:00:00 | 46.04 | 7.8 | 39.99% | 1.0055 | 37267.2853 | 1.0695 | 3.8501 | 3.8223 | 3.4401 | 0.39769 | 1.2627 | 0.17337 | 379.2521 | 1.0055 | 37267.2853 | 1.0695 | 4.1709 | 4.1409 | 3.5197 | 0.3641 | 1.1299 | 0.15513 | 370.6625 | 14820.8191 | 0.39988 | 18297.3075 | 0.091395 | 0.35519 | 0.012549 | 0.36774 | 745.206 | 14820.8191 | 0.39988 | 18297.3075 | 0.091395 | 0.58622 | 0.012549 | 0.59877 | 1213.3696 | 14820.8191 | 0.39988 | 19074.4132 | 0.091395 | 0.043189 | 0.53711 | 0.018478 | 0.55559 | 1125.872 | 14820.8191 | 0.39988 | 19148.345 | 0.0042 | 0.37171 | 0.00057666 | 0.37229 | 754.9863 | 14820.8191 | 0.39988 | 17707.0717 | 0.0042 | 0.56731 | 0.00057666 | 0.56789 | 1151.3512 | 14820.8191 | 0.39988 | 18666.019 | 0.0042 | 0.043189 | 0.52561 | 0.0065065 | 0.53212 | 1078.8705
05/06 03:00:00 | 46.94 | 8.3 | 42.43% | 1.0197 | 37793.6649 | 1.0761 | 3.8739 | 3.8522 | 3.4669 | 0.41607 | 1.3293 | 0.18251 | 379.4346 | 1.0197 | 37793.6649 | 1.0761 | 4.1967 | 4.1732 | 3.5472 | 0.41607 | 1.2992 | 0.17838 | 370.8409 | 15724.6763 | 0.42426 | 19413.1806 | 0.096969 | 0.37686 | 0.013314 | 0.39017 | 745.5962 | 15724.6763 | 0.42426 | 19413.1806 | 0.096969 | 0.62197 | 0.013314 | 0.63529 | 1214.0049 | 15724.6763 | 0.42426 | 20237.6786 | 0.096969 | 0.045823 | 0.56987 | 0.019605 | 0.58947 | 1126.4615 | 15724.6763 | 0.42426 | 20316.1193 | 0.0042 | 0.39438 | 0.00057666 | 0.39496 | 755.3813 | 15724.6763 | 0.42426 | 18786.949 | 0.0042 | 0.60191 | 0.00057666 | 0.60249 | 1151.9537 | 15724.6763 | 0.42426 | 19804.3782 | 0.0042 | 0.045823 | 0.55767 | 0.0068681 | 0.56454 | 1079.435
05/06 04:00:00 | 44.96 | 7.2 | 45.25% | 0.98858 | 36640.3138 | 1.0611 | 3.8198 | 3.7861 | 3.4075 | 0.45776 | 1.4426 | 0.19807 | 379.6327 | 0.98858 | 36640.3138 | 1.0611 | 4.1381 | 4.1016 | 3.4863 | 0.42916 | 1.3219 | 0.1815 | 371.0224 | 16772.4041 | 0.45253 | 20706.6717 | 0.10343 | 0.40196 | 0.014201 | 0.41617 | 746.0124 | 16772.4041 | 0.45253 | 20706.6717 | 0.10343 | 0.66341 | 0.014201 | 0.67762 | 1214.6825 | 16772.4041 | 0.45253 | 21586.1056 | 0.10343 | 0.048876 | 0.60784 | 0.020912 | 0.62875 | 1127.0902 | 16772.4041 | 0.45253 | 21669.7727 | 0.0042 | 0.42066 | 0.00057666 | 0.42124 | 755.8025 | 16772.4041 | 0.45253 | 20038.7145 | 0.0042 | 0.64201 | 0.00057666 | 0.64259 | 1152.5963 | 16772.4041 | 0.45253 | 21123.9346 | 0.0042 | 0.048876 | 0.59483 | 0.0072873 | 0.60211 | 1080.0371
05/06 05:00:00 | 44.06 | 6.7 | 49.28% | 0.97459 | 36121.741 | 1.0537 | 3.7934 | 3.7554 | 3.3799 | 0.50564 | 1.5838 | 0.21746 | 379.8501 | 0.97459 | 36121.741 | 1.0537 | 4.1095 | 4.0684 | 3.4581 | 0.50564 | 1.548 | 0.21254 | 371.2349 | 18264.4856 | 0.49279 | 22548.7476 | 0.11263 | 0.43772 | 0.015464 | 0.45319 | 746.4655 | 18264.4856 | 0.49279 | 22548.7476 | 0.11263 | 0.72243 | 0.015464 | 0.7379 | 1215.4204 | 18264.4856 | 0.49279 | 23506.4165 | 0.11263 | 0.053224 | 0.66191 | 0.022772 | 0.68469 | 1127.7749 | 18264.4856 | 0.49279 | 23597.5266 | 0.0042 | 0.45808 | 0.00057666 | 0.45866 | 756.2612 | 18264.4856 | 0.49279 | 21821.3687 | 0.0042 | 0.69913 | 0.00057666 | 0.6997 | 1153.296 | 18264.4856 | 0.49279 | 23003.1305 | 0.0042 | 0.053224 | 0.64774 | 0.0078843 | 0.65563 | 1080.6927
05/06 06:00:00 | 48.02 | 8.9 | 45.34% | 1.0369 | 38430.0045 | 1.0836 | 3.9008 | 3.8874 | 3.4987 | 0.43724 | 1.4076 | 0.19326 | 380.0434 | 1.0369 | 38430.0045 | 1.0836 | 4.2259 | 4.2114 | 3.5797 | 0.47527 | 1.4954 | 0.20532 | 371.4402 | 16803.2066 | 0.45336 | 20744.6995 | 0.10362 | 0.4027 | 0.014227 | 0.41693 | 746.8825 | 16803.2066 | 0.45336 | 20744.6995 | 0.10362 | 0.66463 | 0.014227 | 0.67886 | 1216.0993 | 16803.2066 | 0.45336 | 21625.7485 | 0.10362 | 0.048966 | 0.60896 | 0.02095 | 0.62991 | 1128.4048 | 16803.2066 | 0.45336 | 21709.5693 | 0.0042 | 0.42143 | 0.00057666 | 0.42201 | 756.6832 | 16803.2066 | 0.45336 | 20075.5157 | 0.0042 | 0.64319 | 0.00057666 | 0.64377 | 1153.9398 | 16803.2066 | 0.45336 | 21162.7287 | 0.0042 | 0.048966 | 0.59592 | 0.0072996 | 0.60322 | 1081.296
05/06 07:00:00 | 48.02 | 8.9 | 31.57% | 1.0369 | 38430.0045 | 1.0836 | 3.9008 | 3.8874 | 3.4987 | 0.30449 | 0.98024 | 0.13459 | 380.178 | 1.0369 | 38430.0045 | 1.0836 | 4.2259 | 4.2114 | 3.5797 | 0.30449 | 0.95806 | 0.13154 | 371.5718 | 11701.6923 | 0.31572 | 14446.5337 | 0.07216 | 0.28044 | 0.0099076 | 0.29035 | 747.1728 | 11701.6923 | 0.31572 | 14446.5337 | 0.07216 | 0.46285 | 0.0099076 | 0.47276 | 1216.572 | 11701.6923 | 0.31572 | 15060.093 | 0.07216 | 0.034099 | 0.42407 | 0.014589 | 0.43866 | 1128.8435 | 11701.6923 | 0.31572 | 15118.4655 | 0.0042 | 0.29348 | 0.00057666 | 0.29406 | 756.9773 | 11701.6923 | 0.31572 | 13980.5164 | 0.0042 | 0.44792 | 0.00057666 | 0.44849 | 1154.3883 | 11701.6923 | 0.31572 | 14737.6477 | 0.0042 | 0.034099 | 0.415 | 0.0052585 | 0.42025 | 1081.7162
05/06 08:00:00 | 49.82 | 9.9 | 23.77% | 1.0658 | 39501.9257 | 1.0948 | 3.9414 | 3.9451 | 3.5506 | 0.22305 | 0.7273 | 0.099858 | 380.2779 | 1.0658 | 39501.9257 | 1.0948 | 4.2698 | 4.2739 | 3.6328 | 0.29623 | 0.94406 | 0.12962 | 371.7014 | 8810.9651 | 0.23773 | 10877.7347 | 0.054334 | 0.21116 | 0.0074601 | 0.21862 | 747.3914 | 8810.9651 | 0.23773 | 10877.7347 | 0.054334 | 0.34851 | 0.0074601 | 0.35597 | 1216.928 | 8810.9651 | 0.23773 | 11339.7234 | 0.054334 | 0.025676 | 0.31931 | 0.010985 | 0.3303 | 1129.1738 | 8810.9651 | 0.23773 | 11383.6758 | 0.0042 | 0.22098 | 0.00057666 | 0.22156 | 757.1988 | 8810.9651 | 0.23773 | 10526.84 | 0.0042 | 0.33727 | 0.00057666 | 0.33784 | 1154.7261 | 8810.9651 | 0.23773 | 11096.9333 | 0.0042 | 0.025676 | 0.31248 | 0.0041019 | 0.31658 | 1082.0328
05/06 09:00:00 | 53.78 | 12.1 | 21.53% | 1.1308 | 41910.1159 | 1.1139 | 4.01 | 4.067 | 3.6603 | 0.19044 | 0.63906 | 0.087743 | 380.3656 | 1.1308 | 41910.1159 | 1.1139 | 4.3441 | 4.4059 | 3.745 | 0.19044 | 0.6246 | 0.085758 | 371.7872 | 7981.228 | 0.21534 | 9853.3679 | 0.049218 | 0.19128 | 0.0067576 | 0.19803 | 747.5895 | 7981.228 | 0.21534 | 9853.3679 | 0.049218 | 0.31569 | 0.0067576 | 0.32245 | 1217.2504 | 7981.228 | 0.21534 | 10271.8507 | 0.049218 | 0.023258 | 0.28924 | 0.0099509 | 0.29919 | 1129.473 | 7981.228 | 0.21534 | 10311.664 | 0.0042 | 0.20017 | 0.00057666 | 0.20075 | 757.3996 | 7981.228 | 0.21534 | 9535.5173 | 0.0042 | 0.30551 | 0.00057666 | 0.30608 | 1155.0322 | 7981.228 | 0.21534 | 10051.9244 | 0.0042 | 0.023258 | 0.28305 | 0.00377 | 0.28682 | 1082.3196
05/06 10:00:00 | 64.04 | 17.8 | 11.46% | 1.3077 | 48469.0987 | 1.1224 | 4.0406 | 4.3577 | 3.9219 | 0.087599 | 0.31729 | 0.043564 | 380.4092 | 1.3077 | 48469.0987 | 1.1224 | 4.3774 | 4.7208 | 4.0127 | 0.16467 | 0.58294 | 0.080038 | 371.8672 | 4245.8623 | 0.11456 | 5241.8053 | 0.026183 | 0.10176 | 0.0035949 | 0.10535 | 747.6948 | 4245.8623 | 0.11456 | 5241.8053 | 0.026183 | 0.16794 | 0.0035949 | 0.17154 | 1217.422 | 4245.8623 | 0.11456 | 5464.4302 | 0.026183 | 0.012373 | 0.15387 | 0.0052937 | 0.15917 | 1129.6321 | 4245.8623 | 0.11456 | 5485.6102 | 0.0042 | 0.10649 | 0.00057666 | 0.10707 | 757.5066 | 4245.8623 | 0.11456 | 5072.7148 | 0.0042 | 0.16252 | 0.00057666 | 0.1631 | 1155.1953 | 4245.8623 | 0.11456 | 5347.4336 | 0.0042 | 0.012373 | 0.15058 | 0.0022754 | 0.15285 | 1082.4725
05/06 11:00:00 | 66.92 | 19.4 | 4.284% | 1.3596 | 50393.1104 | 1.1139 | 4.01 | 4.435 | 3.9915 | 0.031511 | 0.1166 | 0.016009 | 380.4252 | 1.3596 | 50393.1104 | 1.1139 | 4.3441 | 4.8046 | 4.0839 | 0.031511 | 0.11396 | 0.015647 | 371.8828 | 1587.9443 | 0.042844 | 1960.4251 | 0.0097923 | 0.038056 | 0.0013445 | 0.039401 | 747.7342 | 1587.9443 | 0.042844 | 1960.4251 | 0.0097923 | 0.062809 | 0.0013445 | 0.064154 | 1217.4861 | 1587.9443 | 0.042844 | 2043.6864 | 0.0097923 | 0.0046274 | 0.057548 | 0.0019798 | 0.059528 | 1129.6917 | 1587.9443 | 0.042844 | 2051.6076 | 0.0042 | 0.039826 | 0.00057666 | 0.040403 | 757.547 | 1587.9443 | 0.042844 | 1897.1855 | 0.0042 | 0.060783 | 0.00057666 | 0.06136 | 1155.2567 | 1587.9443 | 0.042844 | 1999.9298 | 0.0042 | 0.0046274 | 0.056316 | 0.001212 | 0.057528 | 1082.53
05/06 12:00:00 | 69.98 | 21.1 | 1.983% | 1.4159 | 52477.1875 | 1.0999 | 3.9595 | 4.5163 | 4.0647 | 0.014007 | 0.053 | 0.007277 | 380.4324 | 1.4159 | 52477.1875 | 1.0999 | 4.2895 | 4.8927 | 4.1588 | 0.03026 | 0.11191 | 0.015365 | 371.8982 | 735.0524 | 0.019832 | 907.4721 | 0.0045328 | 0.017616 | 0.00062236 | 0.018239 | 747.7525 | 735.0524 | 0.019832 | 907.4721 | 0.0045328 | 0.029074 | 0.00062236 | 0.029697 | 1217.5158 | 735.0524 | 0.019832 | 946.0133 | 0.0045328 | 0.002142 | 0.026639 | 0.00091645 | 0.027555 | 1129.7192 | 735.0524 | 0.019832 | 949.6801 | 0.0042 | 0.018436 | 0.00057666 | 0.019012 | 757.566 | 735.0524 | 0.019832 | 878.1988 | 0.0042 | 0.028136 | 0.00057666 | 0.028713 | 1155.2854 | 735.0524 | 0.019832 | 925.7586 | 0.0042 | 0.002142 | 0.026068 | 0.00087076 | 0.026939 | 1082.5569
05/06 13:00:00 | 69.98 | 21.1 | 1.351% | 1.4159 | 52477.1875 | 1.0999 | 3.9595 | 4.5163 | 4.0647 | 0.0095386 | 0.036092 | 0.0049555 | 380.4374 | 1.4159 | 52477.1875 | 1.0999 | 4.2895 | 4.8927 | 4.1588 | 0.0095386 | 0.035276 | 0.0048434 | 371.9031 | 500.5596 | 0.013505 | 617.9748 | 0.0030868 | 0.011996 | 0.00042382 | 0.01242 | 747.7649 | 500.5596 | 0.013505 | 617.9748 | 0.0030868 | 0.019799 | 0.00042382 | 0.020223 | 1217.536 | 500.5596 | 0.013505 | 644.2208 | 0.0030868 | 0.0014587 | 0.018141 | 0.00062409 | 0.018765 | 1129.738 | 500.5596 | 0.013505 | 646.7178 | 0.0042 | 0.012554 | 0.00057666 | 0.013131 | 757.5792 | 500.5596 | 0.013505 | 598.0401 | 0.0042 | 0.01916 | 0.00057666 | 0.019737 | 1155.3051 | 500.5596 | 0.013505 | 630.4277 | 0.0042 | 0.0014587 | 0.017752 | 0.00077693 | 0.018529 | 1082.5755
05/06 14:00:00 | 73.04 | 22.8 | 0.09303% | 1.4732 | 54602.2855 | 1.0811 | 3.892 | 4.5976 | 4.1378 | 0.00063146 | 0.0024422 | 0.00033531 | 380.4377 | 1.4732 | 54602.2855 | 1.0811 | 4.2164 | 4.9807 | 4.2336 | 0.0091674 | 0.034653 | 0.0047578 | 371.9078 | 34.479 | 0.00093027 | 42.5667 | 0.00021262 | 0.00082632 | 2.9193e-05 | 0.00085551 | 747.7657 | 34.479 | 0.00093027 | 42.5667 | 0.00021262 | 0.0013638 | 2.9193e-05 | 0.001393 | 1217.5374 | 34.479 | 0.00093027 | 44.3745 | 0.00021262 | 0.00010047 | 0.0012495 | 4.2988e-05 | 0.0012925 | 1129.7393 | 34.479 | 0.00093027 | 44.5465 | 0.0042 | 0.00086475 | 0.00057666 | 0.0014414 | 757.5806 | 34.479 | 0.00093027 | 41.1935 | 0.0042 | 0.0013198 | 0.00057666 | 0.0018964 | 1155.307 | 34.479 | 0.00093027 | 43.4244 | 0.0042 | 0.00010047 | 0.0012228 | 0.00059046 | 0.0018132 | 1082.5773
05/06 15:00:00 | 73.94 | 23.3 | 0% | 1.4903 | 55235.1212 | 1.0748 | 3.8692 | 4.6215 | 4.1594 | 0 | 0 | 0 | 380.4377 | 1.4903 | 55235.1212 | 1.0748 | 4.1916 | 5.0067 | 4.2557 | 0 | 0 | 0 | 371.9078 | 0 | 0 | 0 | 0 | 0 | 0 | 0 | 747.7657 | 0 | 0 | 0 | 0 | 0 | 0 | 0 | 1217.5374 | 0 | 0 | 0 | 0 | 0 | 0 | 0 | 0 | 1129.7393 | 0 | 0 | 0 | 0.0042 | 0 | 0.00057666 | 0.00057666 | 757.5812 | 0 | 0 | 0 | 0.0042 | 0 | 0.00057666 | 0.00057666 | 1155.3076 | 0 | 0 | 0 | 0.0042 | 0 | 0 | 0.00057666 | 0.00057666 | 1082.5778
05/06 16:00:00 | 73.04 | 22.8 | 0% | 1.4732 | 54602.2855 | 1.0811 | 3.892 | 4.5976 | 4.1378 | 0 | 0 | 0 | 380.4377 | 1.4732 | 54602.2855 | 1.0811 | 4.2164 | 4.9807 | 4.2336 | 0 | 0 | 0 | 371.9078 | 0 | 0 | 0 | 0 | 0 | 0 | 0 | 747.7657 | 0 | 0 | 0 | 0 | 0 | 0 | 0 | 1217.5374 | 0 | 0 | 0 | 0 | 0 | 0 | 0 | 0 | 1129.7393 | 0 | 0 | 0 | 0.0042 | 0 | 0.00057666 | 0.00057666 | 757.5818 | 0 | 0 | 0 | 0.0042 | 0 | 0.00057666 | 0.00057666 | 1155.3082 | 0 | 0 | 0 | 0.0042 | 0 | 0 | 0.00057666 | 0.00057666 | 1082.5784
05/06 17:00:00 | 71.96 | 22.2 | 0% | 1.4528 | 53847.5669 | 1.0882 | 3.9177 | 4.5689 | 4.112 | 0 | 0 | 0 | 380.4377 | 1.4528 | 53847.5669 | 1.0882 | 4.2442 | 4.9496 | 4.2072 | 0 | 0 | 0 | 371.9078 | 0 | 0 | 0 | 0 | 0 | 0 | 0 | 747.7657 | 0 | 0 | 0 | 0 | 0 | 0 | 0 | 1217.5374 | 0 | 0 | 0 | 0 | 0 | 0 | 0 | 0 | 1129.7393 | 0 | 0 | 0 | 0.0042 | 0 | 0.00057666 | 0.00057666 | 757.5823 | 0 | 0 | 0 | 0.0042 | 0 | 0.00057666 | 0.00057666 | 1155.3087 | 0 | 0 | 0 | 0.0042 | 0 | 0 | 0.00057666 | 0.00057666 | 1082.579
05/06 18:00:00 | 60.98 | 16.1 | 0% | 1.2536 | 46464.6508 | 1.1263 | 4.0545 | 4.274 | 3.8466 | 0 | 0 | 0 | 380.4377 | 1.2536 | 46464.6508 | 1.1263 | 4.3924 | 4.6301 | 3.9356 | 0 | 0 | 0 | 371.9078 | 0 | 0 | 0 | 0 | 0 | 0 | 0 | 747.7657 | 0 | 0 | 0 | 0 | 0 | 0 | 0 | 1217.5374 | 0 | 0 | 0 | 0 | 0 | 0 | 0 | 0 | 1129.7393 | 0 | 0 | 0 | 0.0042 | 0 | 0.00057666 | 0.00057666 | 757.5829 | 0 | 0 | 0 | 0.0042 | 0 | 0.00057666 | 0.00057666 | 1155.3093 | 0 | 0 | 0 | 0.0042 | 0 | 0 | 0.00057666 | 0.00057666 | 1082.5796
05/06 19:00:00 | 60.98 | 16.1 | 0% | 1.2536 | 46464.6508 | 1.1263 | 4.0545 | 4.274 | 3.8466 | 0 | 0 | 0 | 380.4377 | 1.2536 | 46464.6508 | 1.1263 | 4.3924 | 4.6301 | 3.9356 | 0 | 0 | 0 | 371.9078 | 0 | 0 | 0 | 0 | 0 | 0 | 0 | 747.7657 | 0 | 0 | 0 | 0 | 0 | 0 | 0 | 1217.5374 | 0 | 0 | 0 | 0 | 0 | 0 | 0 | 0 | 1129.7393 | 0 | 0 | 0 | 0.0042 | 0 | 0.00057666 | 0.00057666 | 757.5835 | 0 | 0 | 0 | 0.0042 | 0 | 0.00057666 | 0.00057666 | 1155.3099 | 0 | 0 | 0 | 0.0042 | 0 | 0 | 0.00057666 | 0.00057666 | 1082.5802
05/06 20:00:00 | 59 | 15 | 0% | 1.2192 | 45189.514 | 1.1258 | 4.053 | 4.2187 | 3.7968 | 0 | 0 | 0 | 380.4377 | 1.2192 | 45189.514 | 1.1258 | 4.3908 | 4.5702 | 3.8847 | 0 | 0 | 0 | 371.9078 | 0 | 0 | 0 | 0 | 0 | 0 | 0 | 747.7657 | 0 | 0 | 0 | 0 | 0 | 0 | 0 | 1217.5374 | 0 | 0 | 0 | 0 | 0 | 0 | 0 | 0 | 1129.7393 | 0 | 0 | 0 | 0.0042 | 0 | 0.00057666 | 0.00057666 | 757.5841 | 0 | 0 | 0 | 0.0042 | 0 | 0.00057666 | 0.00057666 | 1155.3105 | 0 | 0 | 0 | 0.0042 | 0 | 0 | 0.00057666 | 0.00057666 | 1082.5807
05/06 21:00:00 | 57.02 | 13.9 | 1.523% | 1.1853 | 43931.5522 | 1.1231 | 4.0433 | 4.1622 | 3.746 | 0.012846 | 0.044153 | 0.0060622 | 380.4438 | 1.1853 | 43931.5522 | 1.1231 | 4.3802 | 4.5091 | 3.8327 | 0.012846 | 0.043154 | 0.005925 | 371.9137 | 564.3285 | 0.015226 | 696.7019 | 0.00348 | 0.013525 | 0.00047781 | 0.014002 | 747.7797 | 564.3285 | 0.015226 | 696.7019 | 0.00348 | 0.022321 | 0.00047781 | 0.022799 | 1217.5602 | 564.3285 | 0.015226 | 726.2915 | 0.00348 | 0.0016445 | 0.020452 | 0.0007036 | 0.021155 | 1129.7604 | 564.3285 | 0.015226 | 729.1066 | 0.0042 | 0.014154 | 0.00057666 | 0.01473 | 757.5988 | 564.3285 | 0.015226 | 674.2276 | 0.0042 | 0.021601 | 0.00057666 | 0.022178 | 1155.3327 | 564.3285 | 0.015226 | 710.7412 | 0.0042 | 0.0016445 | 0.020014 | 0.00080245 | 0.020816 | 1082.6015
05/06 22:00:00 | 55.94 | 13.3 | 3.583% | 1.167 | 43252.6302 | 1.1207 | 4.0346 | 4.1309 | 3.7178 | 0.030702 | 0.10469 | 0.014373 | 380.4582 | 1.167 | 43252.6302 | 1.1207 | 4.3708 | 4.4751 | 3.8039 | 0.013047 | 0.043481 | 0.0059699 | 371.9197 | 1327.9462 | 0.035829 | 1639.4398 | 0.008189 | 0.031825 | 0.0011243 | 0.03295 | 747.8127 | 1327.9462 | 0.035829 | 1639.4398 | 0.008189 | 0.052525 | 0.0011243 | 0.05365 | 1217.6139 | 1327.9462 | 0.035829 | 1709.0685 | 0.008189 | 0.0038697 | 0.048125 | 0.0016557 | 0.049781 | 1129.8102 | 1327.9462 | 0.035829 | 1715.6928 | 0.0042 | 0.033306 | 0.00057666 | 0.033882 | 757.6327 | 1327.9462 | 0.035829 | 1586.5546 | 0.0042 | 0.050831 | 0.00057666 | 0.051408 | 1155.3841 | 1327.9462 | 0.035829 | 1672.4764 | 0.0042 | 0.0038697 | 0.047095 | 0.001108 | 0.048203 | 1082.6497
05/06 23:00:00 | 57.02 | 13.9 | 9.611% | 1.1853 | 43931.5522 | 1.1231 | 4.0433 | 4.1622 | 3.746 | 0.081085 | 0.2787 | 0.038266 | 380.4964 | 1.1853 | 43931.5522 | 1.1231 | 4.3802 | 4.5091 | 3.8327 | 0.081085 | 0.2724 | 0.0374 | 371.9571 | 3562.1772 | 0.09611 | 4397.7496 | 0.021967 | 0.085371 | 0.003016 | 0.088387 | 747.9011 | 3562.1772 | 0.09611 | 4397.7496 | 0.021967 | 0.1409 | 0.003016 | 0.14391 | 1217.7578 | 3562.1772 | 0.09611 | 4584.5267 | 0.021967 | 0.01038 | 0.12909 | 0.0044413 | 0.13354 | 1129.9438 | 3562.1772 | 0.09611 | 4602.2961 | 0.0042 | 0.089341 | 0.00057666 | 0.089918 | 757.7226 | 3562.1772 | 0.09611 | 4255.8867 | 0.0042 | 0.13635 | 0.00057666 | 0.13693 | 1155.521 | 3562.1772 | 0.09611 | 4486.3693 | 0.0042 | 0.01038 | 0.12633 | 0.0020019 | 0.12833 | 1082.7781
05/06 24:00:00 | 55.04 | 12.8 | 14.38% | 1.1518 | 42690.7653 | 1.1182 | 4.0255 | 4.1045 | 3.694 | 0.12487 | 0.42295 | 0.058071 | 380.5545 | 1.1518 | 42690.7653 | 1.1182 | 4.3609 | 4.4465 | 3.7795 | 0.083441 | 0.27623 | 0.037926 | 371.995 | 5330.8818 | 0.14383 | 6581.3355 | 0.032874 | 0.12776 | 0.0045136 | 0.13227 | 748.0334 | 5330.8818 | 0.14383 | 6581.3355 | 0.032874 | 0.21086 | 0.0045136 | 0.21537 | 1217.9732 | 5330.8818 | 0.14383 | 6860.8517 | 0.032874 | 0.015535 | 0.19319 | 0.0066465 | 0.19984 | 1130.1436 | 5330.8818 | 0.14383 | 6887.4442 | 0.0042 | 0.1337 | 0.00057666 | 0.13428 | 757.8569 | 5330.8818 | 0.14383 | 6369.0344 | 0.0042 | 0.20406 | 0.00057666 | 0.20463 | 1155.7256 | 5330.8818 | 0.14383 | 6713.9569 | 0.0042 | 0.015535 | 0.18906 | 0.0027095 | 0.19177 | 1082.9698
05/07 01:00:00 | 55.04 | 12.8 | 18.57% | 1.1518 | 42690.7653 | 1.1182 | 4.0255 | 4.1045 | 3.694 | 0.16124 | 0.54615 | 0.074986 | 380.6295 | 1.1518 | 42690.7653 | 1.1182 | 4.3609 | 4.4465 | 3.7795 | 0.16124 | 0.53379 | 0.073289 | 372.0683 | 6883.6491 | 0.18573 | 8498.3322 | 0.042449 | 0.16497 | 0.0058283 | 0.1708 | 748.2042 | 6883.6491 | 0.18573 | 8498.3322 | 0.042449 | 0.27228 | 0.0058283 | 0.2781 | 1218.2513 | 6883.6491 | 0.18573 | 8859.2653 | 0.042449 | 0.020059 | 0.24947 | 0.0085824 | 0.25805 | 1130.4017 | 6883.6491 | 0.18573 | 8893.6035 | 0.0042 | 0.17265 | 0.00057666 | 0.17322 | 758.0301 | 6883.6491 | 0.18573 | 8224.1925 | 0.0042 | 0.26349 | 0.00057666 | 0.26407 | 1155.9897 | 6883.6491 | 0.18573 | 8669.5833 | 0.0042 | 0.020059 | 0.24413 | 0.0033308 | 0.24746 | 1083.2173
05/07 02:00:00 | 51.98 | 11.1 | 23.41% | 1.101 | 40806.9675 | 1.1062 | 3.9825 | 4.0124 | 3.6112 | 0.21266 | 0.7043 | 0.0967 | 380.7262 | 1.101 | 40806.9675 | 1.1062 | 4.3143 | 4.3468 | 3.6948 | 0.16869 | 0.54604 | 0.074971 | 372.1433 | 8677.8239 | 0.23413 | 10713.3629 | 0.053513 | 0.20797 | 0.0073474 | 0.21532 | 748.4195 | 8677.8239 | 0.23413 | 10713.3629 | 0.053513 | 0.34324 | 0.0073474 | 0.35059 | 1218.6019 | 8677.8239 | 0.23413 | 11168.3706 | 0.053513 | 0.025288 | 0.31449 | 0.010819 | 0.32531 | 1130.727 | 8677.8239 | 0.23413 | 11211.6588 | 0.0042 | 0.21764 | 0.00057666 | 0.21822 | 758.2483 | 8677.8239 | 0.23413 | 10367.7705 | 0.0042 | 0.33217 | 0.00057666 | 0.33275 | 1156.3224 | 8677.8239 | 0.23413 | 10929.2493 | 0.0042 | 0.025288 | 0.30776 | 0.0040487 | 0.3118 | 1083.5291
05/07 03:00:00 | 50 | 10 | 28.94% | 1.0687 | 39609.8985 | 1.0959 | 3.9451 | 3.9508 | 3.5557 | 0.27083 | 0.88424 | 0.12141 | 380.8476 | 1.0687 | 39609.8985 | 1.0959 | 4.2739 | 4.28 | 3.638 | 0.27083 | 0.86424 | 0.11866 | 372.2619 | 10727.6829 | 0.28944 | 13244.053 | 0.066154 | 0.2571 | 0.009083 | 0.26618 | 748.6857 | 10727.6829 | 0.28944 | 13244.053 | 0.066154 | 0.42432 | 0.009083 | 0.4334 | 1219.0353 | 10727.6829 | 0.28944 | 13806.5417 | 0.066154 | 0.031261 | 0.38878 | 0.013375 | 0.40215 | 1131.1291 | 10727.6829 | 0.28944 | 13860.0554 | 0.0042 | 0.26906 | 0.00057666 | 0.26963 | 758.518 | 10727.6829 | 0.28944 | 12816.8255 | 0.0042 | 0.41063 | 0.00057666 | 0.41121 | 1156.7337 | 10727.6829 | 0.28944 | 13510.9356 | 0.0042 | 0.031261 | 0.38045 | 0.0048688 | 0.38532 | 1083.9144
05/07 04:00:00 | 50 | 10 | 33.06% | 1.0687 | 39609.8985 | 1.0959 | 3.9451 | 3.9508 | 3.5557 | 0.30937 | 1.0101 | 0.13868 | 380.9863 | 1.0687 | 39609.8985 | 1.0959 | 4.2739 | 4.28 | 3.638 | 0.27083 | 0.86424 | 0.11866 | 372.3806 | 12254.28 | 0.33063 | 15128.7407 | 0.075568 | 0.29368 | 0.010375 | 0.30406 | 748.9897 | 12254.28 | 0.33063 | 15128.7407 | 0.075568 | 0.4847 | 0.010375 | 0.49508 | 1219.5304 | 12254.28 | 0.33063 | 15771.2741 | 0.075568 | 0.03571 | 0.4441 | 0.015278 | 0.45938 | 1131.5885 | 12254.28 | 0.33063 | 15832.4031 | 0.0042 | 0.30734 | 0.00057666 | 0.30792 | 758.8259 | 12254.28 | 0.33063 | 14640.7168 | 0.0042 | 0.46907 | 0.00057666 | 0.46965 | 1157.2033 | 12254.28 | 0.33063 | 15433.602 | 0.0042 | 0.03571 | 0.43459 | 0.0054796 | 0.44007 | 1084.3545
05/07 05:00:00 | 48.92 | 9.4 | 36.21% | 1.0513 | 38964.1908 | 1.0894 | 3.9218 | 3.9165 | 3.5248 | 0.34445 | 1.116 | 0.15322 | 381.1395 | 1.0513 | 38964.1908 | 1.0894 | 4.2486 | 4.2428 | 3.6064 | 0.34445 | 1.0907 | 0.14975 | 372.5304 | 13421.265 | 0.36212 | 16569.4629 | 0.082764 | 0.32165 | 0.011364 | 0.33302 | 749.3227 | 13421.265 | 0.36212 | 16569.4629 | 0.082764 | 0.53086 | 0.011364 | 0.54223 | 1220.0726 | 13421.265 | 0.36212 | 17273.1853 | 0.082764 | 0.03911 | 0.48639 | 0.016733 | 0.50313 | 1132.0916 | 13421.265 | 0.36212 | 17340.1356 | 0.0042 | 0.33661 | 0.00057666 | 0.33719 | 759.1631 | 13421.265 | 0.36212 | 16034.9641 | 0.0042 | 0.51374 | 0.00057666 | 0.51432 | 1157.7176 | 13421.265 | 0.36212 | 16903.3564 | 0.0042 | 0.03911 | 0.47598 | 0.0059465 | 0.48193 | 1084.8364
05/07 06:00:00 | 51.98 | 11.1 | 34.79% | 1.101 | 40806.9675 | 1.1062 | 3.9825 | 4.0124 | 3.6112 | 0.31595 | 1.0464 | 0.14367 | 381.2832 | 1.101 | 40806.9675 | 1.1062 | 4.3143 | 4.3468 | 3.6948 | 0.3289 | 1.0646 | 0.14617 | 372.6765 | 12893.0817 | 0.34786 | 15917.3848 | 0.079507 | 0.30899 | 0.010916 | 0.31991 | 749.6426 | 12893.0817 | 0.34786 | 15917.3848 | 0.079507 | 0.50997 | 0.010916 | 0.52089 | 1220.5935 | 12893.0817 | 0.34786 | 16593.4127 | 0.079507 | 0.037571 | 0.46725 | 0.016075 | 0.48333 | 1132.5749 | 12893.0817 | 0.34786 | 16657.7283 | 0.0042 | 0.32337 | 0.00057666 | 0.32394 | 759.487 | 12893.0817 | 0.34786 | 15403.9208 | 0.0042 | 0.49352 | 0.00057666 | 0.4941 | 1158.2117 | 12893.0817 | 0.34786 | 16238.1381 | 0.0042 | 0.037571 | 0.45725 | 0.0057352 | 0.46298 | 1085.2994
05/07 07:00:00 | 51.98 | 11.1 | 23.27% | 1.101 | 40806.9675 | 1.1062 | 3.9825 | 4.0124 | 3.6112 | 0.21134 | 0.69995 | 0.096104 | 381.3793 | 1.101 | 40806.9675 | 1.1062 | 4.3143 | 4.3468 | 3.6948 | 0.21134 | 0.68412 | 0.09393 | 372.7705 | 8624.3396 | 0.23269 | 10647.3328 | 0.053183 | 0.20669 | 0.0073021 | 0.21399 | 749.8566 | 8624.3396 | 0.23269 | 10647.3328 | 0.053183 | 0.34113 | 0.0073021 | 0.34843 | 1220.9419 | 8624.3396 | 0.23269 | 11099.5362 | 0.053183 | 0.025132 | 0.31255 | 0.010753 | 0.3233 | 1132.8982 | 8624.3396 | 0.23269 | 11142.5576 | 0.0042 | 0.2163 | 0.00057666 | 0.21688 | 759.7039 | 8624.3396 | 0.23269 | 10303.8705 | 0.0042 | 0.33012 | 0.00057666 | 0.3307 | 1158.5424 | 8624.3396 | 0.23269 | 10861.8887 | 0.0042 | 0.025132 | 0.30586 | 0.0040273 | 0.30989 | 1085.6093
05/07 08:00:00 | 51.98 | 11.1 | 19.65% | 1.101 | 40806.9675 | 1.1062 | 3.9825 | 4.0124 | 3.6112 | 0.17843 | 0.59094 | 0.081136 | 381.4604 | 1.101 | 40806.9675 | 1.1062 | 4.3143 | 4.3468 | 3.6948 | 0.21134 | 0.68412 | 0.09393 | 372.8644 | 7281.1323 | 0.19645 | 8989.0522 | 0.0449 | 0.1745 | 0.0061648 | 0.18066 | 750.0373 | 7281.1323 | 0.19645 | 8989.0522 | 0.0449 | 0.288 | 0.0061648 | 0.29416 | 1221.2361 | 7281.1323 | 0.19645 | 9370.8266 | 0.0449 | 0.021218 | 0.26387 | 0.009078 | 0.27295 | 1133.1712 | 7281.1323 | 0.19645 | 9407.1476 | 0.0042 | 0.18261 | 0.00057666 | 0.18319 | 759.8871 | 7281.1323 | 0.19645 | 8699.0828 | 0.0042 | 0.27871 | 0.00057666 | 0.27928 | 1158.8217 | 7281.1323 | 0.19645 | 9170.1918 | 0.0042 | 0.021218 | 0.25822 | 0.0034898 | 0.26171 | 1085.871
05/07 09:00:00 | 60.98 | 16.1 | 13.46% | 1.2536 | 46464.6508 | 1.1263 | 4.0545 | 4.274 | 3.8466 | 0.10738 | 0.38015 | 0.052194 | 381.5126 | 1.2536 | 46464.6508 | 1.1263 | 4.3924 | 4.6301 | 3.9356 | 0.10738 | 0.37155 | 0.051013 | 372.9154 | 4989.2308 | 0.13461 | 6159.5442 | 0.030767 | 0.11957 | 0.0042243 | 0.1238 | 750.1611 | 4989.2308 | 0.13461 | 6159.5442 | 0.030767 | 0.19734 | 0.0042243 | 0.20157 | 1221.4376 | 4989.2308 | 0.13461 | 6421.1464 | 0.030767 | 0.014539 | 0.18081 | 0.0062205 | 0.18703 | 1133.3582 | 4989.2308 | 0.13461 | 6446.0346 | 0.0042 | 0.12513 | 0.00057666 | 0.12571 | 760.0128 | 4989.2308 | 0.13461 | 5960.8492 | 0.0042 | 0.19098 | 0.00057666 | 0.19155 | 1159.0132 | 4989.2308 | 0.13461 | 6283.666 | 0.0042 | 0.014539 | 0.17694 | 0.0025729 | 0.17951 | 1086.0505
05/07 10:00:00 | 62.96 | 17.2 | 6.123% | 1.2885 | 47756.9624 | 1.1244 | 4.0478 | 4.3283 | 3.8955 | 0.047522 | 0.17075 | 0.023444 | 381.5361 | 1.2885 | 47756.9624 | 1.1244 | 4.3851 | 4.689 | 3.9857 | 0.10447 | 0.36688 | 0.050372 | 372.9658 | 2269.4839 | 0.061232 | 2801.832 | 0.013995 | 0.05439 | 0.0019215 | 0.056312 | 750.2174 | 2269.4839 | 0.061232 | 2801.832 | 0.013995 | 0.089767 | 0.0019215 | 0.091688 | 1221.5293 | 2269.4839 | 0.061232 | 2920.8287 | 0.013995 | 0.0066134 | 0.082247 | 0.0028296 | 0.085077 | 1133.4433 | 2269.4839 | 0.061232 | 2932.1498 | 0.0042 | 0.05692 | 0.00057666 | 0.057497 | 760.0703 | 2269.4839 | 0.061232 | 2711.4503 | 0.0042 | 0.086871 | 0.00057666 | 0.087448 | 1159.1007 | 2269.4839 | 0.061232 | 2858.2921 | 0.0042 | 0.0066134 | 0.080486 | 0.0014847 | 0.081971 | 1086.1325
05/07 11:00:00 | 64.94 | 18.3 | 3.601% | 1.3238 | 49066.449 | 1.1202 | 4.0329 | 4.3819 | 3.9437 | 0.027203 | 0.099193 | 0.013619 | 381.5497 | 1.3238 | 49066.449 | 1.1202 | 4.3689 | 4.7471 | 4.035 | 0.027203 | 0.096949 | 0.013311 | 372.9791 | 1334.7499 | 0.036013 | 1647.8394 | 0.008231 | 0.031988 | 0.0011301 | 0.033119 | 750.2505 | 1334.7499 | 0.036013 | 1647.8394 | 0.008231 | 0.052795 | 0.0011301 | 0.053925 | 1221.5832 | 1334.7499 | 0.036013 | 1717.8249 | 0.008231 | 0.0038895 | 0.048372 | 0.0016641 | 0.050036 | 1133.4933 | 1334.7499 | 0.036013 | 1724.4831 | 0.0042 | 0.033476 | 0.00057666 | 0.034053 | 760.1043 | 1334.7499 | 0.036013 | 1594.6833 | 0.0042 | 0.051092 | 0.00057666 | 0.051668 | 1159.1524 | 1334.7499 | 0.036013 | 1681.0452 | 0.0042 | 0.0038895 | 0.047336 | 0.0011107 | 0.048447 | 1086.1809
05/07 12:00:00 | 66.02 | 18.9 | 3.483% | 1.3433 | 49787.9534 | 1.117 | 4.0213 | 4.4109 | 3.9698 | 0.02593 | 0.09531 | 0.013086 | 381.5628 | 1.3433 | 49787.9534 | 1.117 | 4.3565 | 4.7785 | 4.0617 | 0.026809 | 0.096312 | 0.013224 | 372.9923 | 1290.9776 | 0.034832 | 1593.7995 | 0.007961 | 0.030939 | 0.001093 | 0.032032 | 750.2825 | 1290.9776 | 0.034832 | 1593.7995 | 0.007961 | 0.051063 | 0.001093 | 0.052156 | 1221.6354 | 1290.9776 | 0.034832 | 1661.4898 | 0.007961 | 0.003762 | 0.046786 | 0.0016096 | 0.048395 | 1133.5417 | 1290.9776 | 0.034832 | 1667.9297 | 0.0042 | 0.032378 | 0.00057666 | 0.032955 | 760.1373 | 1290.9776 | 0.034832 | 1542.3866 | 0.0042 | 0.049416 | 0.00057666 | 0.049993 | 1159.2024 | 1290.9776 | 0.034832 | 1625.9163 | 0.0042 | 0.003762 | 0.045784 | 0.0010932 | 0.046877 | 1086.2278
05/07 13:00:00 | 66.02 | 18.9 | 4.964% | 1.3433 | 49787.9534 | 1.117 | 4.0213 | 4.4109 | 3.9698 | 0.036956 | 0.13584 | 0.018651 | 381.5814 | 1.3433 | 49787.9534 | 1.117 | 4.3565 | 4.7785 | 4.0617 | 0.036956 | 0.13277 | 0.018229 | 373.0105 | 1839.9612 | 0.049643 | 2271.5571 | 0.011346 | 0.044096 | 0.0015579 | 0.045654 | 750.3282 | 1839.9612 | 0.049643 | 2271.5571 | 0.011346 | 0.072778 | 0.0015579 | 0.074336 | 1221.7097 | 1839.9612 | 0.049643 | 2368.0325 | 0.011346 | 0.0053618 | 0.066681 | 0.002294 | 0.068975 | 1133.6107 | 1839.9612 | 0.049643 | 2377.2109 | 0.0042 | 0.046147 | 0.00057666 | 0.046724 | 760.184 | 1839.9612 | 0.049643 | 2198.2811 | 0.0042 | 0.07043 | 0.00057666 | 0.071007 | 1159.2734 | 1839.9612 | 0.049643 | 2317.3315 | 0.0042 | 0.0053618 | 0.065253 | 0.0013128 | 0.066566 | 1086.2944
05/07 14:00:00 | 69.98 | 21.1 | 3.495% | 1.4159 | 52477.1875 | 1.0999 | 3.9595 | 4.5163 | 4.0647 | 0.024684 | 0.093402 | 0.012824 | 381.5942 | 1.4159 | 52477.1875 | 1.0999 | 4.2895 | 4.8927 | 4.1588 | 0.035062 | 0.12967 | 0.017803 | 373.0283 | 1295.3668 | 0.03495 | 1599.2182 | 0.0079881 | 0.031045 | 0.0010968 | 0.032141 | 750.3603 | 1295.3668 | 0.03495 | 1599.2182 | 0.0079881 | 0.051237 | 0.0010968 | 0.052334 | 1221.7621 | 1295.3668 | 0.03495 | 1667.1387 | 0.0079881 | 0.0037748 | 0.046945 | 0.001615 | 0.04856 | 1133.6593 | 1295.3668 | 0.03495 | 1673.6005 | 0.0042 | 0.032488 | 0.00057666 | 0.033065 | 760.2171 | 1295.3668 | 0.03495 | 1547.6305 | 0.0042 | 0.049584 | 0.00057666 | 0.050161 | 1159.3235 | 1295.3668 | 0.03495 | 1631.4443 | 0.0042 | 0.0037748 | 0.04594 | 0.0010949 | 0.047035 | 1086.3414
05/07 15:00:00 | 71.96 | 22.2 | 0.3852% | 1.4528 | 53847.5669 | 1.0882 | 3.9177 | 4.5689 | 4.112 | 0.0026512 | 0.010175 | 0.0013971 | 381.5956 | 1.4528 | 53847.5669 | 1.0882 | 4.2442 | 4.9496 | 4.2072 | 0.0026512 | 0.0099452 | 0.0013655 | 373.0297 | 142.7625 | 0.0038518 | 176.25 | 0.00088037 | 0.0034214 | 0.00012087 | 0.0035423 | 750.3639 | 142.7625 | 0.0038518 | 176.25 | 0.00088037 | 0.0056468 | 0.00012087 | 0.0057677 | 1221.7678 | 142.7625 | 0.0038518 | 183.7355 | 0.00088037 | 0.00041602 | 0.0051738 | 0.00017799 | 0.0053518 | 1133.6646 | 142.7625 | 0.0038518 | 184.4476 | 0.0042 | 0.0035806 | 0.00057666 | 0.0041572 | 760.2212 | 142.7625 | 0.0038518 | 170.5645 | 0.0042 | 0.0054647 | 0.00057666 | 0.0060413 | 1159.3296 | 142.7625 | 0.0038518 | 179.8016 | 0.0042 | 0.00041602 | 0.005063 | 0.00063378 | 0.0056968 | 1086.3471
05/07 16:00:00 | 71.96 | 22.2 | 0% | 1.4528 | 53847.5669 | 1.0882 | 3.9177 | 4.5689 | 4.112 | 0 | 0 | 0 | 381.5956 | 1.4528 | 53847.5669 | 1.0882 | 4.2442 | 4.9496 | 4.2072 | 0.0026512 | 0.0099452 | 0.0013655 | 373.0311 | 0 | 0 | 0 | 0 | 0 | 0 | 0 | 750.3639 | 0 | 0 | 0 | 0 | 0 | 0 | 0 | 1221.7678 | 0 | 0 | 0 | 0 | 0 | 0 | 0 | 0 | 1133.6646 | 0 | 0 | 0 | 0.0042 | 0 | 0.00057666 | 0.00057666 | 760.2218 | 0 | 0 | 0 | 0.0042 | 0 | 0.00057666 | 0.00057666 | 1159.3301 | 0 | 0 | 0 | 0.0042 | 0 | 0 | 0.00057666 | 0.00057666 | 1086.3477
05/07 17:00:00 | 71.06 | 21.7 | 0% | 1.436 | 53222.538 | 1.0938 | 3.9376 | 4.545 | 4.0905 | 0 | 0 | 0 | 381.5956 | 1.436 | 53222.538 | 1.0938 | 4.2657 | 4.9237 | 4.1852 | 0 | 0 | 0 | 373.0311 | 0 | 0 | 0 | 0 | 0 | 0 | 0 | 750.3639 | 0 | 0 | 0 | 0 | 0 | 0 | 0 | 1221.7678 | 0 | 0 | 0 | 0 | 0 | 0 | 0 | 0 | 1133.6646 | 0 | 0 | 0 | 0.0042 | 0 | 0.00057666 | 0.00057666 | 760.2224 | 0 | 0 | 0 | 0.0042 | 0 | 0.00057666 | 0.00057666 | 1159.3307 | 0 | 0 | 0 | 0.0042 | 0 | 0 | 0.00057666 | 0.00057666 | 1086.3483
05/07 18:00:00 | 68 | 20 | 0% | 1.3794 | 51123.983 | 1.1095 | 3.9942 | 4.4638 | 4.0174 | 0 | 0 | 0 | 381.5956 | 1.3794 | 51123.983 | 1.1095 | 4.327 | 4.8357 | 4.1104 | 0 | 0 | 0 | 373.0311 | 0 | 0 | 0 | 0 | 0 | 0 | 0 | 750.3639 | 0 | 0 | 0 | 0 | 0 | 0 | 0 | 1221.7678 | 0 | 0 | 0 | 0 | 0 | 0 | 0 | 0 | 1133.6646 | 0 | 0 | 0 | 0.0042 | 0 | 0.00057666 | 0.00057666 | 760.223 | 0 | 0 | 0 | 0.0042 | 0 | 0.00057666 | 0.00057666 | 1159.3313 | 0 | 0 | 0 | 0.0042 | 0 | 0 | 0.00057666 | 0.00057666 | 1086.3488
05/07 19:00:00 | 68 | 20 | 0% | 1.3794 | 51123.983 | 1.1095 | 3.9942 | 4.4638 | 4.0174 | 0 | 0 | 0 | 381.5956 | 1.3794 | 51123.983 | 1.1095 | 4.327 | 4.8357 | 4.1104 | 0 | 0 | 0 | 373.0311 | 0 | 0 | 0 | 0 | 0 | 0 | 0 | 750.3639 | 0 | 0 | 0 | 0 | 0 | 0 | 0 | 1221.7678 | 0 | 0 | 0 | 0 | 0 | 0 | 0 | 0 | 1133.6646 | 0 | 0 | 0 | 0.0042 | 0 | 0.00057666 | 0.00057666 | 760.2236 | 0 | 0 | 0 | 0.0042 | 0 | 0.00057666 | 0.00057666 | 1159.3319 | 0 | 0 | 0 | 0.0042 | 0 | 0 | 0.00057666 | 0.00057666 | 1086.3494
05/07 20:00:00 | 57.02 | 13.9 | 0.4612% | 1.1853 | 43931.5522 | 1.1231 | 4.0433 | 4.1622 | 3.746 | 0.0038907 | 0.013373 | 0.0018361 | 381.5975 | 1.1853 | 43931.5522 | 1.1231 | 4.3802 | 4.5091 | 3.8327 | 0 | 0 | 0 | 373.0311 | 170.9266 | 0.0046117 | 211.0205 | 0.001054 | 0.0040964 | 0.00014472 | 0.0042411 | 750.3681 | 170.9266 | 0.0046117 | 211.0205 | 0.001054 | 0.0067608 | 0.00014472 | 0.0069055 | 1221.7747 | 170.9266 | 0.0046117 | 219.9827 | 0.001054 | 0.00049809 | 0.0061945 | 0.00021311 | 0.0064076 | 1133.671 | 170.9266 | 0.0046117 | 220.8354 | 0.0042 | 0.0042869 | 0.00057666 | 0.0048636 | 760.2284 | 170.9266 | 0.0046117 | 204.2134 | 0.0042 | 0.0065427 | 0.00057666 | 0.0071194 | 1159.339 | 170.9266 | 0.0046117 | 215.2728 | 0.0042 | 0.00049809 | 0.0060618 | 0.00064505 | 0.0067069 | 1086.3561
05/07 21:00:00 | 55.04 | 12.8 | 4.896% | 1.1518 | 42690.7653 | 1.1182 | 4.0255 | 4.1045 | 3.694 | 0.042511 | 0.14399 | 0.019769 | 381.6172 | 1.1518 | 42690.7653 | 1.1182 | 4.3609 | 4.4465 | 3.7795 | 0.042511 | 0.14073 | 0.019322 | 373.0504 | 1814.8072 | 0.048965 | 2240.5028 | 0.011191 | 0.043493 | 0.0015366 | 0.04503 | 750.4132 | 1814.8072 | 0.048965 | 2240.5028 | 0.011191 | 0.071783 | 0.0015366 | 0.073319 | 1221.8481 | 1814.8072 | 0.048965 | 2335.6593 | 0.011191 | 0.0052885 | 0.065769 | 0.0022627 | 0.068032 | 1133.7391 | 1814.8072 | 0.048965 | 2344.7122 | 0.0042 | 0.045516 | 0.00057666 | 0.046093 | 760.2745 | 1814.8072 | 0.048965 | 2168.2285 | 0.0042 | 0.069467 | 0.00057666 | 0.070044 | 1159.409 | 1814.8072 | 0.048965 | 2285.6514 | 0.0042 | 0.0052885 | 0.064361 | 0.0013028 | 0.065664 | 1086.4218
05/07 22:00:00 | 53.06 | 11.7 | 9.377% | 1.1188 | 41467.1533 | 1.111 | 3.9997 | 4.0453 | 3.6408 | 0.083813 | 0.27978 | 0.038413 | 381.6556 | 1.1188 | 41467.1533 | 1.111 | 4.333 | 4.3824 | 3.7251 | 0.043765 | 0.14279 | 0.019605 | 373.07 | 3475.4872 | 0.093771 | 4290.725 | 0.021432 | 0.083293 | 0.0029426 | 0.086236 | 750.4994 | 3475.4872 | 0.093771 | 4290.725 | 0.021432 | 0.13747 | 0.0029426 | 0.14041 | 1221.9885 | 3475.4872 | 0.093771 | 4472.9565 | 0.021432 | 0.010128 | 0.12595 | 0.0043332 | 0.13029 | 1133.8693 | 3475.4872 | 0.093771 | 4490.2936 | 0.0042 | 0.087167 | 0.00057666 | 0.087744 | 760.3623 | 3475.4872 | 0.093771 | 4152.3145 | 0.0042 | 0.13303 | 0.00057666 | 0.13361 | 1159.5426 | 3475.4872 | 0.093771 | 4377.1879 | 0.0042 | 0.010128 | 0.12326 | 0.0019672 | 0.12522 | 1086.547
05/07 23:00:00 | 51.08 | 10.6 | 16.18% | 1.0863 | 40260.7161 | 1.1018 | 3.9664 | 3.9846 | 3.5861 | 0.14893 | 0.49004 | 0.067283 | 381.7229 | 1.0863 | 40260.7161 | 1.1018 | 4.2969 | 4.3166 | 3.6692 | 0.14893 | 0.47896 | 0.065761 | 373.1358 | 5996.1354 | 0.16178 | 7402.6363 | 0.036976 | 0.1437 | 0.0050768 | 0.14878 | 750.6482 | 5996.1354 | 0.16178 | 7402.6363 | 0.036976 | 0.23717 | 0.0050768 | 0.24225 | 1222.2307 | 5996.1354 | 0.16178 | 7717.034 | 0.036976 | 0.017473 | 0.2173 | 0.0074759 | 0.22478 | 1134.0941 | 5996.1354 | 0.16178 | 7746.945 | 0.0042 | 0.15039 | 0.00057666 | 0.15096 | 760.5132 | 5996.1354 | 0.16178 | 7163.8416 | 0.0042 | 0.22952 | 0.00057666 | 0.2301 | 1159.7727 | 5996.1354 | 0.16178 | 7551.8078 | 0.0042 | 0.017473 | 0.21265 | 0.0029757 | 0.21563 | 1086.7626
05/07 24:00:00 | 48.92 | 9.4 | 23.37% | 1.0513 | 38964.1908 | 1.0894 | 3.9218 | 3.9165 | 3.5248 | 0.22231 | 0.72026 | 0.098892 | 381.8218 | 1.0513 | 38964.1908 | 1.0894 | 4.2486 | 4.2428 | 3.6064 | 0.15389 | 0.48729 | 0.066905 | 373.2027 | 8662.3103 | 0.23372 | 10694.2103 | 0.053418 | 0.2076 | 0.0073342 | 0.21493 | 750.8631 | 8662.3103 | 0.23372 | 10694.2103 | 0.053418 | 0.34263 | 0.0073342 | 0.34996 | 1222.5807 | 8662.3103 | 0.23372 | 11148.4046 | 0.053418 | 0.025243 | 0.31393 | 0.0108 | 0.32473 | 1134.4189 | 8662.3103 | 0.23372 | 11191.6154 | 0.0042 | 0.21726 | 0.00057666 | 0.21783 | 760.731 | 8662.3103 | 0.23372 | 10349.2358 | 0.0042 | 0.33158 | 0.00057666 | 0.33215 | 1160.1049 | 8662.3103 | 0.23372 | 10909.7108 | 0.0042 | 0.025243 | 0.3072 | 0.0040425 | 0.31125 | 1087.0739
05/08 01:00:00 | 48.92 | 9.4 | 28.68% | 1.0513 | 38964.1908 | 1.0894 | 3.9218 | 3.9165 | 3.5248 | 0.2728 | 0.88381 | 0.12135 | 381.9432 | 1.0513 | 38964.1908 | 1.0894 | 4.2486 | 4.2428 | 3.6064 | 0.2728 | 0.86382 | 0.1186 | 373.3213 | 10629.2916 | 0.28679 | 13122.5823 | 0.065547 | 0.25474 | 0.0089996 | 0.26374 | 751.1268 | 10629.2916 | 0.28679 | 13122.5823 | 0.065547 | 0.42043 | 0.0089996 | 0.42943 | 1223.0101 | 10629.2916 | 0.28679 | 13679.912 | 0.065547 | 0.030974 | 0.38521 | 0.013252 | 0.39846 | 1134.8173 | 10629.2916 | 0.28679 | 13732.9349 | 0.0042 | 0.26659 | 0.00057666 | 0.26716 | 760.9982 | 10629.2916 | 0.28679 | 12699.2732 | 0.0042 | 0.40687 | 0.00057666 | 0.40744 | 1160.5123 | 10629.2916 | 0.28679 | 13387.0172 | 0.0042 | 0.030974 | 0.37696 | 0.0048294 | 0.38179 | 1087.4557
05/08 02:00:00 | 48.02 | 8.9 | 32.12% | 1.0369 | 38430.0045 | 1.0836 | 3.9008 | 3.8874 | 3.4987 | 0.30979 | 0.99729 | 0.13693 | 382.0801 | 1.0369 | 38430.0045 | 1.0836 | 4.2259 | 4.2114 | 3.5797 | 0.27659 | 0.87026 | 0.11949 | 373.4408 | 11905.2797 | 0.32121 | 14697.8762 | 0.073416 | 0.28532 | 0.01008 | 0.2954 | 751.4222 | 11905.2797 | 0.32121 | 14697.8762 | 0.073416 | 0.4709 | 0.01008 | 0.48098 | 1223.4911 | 11905.2797 | 0.32121 | 15322.1103 | 0.073416 | 0.034693 | 0.43145 | 0.014843 | 0.4463 | 1135.2636 | 11905.2797 | 0.32121 | 15381.4983 | 0.0042 | 0.29859 | 0.00057666 | 0.29917 | 761.2974 | 11905.2797 | 0.32121 | 14223.7511 | 0.0042 | 0.45571 | 0.00057666 | 0.45629 | 1160.9686 | 11905.2797 | 0.32121 | 14994.055 | 0.0042 | 0.034693 | 0.42222 | 0.00534 | 0.42756 | 1087.8832
05/08 03:00:00 | 46.94 | 8.3 | 35.35% | 1.0197 | 37793.6649 | 1.0761 | 3.8739 | 3.8522 | 3.4669 | 0.34667 | 1.1076 | 0.15207 | 382.2322 | 1.0197 | 37793.6649 | 1.0761 | 4.1967 | 4.1732 | 3.5472 | 0.34667 | 1.0825 | 0.14863 | 373.5894 | 13102.0758 | 0.3535 | 16175.4022 | 0.080796 | 0.314 | 0.011093 | 0.3251 | 751.7473 | 13102.0758 | 0.3535 | 16175.4022 | 0.080796 | 0.51824 | 0.011093 | 0.52933 | 1224.0204 | 13102.0758 | 0.3535 | 16862.3884 | 0.080796 | 0.03818 | 0.47483 | 0.016335 | 0.49116 | 1135.7548 | 13102.0758 | 0.3535 | 16927.7465 | 0.0042 | 0.32861 | 0.00057666 | 0.32918 | 761.6266 | 13102.0758 | 0.3535 | 15653.615 | 0.0042 | 0.50152 | 0.00057666 | 0.5021 | 1161.4707 | 13102.0758 | 0.3535 | 16501.3549 | 0.0042 | 0.03818 | 0.46466 | 0.0058188 | 0.47048 | 1088.3537
05/08 04:00:00 | 46.04 | 7.8 | 38.78% | 1.0055 | 37267.2853 | 1.0695 | 3.8501 | 3.8223 | 3.4401 | 0.3857 | 1.2246 | 0.16814 | 382.4003 | 1.0055 | 37267.2853 | 1.0695 | 4.1709 | 4.1409 | 3.5197 | 0.35157 | 1.091 | 0.14979 | 373.7392 | 14373.8084 | 0.38782 | 17745.4424 | 0.088638 | 0.34448 | 0.01217 | 0.35665 | 752.104 | 14373.8084 | 0.38782 | 17745.4424 | 0.088638 | 0.56854 | 0.01217 | 0.58071 | 1224.6011 | 14373.8084 | 0.38782 | 18499.1099 | 0.088638 | 0.041886 | 0.52091 | 0.017921 | 0.53883 | 1136.2936 | 14373.8084 | 0.38782 | 18570.8118 | 0.0042 | 0.3605 | 0.00057666 | 0.36108 | 761.9876 | 14373.8084 | 0.38782 | 17173.0088 | 0.0042 | 0.5502 | 0.00057666 | 0.55078 | 1162.0215 | 14373.8084 | 0.38782 | 18103.0332 | 0.0042 | 0.041886 | 0.50976 | 0.0063276 | 0.51609 | 1088.8698
05/08 05:00:00 | 46.04 | 7.8 | 39.85% | 1.0055 | 37267.2853 | 1.0695 | 3.8501 | 3.8223 | 3.4401 | 0.39633 | 1.2584 | 0.17277 | 382.5731 | 1.0055 | 37267.2853 | 1.0695 | 4.1709 | 4.1409 | 3.5197 | 0.39633 | 1.2299 | 0.16886 | 373.9081 | 14770.0815 | 0.39851 | 18234.6685 | 0.091082 | 0.35398 | 0.012506 | 0.36648 | 752.4705 | 14770.0815 | 0.39851 | 18234.6685 | 0.091082 | 0.58421 | 0.012506 | 0.59672 | 1225.1979 | 14770.0815 | 0.39851 | 19009.1139 | 0.091082 | 0.043041 | 0.53527 | 0.018415 | 0.55369 | 1136.8473 | 14770.0815 | 0.39851 | 19082.7926 | 0.0042 | 0.37044 | 0.00057666 | 0.37102 | 762.3587 | 14770.0815 | 0.39851 | 17646.4534 | 0.0042 | 0.56537 | 0.00057666 | 0.56595 | 1162.5874 | 14770.0815 | 0.39851 | 18602.1177 | 0.0042 | 0.043041 | 0.52381 | 0.0064862 | 0.5303 | 1089.4001
05/08 06:00:00 | 50 | 10 | 33.66% | 1.0687 | 39609.8985 | 1.0959 | 3.9451 | 3.9508 | 3.5557 | 0.31495 | 1.0283 | 0.14118 | 382.7143 | 1.0687 | 39609.8985 | 1.0959 | 4.2739 | 4.28 | 3.638 | 0.37289 | 1.1899 | 0.16337 | 374.0714 | 12475.0071 | 0.33658 | 15401.2433 | 0.076929 | 0.29897 | 0.010562 | 0.30954 | 752.78 | 12475.0071 | 0.33658 | 15401.2433 | 0.076929 | 0.49344 | 0.010562 | 0.504 | 1225.7018 | 12475.0071 | 0.33658 | 16055.3501 | 0.076929 | 0.036353 | 0.4521 | 0.015554 | 0.46765 | 1137.315 | 12475.0071 | 0.33658 | 16117.5802 | 0.0042 | 0.31288 | 0.00057666 | 0.31346 | 762.6721 | 12475.0071 | 0.33658 | 14904.429 | 0.0042 | 0.47752 | 0.00057666 | 0.47809 | 1163.0655 | 12475.0071 | 0.33658 | 15711.5958 | 0.0042 | 0.036353 | 0.44242 | 0.0055679 | 0.44799 | 1089.8481
05/08 07:00:00 | 50 | 10 | 16.86% | 1.0687 | 39609.8985 | 1.0959 | 3.9451 | 3.9508 | 3.5557 | 0.15777 | 0.51511 | 0.070725 | 382.785 | 1.0687 | 39609.8985 | 1.0959 | 4.2739 | 4.28 | 3.638 | 0.15777 | 0.50346 | 0.069125 | 374.1405 | 6249.366 | 0.16861 | 7715.2667 | 0.038538 | 0.14977 | 0.0052912 | 0.15506 | 752.9351 | 6249.366 | 0.16861 | 7715.2667 | 0.038538 | 0.24719 | 0.0052912 | 0.25248 | 1225.9543 | 6249.366 | 0.16861 | 8042.9421 | 0.038538 | 0.018211 | 0.22648 | 0.0077916 | 0.23427 | 1137.5492 | 6249.366 | 0.16861 | 8074.1163 | 0.0042 | 0.15674 | 0.00057666 | 0.15731 | 762.8294 | 6249.366 | 0.16861 | 7466.3871 | 0.0042 | 0.23921 | 0.00057666 | 0.23979 | 1163.3053 | 6249.366 | 0.16861 | 7870.738 | 0.0042 | 0.018211 | 0.22163 | 0.003077 | 0.22471 | 1090.0728
05/08 08:00:00 | 62.96 | 17.2 | 1.763% | 1.2885 | 47756.9624 | 1.1244 | 4.0478 | 4.3283 | 3.8955 | 0.013682 | 0.049161 | 0.0067497 | 382.7917 | 1.2885 | 47756.9624 | 1.1244 | 4.3851 | 4.689 | 3.9857 | 0.13086 | 0.45954 | 0.063095 | 374.2036 | 653.4141 | 0.01763 | 806.6841 | 0.0040294 | 0.01566 | 0.00055323 | 0.016213 | 752.9513 | 653.4141 | 0.01763 | 806.6841 | 0.0040294 | 0.025845 | 0.00055323 | 0.026398 | 1225.9807 | 653.4141 | 0.01763 | 840.9448 | 0.0040294 | 0.0019041 | 0.02368 | 0.00081467 | 0.024495 | 1137.5737 | 653.4141 | 0.01763 | 844.2043 | 0.0042 | 0.016388 | 0.00057666 | 0.016965 | 762.8464 | 653.4141 | 0.01763 | 780.662 | 0.0042 | 0.025011 | 0.00057666 | 0.025588 | 1163.3309 | 653.4141 | 0.01763 | 822.9397 | 0.0042 | 0.0019041 | 0.023173 | 0.00083809 | 0.024011 | 1090.0968
05/08 09:00:00 | 69.08 | 20.6 | 0% | 1.3992 | 51859.9654 | 1.1045 | 3.9762 | 4.4925 | 4.0432 | 0 | 0 | 0 | 382.7917 | 1.3992 | 51859.9654 | 1.1045 | 4.3075 | 4.8668 | 4.1368 | 0 | 0 | 0 | 374.2036 | 0 | 0 | 0 | 0 | 0 | 0 | 0 | 752.9513 | 0 | 0 | 0 | 0 | 0 | 0 | 0 | 1225.9807 | 0 | 0 | 0 | 0 | 0 | 0 | 0 | 0 | 1137.5737 | 0 | 0 | 0 | 0.0042 | 0 | 0.00057666 | 0.00057666 | 762.847 | 0 | 0 | 0 | 0.0042 | 0 | 0.00057666 | 0.00057666 | 1163.3315 | 0 | 0 | 0 | 0.0042 | 0 | 0 | 0.00057666 | 0.00057666 | 1090.0974
05/08 10:00:00 | 71.06 | 21.7 | 0% | 1.436 | 53222.538 | 1.0938 | 3.9376 | 4.545 | 4.0905 | 0 | 0 | 0 | 382.7917 | 1.436 | 53222.538 | 1.0938 | 4.2657 | 4.9237 | 4.1852 | 0 | 0 | 0 | 374.2036 | 0 | 0 | 0 | 0 | 0 | 0 | 0 | 752.9513 | 0 | 0 | 0 | 0 | 0 | 0 | 0 | 1225.9807 | 0 | 0 | 0 | 0 | 0 | 0 | 0 | 0 | 1137.5737 | 0 | 0 | 0 | 0.0042 | 0 | 0.00057666 | 0.00057666 | 762.8475 | 0 | 0 | 0 | 0.0042 | 0 | 0.00057666 | 0.00057666 | 1163.3321 | 0 | 0 | 0 | 0.0042 | 0 | 0 | 0.00057666 | 0.00057666 | 1090.098
05/08 11:00:00 | 73.94 | 23.3 | 0% | 1.4903 | 55235.1212 | 1.0748 | 3.8692 | 4.6215 | 4.1594 | 0 | 0 | 0 | 382.7917 | 1.4903 | 55235.1212 | 1.0748 | 4.1916 | 5.0067 | 4.2557 | 0 | 0 | 0 | 374.2036 | 0 | 0 | 0 | 0 | 0 | 0 | 0 | 752.9513 | 0 | 0 | 0 | 0 | 0 | 0 | 0 | 1225.9807 | 0 | 0 | 0 | 0 | 0 | 0 | 0 | 0 | 1137.5737 | 0 | 0 | 0 | 0.0042 | 0 | 0.00057666 | 0.00057666 | 762.8481 | 0 | 0 | 0 | 0.0042 | 0 | 0.00057666 | 0.00057666 | 1163.3326 | 0 | 0 | 0 | 0.0042 | 0 | 0 | 0.00057666 | 0.00057666 | 1090.0985
05/08 12:00:00 | 75.92 | 24.4 | 0% | 1.5282 | 56639.8504 | 1.0596 | 3.8146 | 4.6745 | 4.2071 | 0 | 0 | 0 | 382.7917 | 1.5282 | 56639.8504 | 1.0596 | 4.1325 | 5.0641 | 4.3044 | 0 | 0 | 0 | 374.2036 | 0 | 0 | 0 | 0 | 0 | 0 | 0 | 752.9513 | 0 | 0 | 0 | 0 | 0 | 0 | 0 | 1225.9807 | 0 | 0 | 0 | 0 | 0 | 0 | 0 | 0 | 1137.5737 | 0 | 0 | 0 | 0.0042 | 0 | 0.00057666 | 0.00057666 | 762.8487 | 0 | 0 | 0 | 0.0042 | 0 | 0.00057666 | 0.00057666 | 1163.3332 | 0 | 0 | 0 | 0.0042 | 0 | 0 | 0.00057666 | 0.00057666 | 1090.0991
05/08 13:00:00 | 75.92 | 24.4 | 0% | 1.5282 | 56639.8504 | 1.0596 | 3.8146 | 4.6745 | 4.2071 | 0 | 0 | 0 | 382.7917 | 1.5282 | 56639.8504 | 1.0596 | 4.1325 | 5.0641 | 4.3044 | 0 | 0 | 0 | 374.2036 | 0 | 0 | 0 | 0 | 0 | 0 | 0 | 752.9513 | 0 | 0 | 0 | 0 | 0 | 0 | 0 | 1225.9807 | 0 | 0 | 0 | 0 | 0 | 0 | 0 | 0 | 1137.5737 | 0 | 0 | 0 | 0.0042 | 0 | 0.00057666 | 0.00057666 | 762.8493 | 0 | 0 | 0 | 0.0042 | 0 | 0.00057666 | 0.00057666 | 1163.3338 | 0 | 0 | 0 | 0.0042 | 0 | 0 | 0.00057666 | 0.00057666 | 1090.0997
05/08 14:00:00 | 78.98 | 26.1 | 0% | 1.5877 | 58844.5776 | 1.0332 | 3.7194 | 4.7574 | 4.2816 | 0 | 0 | 0 | 382.7917 | 1.5877 | 58844.5776 | 1.0332 | 4.0294 | 5.1538 | 4.3808 | 0 | 0 | 0 | 374.2036 | 0 | 0 | 0 | 0 | 0 | 0 | 0 | 752.9513 | 0 | 0 | 0 | 0 | 0 | 0 | 0 | 1225.9807 | 0 | 0 | 0 | 0 | 0 | 0 | 0 | 0 | 1137.5737 | 0 | 0 | 0 | 0.0042 | 0 | 0.00057666 | 0.00057666 | 762.8499 | 0 | 0 | 0 | 0.0042 | 0 | 0.00057666 | 0.00057666 | 1163.3344 | 0 | 0 | 0 | 0.0042 | 0 | 0 | 0.00057666 | 0.00057666 | 1090.1003
05/08 15:00:00 | 78.98 | 26.1 | 0% | 1.5877 | 58844.5776 | 1.0332 | 3.7194 | 4.7574 | 4.2816 | 0 | 0 | 0 | 382.7917 | 1.5877 | 58844.5776 | 1.0332 | 4.0294 | 5.1538 | 4.3808 | 0 | 0 | 0 | 374.2036 | 0 | 0 | 0 | 0 | 0 | 0 | 0 | 752.9513 | 0 | 0 | 0 | 0 | 0 | 0 | 0 | 1225.9807 | 0 | 0 | 0 | 0 | 0 | 0 | 0 | 0 | 1137.5737 | 0 | 0 | 0 | 0.0042 | 0 | 0.00057666 | 0.00057666 | 762.8504 | 0 | 0 | 0 | 0.0042 | 0 | 0.00057666 | 0.00057666 | 1163.335 | 0 | 0 | 0 | 0.0042 | 0 | 0 | 0.00057666 | 0.00057666 | 1090.1008
05/08 16:00:00 | 80.06 | 26.7 | 0% | 1.6089 | 59632.5105 | 1.0231 | 3.6831 | 4.787 | 4.3083 | 0 | 0 | 0 | 382.7917 | 1.6089 | 59632.5105 | 1.0231 | 3.99 | 5.1859 | 4.408 | 0 | 0 | 0 | 374.2036 | 0 | 0 | 0 | 0 | 0 | 0 | 0 | 752.9513 | 0 | 0 | 0 | 0 | 0 | 0 | 0 | 1225.9807 | 0 | 0 | 0 | 0 | 0 | 0 | 0 | 0 | 1137.5737 | 0 | 0 | 0 | 0.0042 | 0 | 0.00057666 | 0.00057666 | 762.851 | 0 | 0 | 0 | 0.0042 | 0 | 0.00057666 | 0.00057666 | 1163.3355 | 0 | 0 | 0 | 0.0042 | 0 | 0 | 0.00057666 | 0.00057666 | 1090.1014
05/08 17:00:00 | 78.98 | 26.1 | 0% | 1.5877 | 58844.5776 | 1.0332 | 3.7194 | 4.7574 | 4.2816 | 0 | 0 | 0 | 382.7917 | 1.5877 | 58844.5776 | 1.0332 | 4.0294 | 5.1538 | 4.3808 | 0 | 0 | 0 | 374.2036 | 0 | 0 | 0 | 0 | 0 | 0 | 0 | 752.9513 | 0 | 0 | 0 | 0 | 0 | 0 | 0 | 1225.9807 | 0 | 0 | 0 | 0 | 0 | 0 | 0 | 0 | 1137.5737 | 0 | 0 | 0 | 0.0042 | 0 | 0.00057666 | 0.00057666 | 762.8516 | 0 | 0 | 0 | 0.0042 | 0 | 0.00057666 | 0.00057666 | 1163.3361 | 0 | 0 | 0 | 0.0042 | 0 | 0 | 0.00057666 | 0.00057666 | 1090.102
05/08 18:00:00 | 77 | 25 | 0% | 1.5491 | 57413.3053 | 1.0507 | 3.7824 | 4.7036 | 4.2332 | 0 | 0 | 0 | 382.7917 | 1.5491 | 57413.3053 | 1.0507 | 4.0976 | 5.0956 | 4.3312 | 0 | 0 | 0 | 374.2036 | 0 | 0 | 0 | 0 | 0 | 0 | 0 | 752.9513 | 0 | 0 | 0 | 0 | 0 | 0 | 0 | 1225.9807 | 0 | 0 | 0 | 0 | 0 | 0 | 0 | 0 | 1137.5737 | 0 | 0 | 0 | 0.0042 | 0 | 0.00057666 | 0.00057666 | 762.8522 | 0 | 0 | 0 | 0.0042 | 0 | 0.00057666 | 0.00057666 | 1163.3367 | 0 | 0 | 0 | 0.0042 | 0 | 0 | 0.00057666 | 0.00057666 | 1090.1026
05/08 19:00:00 | 77 | 25 | 0% | 1.5491 | 57413.3053 | 1.0507 | 3.7824 | 4.7036 | 4.2332 | 0 | 0 | 0 | 382.7917 | 1.5491 | 57413.3053 | 1.0507 | 4.0976 | 5.0956 | 4.3312 | 0 | 0 | 0 | 374.2036 | 0 | 0 | 0 | 0 | 0 | 0 | 0 | 752.9513 | 0 | 0 | 0 | 0 | 0 | 0 | 0 | 1225.9807 | 0 | 0 | 0 | 0 | 0 | 0 | 0 | 0 | 1137.5737 | 0 | 0 | 0 | 0.0042 | 0 | 0.00057666 | 0.00057666 | 762.8527 | 0 | 0 | 0 | 0.0042 | 0 | 0.00057666 | 0.00057666 | 1163.3373 | 0 | 0 | 0 | 0.0042 | 0 | 0 | 0.00057666 | 0.00057666 | 1090.1032
05/08 20:00:00 | 73.22 | 22.9 | 0% | 1.4766 | 54728.5688 | 1.0799 | 3.8876 | 4.6024 | 4.1421 | 0 | 0 | 0 | 382.7917 | 1.4766 | 54728.5688 | 1.0799 | 4.2115 | 4.9859 | 4.238 | 0 | 0 | 0 | 374.2036 | 0 | 0 | 0 | 0 | 0 | 0 | 0 | 752.9513 | 0 | 0 | 0 | 0 | 0 | 0 | 0 | 1225.9807 | 0 | 0 | 0 | 0 | 0 | 0 | 0 | 0 | 1137.5737 | 0 | 0 | 0 | 0.0042 | 0 | 0.00057666 | 0.00057666 | 762.8533 | 0 | 0 | 0 | 0.0042 | 0 | 0.00057666 | 0.00057666 | 1163.3378 | 0 | 0 | 0 | 0.0042 | 0 | 0 | 0.00057666 | 0.00057666 | 1090.1037
05/08 21:00:00 | 62.06 | 16.7 | 0% | 1.2726 | 47167.4189 | 1.1255 | 4.0519 | 4.3037 | 3.8734 | 0 | 0 | 0 | 382.7917 | 1.2726 | 47167.4189 | 1.1255 | 4.3895 | 4.6624 | 3.963 | 0 | 0 | 0 | 374.2036 | 0 | 0 | 0 | 0 | 0 | 0 | 0 | 752.9513 | 0 | 0 | 0 | 0 | 0 | 0 | 0 | 1225.9807 | 0 | 0 | 0 | 0 | 0 | 0 | 0 | 0 | 1137.5737 | 0 | 0 | 0 | 0.0042 | 0 | 0.00057666 | 0.00057666 | 762.8539 | 0 | 0 | 0 | 0.0042 | 0 | 0.00057666 | 0.00057666 | 1163.3384 | 0 | 0 | 0 | 0.0042 | 0 | 0 | 0.00057666 | 0.00057666 | 1090.1043
05/08 22:00:00 | 60.98 | 16.1 | 0% | 1.2536 | 46464.6508 | 1.1263 | 4.0545 | 4.274 | 3.8466 | 0 | 0 | 0 | 382.7917 | 1.2536 | 46464.6508 | 1.1263 | 4.3924 | 4.6301 | 3.9356 | 0 | 0 | 0 | 374.2036 | 0 | 0 | 0 | 0 | 0 | 0 | 0 | 752.9513 | 0 | 0 | 0 | 0 | 0 | 0 | 0 | 1225.9807 | 0 | 0 | 0 | 0 | 0 | 0 | 0 | 0 | 1137.5737 | 0 | 0 | 0 | 0.0042 | 0 | 0.00057666 | 0.00057666 | 762.8545 | 0 | 0 | 0 | 0.0042 | 0 | 0.00057666 | 0.00057666 | 1163.339 | 0 | 0 | 0 | 0.0042 | 0 | 0 | 0.00057666 | 0.00057666 | 1090.1049
05/08 23:00:00 | 59 | 15 | 0% | 1.2192 | 45189.514 | 1.1258 | 4.053 | 4.2187 | 3.7968 | 0 | 0 | 0 | 382.7917 | 1.2192 | 45189.514 | 1.1258 | 4.3908 | 4.5702 | 3.8847 | 0 | 0 | 0 | 374.2036 | 0 | 0 | 0 | 0 | 0 | 0 | 0 | 752.9513 | 0 | 0 | 0 | 0 | 0 | 0 | 0 | 1225.9807 | 0 | 0 | 0 | 0 | 0 | 0 | 0 | 0 | 1137.5737 | 0 | 0 | 0 | 0.0042 | 0 | 0.00057666 | 0.00057666 | 762.855 | 0 | 0 | 0 | 0.0042 | 0 | 0.00057666 | 0.00057666 | 1163.3396 | 0 | 0 | 0 | 0.0042 | 0 | 0 | 0.00057666 | 0.00057666 | 1090.1055
05/08 24:00:00 | 57.92 | 14.4 | 0% | 1.2007 | 44501.2239 | 1.1247 | 4.0487 | 4.188 | 3.7692 | 0 | 0 | 0 | 382.7917 | 1.2007 | 44501.2239 | 1.1247 | 4.3861 | 4.537 | 3.8565 | 0 | 0 | 0 | 374.2036 | 0 | 0 | 0 | 0 | 0 | 0 | 0 | 752.9513 | 0 | 0 | 0 | 0 | 0 | 0 | 0 | 1225.9807 | 0 | 0 | 0 | 0 | 0 | 0 | 0 | 0 | 1137.5737 | 0 | 0 | 0 | 0.0042 | 0 | 0.00057666 | 0.00057666 | 762.8556 | 0 | 0 | 0 | 0.0042 | 0 | 0.00057666 | 0.00057666 | 1163.3401 | 0 | 0 | 0 | 0.0042 | 0 | 0 | 0.00057666 | 0.00057666 | 1090.106
05/09 01:00:00 | 57.92 | 14.4 | 2.672% | 1.2007 | 44501.2239 | 1.1247 | 4.0487 | 4.188 | 3.7692 | 0.022252 | 0.076999 | 0.010572 | 382.8023 | 1.2007 | 44501.2239 | 1.1247 | 4.3861 | 4.537 | 3.8565 | 0.022252 | 0.075257 | 0.010333 | 374.214 | 990.2524 | 0.026718 | 1222.5338 | 0.0061066 | 0.023732 | 0.00083843 | 0.024571 | 752.9759 | 990.2524 | 0.026718 | 1222.5338 | 0.0061066 | 0.039168 | 0.00083843 | 0.040007 | 1226.0207 | 990.2524 | 0.026718 | 1274.4561 | 0.0061066 | 0.0028857 | 0.035887 | 0.0012346 | 0.037122 | 1137.6108 | 990.2524 | 0.026718 | 1279.3958 | 0.0042 | 0.024836 | 0.00057666 | 0.025413 | 762.881 | 990.2524 | 0.026718 | 1183.0972 | 0.0042 | 0.037905 | 0.00057666 | 0.038482 | 1163.3786 | 990.2524 | 0.026718 | 1247.1692 | 0.0042 | 0.0028857 | 0.035119 | 0.00097286 | 0.036092 | 1090.1421
05/09 02:00:00 | 55.94 | 13.3 | 8.912% | 1.167 | 43252.6302 | 1.1207 | 4.0346 | 4.1309 | 3.7178 | 0.076371 | 0.2604 | 0.035754 | 382.8381 | 1.167 | 43252.6302 | 1.1207 | 4.3708 | 4.4751 | 3.8039 | 0.022895 | 0.076298 | 0.010476 | 374.2245 | 3303.267 | 0.089125 | 4078.1074 | 0.02037 | 0.079166 | 0.0027968 | 0.081962 | 753.0578 | 3303.267 | 0.089125 | 4078.1074 | 0.02037 | 0.13066 | 0.0027968 | 0.13345 | 1226.1542 | 3303.267 | 0.089125 | 4251.3088 | 0.02037 | 0.0096259 | 0.11971 | 0.0041185 | 0.12383 | 1137.7347 | 3303.267 | 0.089125 | 4267.7868 | 0.0042 | 0.082848 | 0.00057666 | 0.083424 | 762.9645 | 3303.267 | 0.089125 | 3946.5555 | 0.0042 | 0.12644 | 0.00057666 | 0.12702 | 1163.5056 | 3303.267 | 0.089125 | 4160.2859 | 0.0042 | 0.0096259 | 0.11715 | 0.0018983 | 0.11905 | 1090.2612
05/09 03:00:00 | 55.04 | 12.8 | 14.27% | 1.1518 | 42690.7653 | 1.1182 | 4.0255 | 4.1045 | 3.694 | 0.12385 | 0.4195 | 0.057597 | 382.8957 | 1.1518 | 42690.7653 | 1.1182 | 4.3609 | 4.4465 | 3.7795 | 0.12385 | 0.41001 | 0.056294 | 374.2807 | 5287.4112 | 0.14266 | 6527.6681 | 0.032606 | 0.12672 | 0.0044768 | 0.13119 | 753.189 | 5287.4112 | 0.14266 | 6527.6681 | 0.032606 | 0.20914 | 0.0044768 | 0.21361 | 1226.3678 | 5287.4112 | 0.14266 | 6804.905 | 0.032606 | 0.015408 | 0.19162 | 0.0065923 | 0.19821 | 1137.9329 | 5287.4112 | 0.14266 | 6831.2806 | 0.0042 | 0.13261 | 0.00057666 | 0.13319 | 763.0976 | 5287.4112 | 0.14266 | 6317.0982 | 0.0042 | 0.20239 | 0.00057666 | 0.20297 | 1163.7086 | 5287.4112 | 0.14266 | 6659.208 | 0.0042 | 0.015408 | 0.18752 | 0.0026922 | 0.19021 | 1090.4514
05/09 04:00:00 | 53.96 | 12.2 | 18.17% | 1.1338 | 42021.2114 | 1.1146 | 4.0124 | 4.0724 | 3.6652 | 0.1603 | 0.53864 | 0.073955 | 382.9696 | 1.1338 | 42021.2114 | 1.1146 | 4.3467 | 4.4118 | 3.75 | 0.12583 | 0.41324 | 0.056738 | 374.3375 | 6735.9332 | 0.18174 | 8315.967 | 0.041538 | 0.16143 | 0.0057032 | 0.16714 | 753.3561 | 6735.9332 | 0.18174 | 8315.967 | 0.041538 | 0.26643 | 0.0057032 | 0.27214 | 1226.6399 | 6735.9332 | 0.18174 | 8669.1547 | 0.041538 | 0.019629 | 0.24411 | 0.0083983 | 0.25251 | 1138.1854 | 6735.9332 | 0.18174 | 8702.7561 | 0.0042 | 0.16894 | 0.00057666 | 0.16952 | 763.2672 | 6735.9332 | 0.18174 | 8047.71 | 0.0042 | 0.25784 | 0.00057666 | 0.25841 | 1163.967 | 6735.9332 | 0.18174 | 8483.5431 | 0.0042 | 0.019629 | 0.23889 | 0.0032717 | 0.24216 | 1090.6935
05/09 05:00:00 | 53.06 | 11.7 | 20.7% | 1.1188 | 41467.1533 | 1.111 | 3.9997 | 4.0453 | 3.6408 | 0.18499 | 0.61752 | 0.084786 | 383.0544 | 1.1188 | 41467.1533 | 1.111 | 4.333 | 4.3824 | 3.7251 | 0.18499 | 0.60355 | 0.082867 | 374.4204 | 7671.078 | 0.20697 | 9470.4667 | 0.047305 | 0.18384 | 0.006495 | 0.19034 | 753.5465 | 7671.078 | 0.20697 | 9470.4667 | 0.047305 | 0.30342 | 0.006495 | 0.30992 | 1226.9499 | 7671.078 | 0.20697 | 9872.6873 | 0.047305 | 0.022354 | 0.278 | 0.0095642 | 0.28757 | 1138.473 | 7671.078 | 0.20697 | 9910.9535 | 0.0042 | 0.19239 | 0.00057666 | 0.19297 | 763.4601 | 7671.078 | 0.20697 | 9164.9678 | 0.0042 | 0.29363 | 0.00057666 | 0.29421 | 1164.2612 | 7671.078 | 0.20697 | 9661.3073 | 0.0042 | 0.022354 | 0.27205 | 0.0036459 | 0.2757 | 1090.9692
05/09 06:00:00 | 57.92 | 14.4 | 16.6% | 1.2007 | 44501.2239 | 1.1247 | 4.0487 | 4.188 | 3.7692 | 0.13823 | 0.47833 | 0.065675 | 383.1201 | 1.2007 | 44501.2239 | 1.1247 | 4.3861 | 4.537 | 3.8565 | 0.17238 | 0.58299 | 0.080044 | 374.5004 | 6151.5863 | 0.16597 | 7594.551 | 0.037935 | 0.14743 | 0.0052084 | 0.15264 | 753.6991 | 6151.5863 | 0.16597 | 7594.551 | 0.037935 | 0.24332 | 0.0052084 | 0.24853 | 1227.1984 | 6151.5863 | 0.16597 | 7917.0995 | 0.037935 | 0.017926 | 0.22294 | 0.0076697 | 0.23061 | 1138.7036 | 6151.5863 | 0.16597 | 7947.7859 | 0.0042 | 0.15429 | 0.00057666 | 0.15486 | 763.615 | 6151.5863 | 0.16597 | 7349.5655 | 0.0042 | 0.23547 | 0.00057666 | 0.23605 | 1164.4973 | 6151.5863 | 0.16597 | 7747.5898 | 0.0042 | 0.017926 | 0.21816 | 0.0030379 | 0.2212 | 1091.1904
05/09 07:00:00 | 57.92 | 14.4 | 2.667% | 1.2007 | 44501.2239 | 1.1247 | 4.0487 | 4.188 | 3.7692 | 0.022212 | 0.076861 | 0.010553 | 383.1306 | 1.2007 | 44501.2239 | 1.1247 | 4.3861 | 4.537 | 3.8565 | 0.022212 | 0.075122 | 0.010314 | 374.5107 | 988.4734 | 0.02667 | 1220.3375 | 0.0060956 | 0.02369 | 0.00083692 | 0.024527 | 753.7237 | 988.4734 | 0.02667 | 1220.3375 | 0.0060956 | 0.039098 | 0.00083692 | 0.039935 | 1227.2383 | 988.4734 | 0.02667 | 1272.1665 | 0.0060956 | 0.0028805 | 0.035823 | 0.0012324 | 0.037055 | 1138.7406 | 988.4734 | 0.02667 | 1277.0974 | 0.0042 | 0.024791 | 0.00057666 | 0.025368 | 763.6404 | 988.4734 | 0.02667 | 1180.9718 | 0.0042 | 0.037837 | 0.00057666 | 0.038413 | 1164.5357 | 988.4734 | 0.02667 | 1244.9287 | 0.0042 | 0.0028805 | 0.035056 | 0.00097215 | 0.036028 | 1091.2265
05/09 08:00:00 | 71.06 | 21.7 | 0% | 1.436 | 53222.538 | 1.0938 | 3.9376 | 4.545 | 4.0905 | 0 | 0 | 0 | 383.1306 | 1.436 | 53222.538 | 1.0938 | 4.2657 | 4.9237 | 4.1852 | 0.018572 | 0.069222 | 0.0095041 | 374.5202 | 0 | 0 | 0 | 0 | 0 | 0 | 0 | 753.7237 | 0 | 0 | 0 | 0 | 0 | 0 | 0 | 1227.2383 | 0 | 0 | 0 | 0 | 0 | 0 | 0 | 0 | 1138.7406 | 0 | 0 | 0 | 0.0042 | 0 | 0.00057666 | 0.00057666 | 763.6409 | 0 | 0 | 0 | 0.0042 | 0 | 0.00057666 | 0.00057666 | 1164.5363 | 0 | 0 | 0 | 0.0042 | 0 | 0 | 0.00057666 | 0.00057666 | 1091.227
05/09 09:00:00 | 77 | 25 | 0% | 1.5491 | 57413.3053 | 1.0507 | 3.7824 | 4.7036 | 4.2332 | 0 | 0 | 0 | 383.1306 | 1.5491 | 57413.3053 | 1.0507 | 4.0976 | 5.0956 | 4.3312 | 0 | 0 | 0 | 374.5202 | 0 | 0 | 0 | 0 | 0 | 0 | 0 | 753.7237 | 0 | 0 | 0 | 0 | 0 | 0 | 0 | 1227.2383 | 0 | 0 | 0 | 0 | 0 | 0 | 0 | 0 | 1138.7406 | 0 | 0 | 0 | 0.0042 | 0 | 0.00057666 | 0.00057666 | 763.6415 | 0 | 0 | 0 | 0.0042 | 0 | 0.00057666 | 0.00057666 | 1164.5369 | 0 | 0 | 0 | 0.0042 | 0 | 0 | 0.00057666 | 0.00057666 | 1091.2276
05/09 10:00:00 | 80.96 | 27.2 | 0% | 1.6267 | 60293.0247 | 1.0144 | 3.6518 | 4.8119 | 4.3307 | 0 | 0 | 0 | 383.1306 | 1.6267 | 60293.0247 | 1.0144 | 3.9561 | 5.2129 | 4.4309 | 0 | 0 | 0 | 374.5202 | 0 | 0 | 0 | 0 | 0 | 0 | 0 | 753.7237 | 0 | 0 | 0 | 0 | 0 | 0 | 0 | 1227.2383 | 0 | 0 | 0 | 0 | 0 | 0 | 0 | 0 | 1138.7406 | 0 | 0 | 0 | 0.0042 | 0 | 0.00057666 | 0.00057666 | 763.6421 | 0 | 0 | 0 | 0.0042 | 0 | 0.00057666 | 0.00057666 | 1164.5374 | 0 | 0 | 0 | 0.0042 | 0 | 0 | 0.00057666 | 0.00057666 | 1091.2282
05/09 11:00:00 | 82.94 | 28.3 | 0% | 1.6663 | 61758.6468 | 0.99447 | 3.5801 | 4.8672 | 4.3805 | 0 | 0 | 0 | 383.1306 | 1.6663 | 61758.6468 | 0.99447 | 3.8784 | 5.2728 | 4.4819 | 0 | 0 | 0 | 374.5202 | 0 | 0 | 0 | 0 | 0 | 0 | 0 | 753.7237 | 0 | 0 | 0 | 0 | 0 | 0 | 0 | 1227.2383 | 0 | 0 | 0 | 0 | 0 | 0 | 0 | 0 | 1138.7406 | 0 | 0 | 0 | 0.0042 | 0 | 0.00057666 | 0.00057666 | 763.6427 | 0 | 0 | 0 | 0.0042 | 0 | 0.00057666 | 0.00057666 | 1164.538 | 0 | 0 | 0 | 0.0042 | 0 | 0 | 0.00057666 | 0.00057666 | 1091.2288
05/09 12:00:00 | 84.02 | 28.9 | 0% | 1.6881 | 62565.316 | 0.9832 | 3.5395 | 4.8978 | 4.408 | 0 | 0 | 0 | 383.1306 | 1.6881 | 62565.316 | 0.9832 | 3.8345 | 5.3059 | 4.51 | 0 | 0 | 0 | 374.5202 | 0 | 0 | 0 | 0 | 0 | 0 | 0 | 753.7237 | 0 | 0 | 0 | 0 | 0 | 0 | 0 | 1227.2383 | 0 | 0 | 0 | 0 | 0 | 0 | 0 | 0 | 1138.7406 | 0 | 0 | 0 | 0.0042 | 0 | 0.00057666 | 0.00057666 | 763.6432 | 0 | 0 | 0 | 0.0042 | 0 | 0.00057666 | 0.00057666 | 1164.5386 | 0 | 0 | 0 | 0.0042 | 0 | 0 | 0.00057666 | 0.00057666 | 1091.2294
05/09 13:00:00 | 84.02 | 28.9 | 0% | 1.6881 | 62565.316 | 0.9832 | 3.5395 | 4.8978 | 4.408 | 0 | 0 | 0 | 383.1306 | 1.6881 | 62565.316 | 0.9832 | 3.8345 | 5.3059 | 4.51 | 0 | 0 | 0 | 374.5202 | 0 | 0 | 0 | 0 | 0 | 0 | 0 | 753.7237 | 0 | 0 | 0 | 0 | 0 | 0 | 0 | 1227.2383 | 0 | 0 | 0 | 0 | 0 | 0 | 0 | 0 | 1138.7406 | 0 | 0 | 0 | 0.0042 | 0 | 0.00057666 | 0.00057666 | 763.6438 | 0 | 0 | 0 | 0.0042 | 0 | 0.00057666 | 0.00057666 | 1164.5392 | 0 | 0 | 0 | 0.0042 | 0 | 0 | 0.00057666 | 0.00057666 | 1091.2299
05/09 14:00:00 | 86 | 30 | 0% | 1.7283 | 64057.4811 | 0.96189 | 3.4628 | 4.9546 | 4.4591 | 0 | 0 | 0 | 383.1306 | 1.7283 | 64057.4811 | 0.96189 | 3.7514 | 5.3675 | 4.5624 | 0 | 0 | 0 | 374.5202 | 0 | 0 | 0 | 0 | 0 | 0 | 0 | 753.7237 | 0 | 0 | 0 | 0 | 0 | 0 | 0 | 1227.2383 | 0 | 0 | 0 | 0 | 0 | 0 | 0 | 0 | 1138.7406 | 0 | 0 | 0 | 0.0042 | 0 | 0.00057666 | 0.00057666 | 763.6444 | 0 | 0 | 0 | 0.0042 | 0 | 0.00057666 | 0.00057666 | 1164.5397 | 0 | 0 | 0 | 0.0042 | 0 | 0 | 0.00057666 | 0.00057666 | 1091.2305
05/09 15:00:00 | 84.92 | 29.4 | 0% | 1.7063 | 63241.4437 | 0.97361 | 3.505 | 4.9235 | 4.4311 | 0 | 0 | 0 | 383.1306 | 1.7063 | 63241.4437 | 0.97361 | 3.7971 | 5.3338 | 4.5337 | 0 | 0 | 0 | 374.5202 | 0 | 0 | 0 | 0 | 0 | 0 | 0 | 753.7237 | 0 | 0 | 0 | 0 | 0 | 0 | 0 | 1227.2383 | 0 | 0 | 0 | 0 | 0 | 0 | 0 | 0 | 1138.7406 | 0 | 0 | 0 | 0.0042 | 0 | 0.00057666 | 0.00057666 | 763.645 | 0 | 0 | 0 | 0.0042 | 0 | 0.00057666 | 0.00057666 | 1164.5403 | 0 | 0 | 0 | 0.0042 | 0 | 0 | 0.00057666 | 0.00057666 | 1091.2311
05/09 16:00:00 | 84.92 | 29.4 | 0% | 1.7063 | 63241.4437 | 0.97361 | 3.505 | 4.9235 | 4.4311 | 0 | 0 | 0 | 383.1306 | 1.7063 | 63241.4437 | 0.97361 | 3.7971 | 5.3338 | 4.5337 | 0 | 0 | 0 | 374.5202 | 0 | 0 | 0 | 0 | 0 | 0 | 0 | 753.7237 | 0 | 0 | 0 | 0 | 0 | 0 | 0 | 1227.2383 | 0 | 0 | 0 | 0 | 0 | 0 | 0 | 0 | 1138.7406 | 0 | 0 | 0 | 0.0042 | 0 | 0.00057666 | 0.00057666 | 763.6456 | 0 | 0 | 0 | 0.0042 | 0 | 0.00057666 | 0.00057666 | 1164.5409 | 0 | 0 | 0 | 0.0042 | 0 | 0 | 0.00057666 | 0.00057666 | 1091.2317
05/09 17:00:00 | 84.02 | 28.9 | 0% | 1.6881 | 62565.316 | 0.9832 | 3.5395 | 4.8978 | 4.408 | 0 | 0 | 0 | 383.1306 | 1.6881 | 62565.316 | 0.9832 | 3.8345 | 5.3059 | 4.51 | 0 | 0 | 0 | 374.5202 | 0 | 0 | 0 | 0 | 0 | 0 | 0 | 753.7237 | 0 | 0 | 0 | 0 | 0 | 0 | 0 | 1227.2383 | 0 | 0 | 0 | 0 | 0 | 0 | 0 | 0 | 1138.7406 | 0 | 0 | 0 | 0.0042 | 0 | 0.00057666 | 0.00057666 | 763.6461 | 0 | 0 | 0 | 0.0042 | 0 | 0.00057666 | 0.00057666 | 1164.5415 | 0 | 0 | 0 | 0.0042 | 0 | 0 | 0.00057666 | 0.00057666 | 1091.2322
05/09 18:00:00 | 80.96 | 27.2 | 0% | 1.6267 | 60293.0247 | 1.0144 | 3.6518 | 4.8119 | 4.3307 | 0 | 0 | 0 | 383.1306 | 1.6267 | 60293.0247 | 1.0144 | 3.9561 | 5.2129 | 4.4309 | 0 | 0 | 0 | 374.5202 | 0 | 0 | 0 | 0 | 0 | 0 | 0 | 753.7237 | 0 | 0 | 0 | 0 | 0 | 0 | 0 | 1227.2383 | 0 | 0 | 0 | 0 | 0 | 0 | 0 | 0 | 1138.7406 | 0 | 0 | 0 | 0.0042 | 0 | 0.00057666 | 0.00057666 | 763.6467 | 0 | 0 | 0 | 0.0042 | 0 | 0.00057666 | 0.00057666 | 1164.542 | 0 | 0 | 0 | 0.0042 | 0 | 0 | 0.00057666 | 0.00057666 | 1091.2328
05/09 19:00:00 | 80.96 | 27.2 | 0% | 1.6267 | 60293.0247 | 1.0144 | 3.6518 | 4.8119 | 4.3307 | 0 | 0 | 0 | 383.1306 | 1.6267 | 60293.0247 | 1.0144 | 3.9561 | 5.2129 | 4.4309 | 0 | 0 | 0 | 374.5202 | 0 | 0 | 0 | 0 | 0 | 0 | 0 | 753.7237 | 0 | 0 | 0 | 0 | 0 | 0 | 0 | 1227.2383 | 0 | 0 | 0 | 0 | 0 | 0 | 0 | 0 | 1138.7406 | 0 | 0 | 0 | 0.0042 | 0 | 0.00057666 | 0.00057666 | 763.6473 | 0 | 0 | 0 | 0.0042 | 0 | 0.00057666 | 0.00057666 | 1164.5426 | 0 | 0 | 0 | 0.0042 | 0 | 0 | 0.00057666 | 0.00057666 | 1091.2334
05/09 20:00:00 | 71.06 | 21.7 | 0% | 1.436 | 53222.538 | 1.0938 | 3.9376 | 4.545 | 4.0905 | 0 | 0 | 0 | 383.1306 | 1.436 | 53222.538 | 1.0938 | 4.2657 | 4.9237 | 4.1852 | 0 | 0 | 0 | 374.5202 | 0 | 0 | 0 | 0 | 0 | 0 | 0 | 753.7237 | 0 | 0 | 0 | 0 | 0 | 0 | 0 | 1227.2383 | 0 | 0 | 0 | 0 | 0 | 0 | 0 | 0 | 1138.7406 | 0 | 0 | 0 | 0.0042 | 0 | 0.00057666 | 0.00057666 | 763.6479 | 0 | 0 | 0 | 0.0042 | 0 | 0.00057666 | 0.00057666 | 1164.5432 | 0 | 0 | 0 | 0.0042 | 0 | 0 | 0.00057666 | 0.00057666 | 1091.234
05/09 21:00:00 | 66.02 | 18.9 | 0% | 1.3433 | 49787.9534 | 1.117 | 4.0213 | 4.4109 | 3.9698 | 0 | 0 | 0 | 383.1306 | 1.3433 | 49787.9534 | 1.117 | 4.3565 | 4.7785 | 4.0617 | 0 | 0 | 0 | 374.5202 | 0 | 0 | 0 | 0 | 0 | 0 | 0 | 753.7237 | 0 | 0 | 0 | 0 | 0 | 0 | 0 | 1227.2383 | 0 | 0 | 0 | 0 | 0 | 0 | 0 | 0 | 1138.7406 | 0 | 0 | 0 | 0.0042 | 0 | 0.00057666 | 0.00057666 | 763.6484 | 0 | 0 | 0 | 0.0042 | 0 | 0.00057666 | 0.00057666 | 1164.5438 | 0 | 0 | 0 | 0.0042 | 0 | 0 | 0.00057666 | 0.00057666 | 1091.2345
05/09 22:00:00 | 64.04 | 17.8 | 0% | 1.3077 | 48469.0987 | 1.1224 | 4.0406 | 4.3577 | 3.9219 | 0 | 0 | 0 | 383.1306 | 1.3077 | 48469.0987 | 1.1224 | 4.3774 | 4.7208 | 4.0127 | 0 | 0 | 0 | 374.5202 | 0 | 0 | 0 | 0 | 0 | 0 | 0 | 753.7237 | 0 | 0 | 0 | 0 | 0 | 0 | 0 | 1227.2383 | 0 | 0 | 0 | 0 | 0 | 0 | 0 | 0 | 1138.7406 | 0 | 0 | 0 | 0.0042 | 0 | 0.00057666 | 0.00057666 | 763.649 | 0 | 0 | 0 | 0.0042 | 0 | 0.00057666 | 0.00057666 | 1164.5443 | 0 | 0 | 0 | 0.0042 | 0 | 0 | 0.00057666 | 0.00057666 | 1091.2351
05/09 23:00:00 | 62.06 | 16.7 | 0% | 1.2726 | 47167.4189 | 1.1255 | 4.0519 | 4.3037 | 3.8734 | 0 | 0 | 0 | 383.1306 | 1.2726 | 47167.4189 | 1.1255 | 4.3895 | 4.6624 | 3.963 | 0 | 0 | 0 | 374.5202 | 0 | 0 | 0 | 0 | 0 | 0 | 0 | 753.7237 | 0 | 0 | 0 | 0 | 0 | 0 | 0 | 1227.2383 | 0 | 0 | 0 | 0 | 0 | 0 | 0 | 0 | 1138.7406 | 0 | 0 | 0 | 0.0042 | 0 | 0.00057666 | 0.00057666 | 763.6496 | 0 | 0 | 0 | 0.0042 | 0 | 0.00057666 | 0.00057666 | 1164.5449 | 0 | 0 | 0 | 0.0042 | 0 | 0 | 0.00057666 | 0.00057666 | 1091.2357
05/09 24:00:00 | 60.98 | 16.1 | 0% | 1.2536 | 46464.6508 | 1.1263 | 4.0545 | 4.274 | 3.8466 | 0 | 0 | 0 | 383.1306 | 1.2536 | 46464.6508 | 1.1263 | 4.3924 | 4.6301 | 3.9356 | 0 | 0 | 0 | 374.5202 | 0 | 0 | 0 | 0 | 0 | 0 | 0 | 753.7237 | 0 | 0 | 0 | 0 | 0 | 0 | 0 | 1227.2383 | 0 | 0 | 0 | 0 | 0 | 0 | 0 | 0 | 1138.7406 | 0 | 0 | 0 | 0.0042 | 0 | 0.00057666 | 0.00057666 | 763.6502 | 0 | 0 | 0 | 0.0042 | 0 | 0.00057666 | 0.00057666 | 1164.5455 | 0 | 0 | 0 | 0.0042 | 0 | 0 | 0.00057666 | 0.00057666 | 1091.2363
05/10 01:00:00 | 60.98 | 16.1 | 0% | 1.2536 | 46464.6508 | 1.1263 | 4.0545 | 4.274 | 3.8466 | 0 | 0 | 0 | 383.1306 | 1.2536 | 46464.6508 | 1.1263 | 4.3924 | 4.6301 | 3.9356 | 0 | 0 | 0 | 374.5202 | 0 | 0 | 0 | 0 | 0 | 0 | 0 | 753.7237 | 0 | 0 | 0 | 0 | 0 | 0 | 0 | 1227.2383 | 0 | 0 | 0 | 0 | 0 | 0 | 0 | 0 | 1138.7406 | 0 | 0 | 0 | 0.0042 | 0 | 0.00057666 | 0.00057666 | 763.6507 | 0 | 0 | 0 | 0.0042 | 0 | 0.00057666 | 0.00057666 | 1164.5461 | 0 | 0 | 0 | 0.0042 | 0 | 0 | 0.00057666 | 0.00057666 | 1091.2368
05/10 02:00:00 | 60.08 | 15.6 | 1.951% | 1.238 | 45882.914 | 1.1264 | 4.0549 | 4.249 | 3.8241 | 0.015758 | 0.055414 | 0.0076083 | 383.1382 | 1.238 | 45882.914 | 1.1264 | 4.3928 | 4.603 | 3.9126 | 0 | 0 | 0 | 374.5202 | 723.0191 | 0.019508 | 892.6162 | 0.0044586 | 0.017328 | 0.00061217 | 0.01794 | 753.7416 | 723.0191 | 0.019508 | 892.6162 | 0.0044586 | 0.028598 | 0.00061217 | 0.02921 | 1227.2675 | 723.0191 | 0.019508 | 930.5265 | 0.0044586 | 0.0021069 | 0.026203 | 0.00090145 | 0.027104 | 1138.7677 | 723.0191 | 0.019508 | 934.1332 | 0.0042 | 0.018134 | 0.00057666 | 0.01871 | 763.6695 | 723.0191 | 0.019508 | 863.8221 | 0.0042 | 0.027676 | 0.00057666 | 0.028252 | 1164.5743 | 723.0191 | 0.019508 | 910.6034 | 0.0042 | 0.0021069 | 0.025642 | 0.00086594 | 0.026507 | 1091.2634
05/10 03:00:00 | 57.92 | 14.4 | 7.701% | 1.2007 | 44501.2239 | 1.1247 | 4.0487 | 4.188 | 3.7692 | 0.064136 | 0.22193 | 0.030471 | 383.1687 | 1.2007 | 44501.2239 | 1.1247 | 4.3861 | 4.537 | 3.8565 | 0.064136 | 0.21691 | 0.029781 | 374.55 | 2854.1207 | 0.077006 | 3523.6058 | 0.0176 | 0.068401 | 0.0024165 | 0.070818 | 753.8124 | 2854.1207 | 0.077006 | 3523.6058 | 0.0176 | 0.11289 | 0.0024165 | 0.11531 | 1227.3828 | 2854.1207 | 0.077006 | 3673.257 | 0.0176 | 0.0083171 | 0.10343 | 0.0035585 | 0.10699 | 1138.8747 | 2854.1207 | 0.077006 | 3687.4945 | 0.0042 | 0.071583 | 0.00057666 | 0.07216 | 763.7416 | 2854.1207 | 0.077006 | 3409.9411 | 0.0042 | 0.10925 | 0.00057666 | 0.10983 | 1164.6842 | 2854.1207 | 0.077006 | 3594.6105 | 0.0042 | 0.0083171 | 0.10122 | 0.0017186 | 0.10294 | 1091.3663
05/10 04:00:00 | 57.92 | 14.4 | 11.72% | 1.2007 | 44501.2239 | 1.1247 | 4.0487 | 4.188 | 3.7692 | 0.097586 | 0.33768 | 0.046363 | 383.2151 | 1.2007 | 44501.2239 | 1.1247 | 4.3861 | 4.537 | 3.8565 | 0.064136 | 0.21691 | 0.029781 | 374.5798 | 4342.7146 | 0.11717 | 5361.376 | 0.02678 | 0.10408 | 0.0036769 | 0.10775 | 753.9202 | 4342.7146 | 0.11717 | 5361.376 | 0.02678 | 0.17177 | 0.0036769 | 0.17545 | 1227.5583 | 4342.7146 | 0.11717 | 5589.0792 | 0.02678 | 0.012655 | 0.15738 | 0.0054144 | 0.1628 | 1139.0375 | 4342.7146 | 0.11717 | 5610.7423 | 0.0042 | 0.10892 | 0.00057666 | 0.10949 | 763.8511 | 4342.7146 | 0.11717 | 5188.4284 | 0.0042 | 0.16623 | 0.00057666 | 0.16681 | 1164.851 | 4342.7146 | 0.11717 | 5469.4138 | 0.0042 | 0.012655 | 0.15401 | 0.0023142 | 0.15633 | 1091.5226
05/10 05:00:00 | 55.94 | 13.3 | 14.52% | 1.167 | 43252.6302 | 1.1207 | 4.0346 | 4.1309 | 3.7178 | 0.12439 | 0.42412 | 0.058232 | 383.2733 | 1.167 | 43252.6302 | 1.1207 | 4.3708 | 4.4751 | 3.8039 | 0.12439 | 0.41453 | 0.056915 | 374.6367 | 5380.0787 | 0.14516 | 6642.0725 | 0.033177 | 0.12894 | 0.0045552 | 0.13349 | 754.0537 | 5380.0787 | 0.14516 | 6642.0725 | 0.033177 | 0.2128 | 0.0045552 | 0.21736 | 1227.7756 | 5380.0787 | 0.14516 | 6924.1683 | 0.033177 | 0.015678 | 0.19498 | 0.0067078 | 0.20168 | 1139.2392 | 5380.0787 | 0.14516 | 6951.0061 | 0.0042 | 0.13494 | 0.00057666 | 0.13551 | 763.9866 | 5380.0787 | 0.14516 | 6427.8121 | 0.0042 | 0.20594 | 0.00057666 | 0.20652 | 1165.0575 | 5380.0787 | 0.14516 | 6775.9178 | 0.0042 | 0.015678 | 0.1908 | 0.0027292 | 0.19353 | 1091.7162
05/10 06:00:00 | 60.08 | 15.6 | 11.66% | 1.238 | 45882.914 | 1.1264 | 4.0549 | 4.249 | 3.8241 | 0.094185 | 0.33121 | 0.045475 | 383.3188 | 1.238 | 45882.914 | 1.1264 | 4.3928 | 4.603 | 3.9126 | 0.11726 | 0.40301 | 0.055333 | 374.692 | 4321.505 | 0.1166 | 5335.1913 | 0.026649 | 0.10357 | 0.0036589 | 0.10723 | 754.1609 | 4321.505 | 0.1166 | 5335.1913 | 0.026649 | 0.17093 | 0.0036589 | 0.17459 | 1227.9502 | 4321.505 | 0.1166 | 5561.7825 | 0.026649 | 0.012593 | 0.15661 | 0.005388 | 0.162 | 1139.4012 | 4321.505 | 0.1166 | 5583.3398 | 0.0042 | 0.10839 | 0.00057666 | 0.10896 | 764.0956 | 4321.505 | 0.1166 | 5163.0884 | 0.0042 | 0.16542 | 0.00057666 | 0.166 | 1165.2235 | 4321.505 | 0.1166 | 5442.7015 | 0.0042 | 0.012593 | 0.15326 | 0.0023057 | 0.15557 | 1091.8717
05/10 07:00:00 | 60.08 | 15.6 | 0.7268% | 1.238 | 45882.914 | 1.1264 | 4.0549 | 4.249 | 3.8241 | 0.0058711 | 0.020646 | 0.0028347 | 383.3216 | 1.238 | 45882.914 | 1.1264 | 4.3928 | 4.603 | 3.9126 | 0.0058711 | 0.020179 | 0.0027706 | 374.6948 | 269.3842 | 0.0072682 | 332.5731 | 0.0016612 | 0.006456 | 0.00022808 | 0.0066841 | 754.1676 | 269.3842 | 0.0072682 | 332.5731 | 0.0016612 | 0.010655 | 0.00022808 | 0.010883 | 1227.9611 | 269.3842 | 0.0072682 | 346.6979 | 0.0016612 | 0.000785 | 0.0097626 | 0.00033586 | 0.010098 | 1139.4113 | 269.3842 | 0.0072682 | 348.0417 | 0.0042 | 0.0067563 | 0.00057666 | 0.007333 | 764.1029 | 269.3842 | 0.0072682 | 321.845 | 0.0042 | 0.010311 | 0.00057666 | 0.010888 | 1165.2344 | 269.3842 | 0.0072682 | 339.2749 | 0.0042 | 0.000785 | 0.0095536 | 0.00068444 | 0.010238 | 1091.882
05/10 08:00:00 | 71.96 | 22.2 | 0% | 1.4528 | 53847.5669 | 1.0882 | 3.9177 | 4.5689 | 4.112 | 0 | 0 | 0 | 383.3216 | 1.4528 | 53847.5669 | 1.0882 | 4.2442 | 4.9496 | 4.2072 | 0.0050027 | 0.018766 | 0.0025766 | 374.6974 | 0 | 0 | 0 | 0 | 0 | 0 | 0 | 754.1676 | 0 | 0 | 0 | 0 | 0 | 0 | 0 | 1227.9611 | 0 | 0 | 0 | 0 | 0 | 0 | 0 | 0 | 1139.4113 | 0 | 0 | 0 | 0.0042 | 0 | 0.00057666 | 0.00057666 | 764.1035 | 0 | 0 | 0 | 0.0042 | 0 | 0.00057666 | 0.00057666 | 1165.2349 | 0 | 0 | 0 | 0.0042 | 0 | 0 | 0.00057666 | 0.00057666 | 1091.8825
05/10 09:00:00 | 78.98 | 26.1 | 0% | 1.5877 | 58844.5776 | 1.0332 | 3.7194 | 4.7574 | 4.2816 | 0 | 0 | 0 | 383.3216 | 1.5877 | 58844.5776 | 1.0332 | 4.0294 | 5.1538 | 4.3808 | 0 | 0 | 0 | 374.6974 | 0 | 0 | 0 | 0 | 0 | 0 | 0 | 754.1676 | 0 | 0 | 0 | 0 | 0 | 0 | 0 | 1227.9611 | 0 | 0 | 0 | 0 | 0 | 0 | 0 | 0 | 1139.4113 | 0 | 0 | 0 | 0.0042 | 0 | 0.00057666 | 0.00057666 | 764.1041 | 0 | 0 | 0 | 0.0042 | 0 | 0.00057666 | 0.00057666 | 1165.2355 | 0 | 0 | 0 | 0.0042 | 0 | 0 | 0.00057666 | 0.00057666 | 1091.8831
05/10 10:00:00 | 82.04 | 27.8 | 0% | 1.6483 | 61090.3258 | 1.0036 | 3.6131 | 4.8419 | 4.3578 | 0 | 0 | 0 | 383.3216 | 1.6483 | 61090.3258 | 1.0036 | 3.9142 | 5.2454 | 4.4586 | 0 | 0 | 0 | 374.6974 | 0 | 0 | 0 | 0 | 0 | 0 | 0 | 754.1676 | 0 | 0 | 0 | 0 | 0 | 0 | 0 | 1227.9611 | 0 | 0 | 0 | 0 | 0 | 0 | 0 | 0 | 1139.4113 | 0 | 0 | 0 | 0.0042 | 0 | 0.00057666 | 0.00057666 | 764.1046 | 0 | 0 | 0 | 0.0042 | 0 | 0.00057666 | 0.00057666 | 1165.2361 | 0 | 0 | 0 | 0.0042 | 0 | 0 | 0.00057666 | 0.00057666 | 1091.8837
05/10 11:00:00 | 82.94 | 28.3 | 0% | 1.6663 | 61758.6468 | 0.99447 | 3.5801 | 4.8672 | 4.3805 | 0 | 0 | 0 | 383.3216 | 1.6663 | 61758.6468 | 0.99447 | 3.8784 | 5.2728 | 4.4819 | 0 | 0 | 0 | 374.6974 | 0 | 0 | 0 | 0 | 0 | 0 | 0 | 754.1676 | 0 | 0 | 0 | 0 | 0 | 0 | 0 | 1227.9611 | 0 | 0 | 0 | 0 | 0 | 0 | 0 | 0 | 1139.4113 | 0 | 0 | 0 | 0.0042 | 0 | 0.00057666 | 0.00057666 | 764.1052 | 0 | 0 | 0 | 0.0042 | 0 | 0.00057666 | 0.00057666 | 1165.2367 | 0 | 0 | 0 | 0.0042 | 0 | 0 | 0.00057666 | 0.00057666 | 1091.8843
05/10 12:00:00 | 84.02 | 28.9 | 0% | 1.6881 | 62565.316 | 0.9832 | 3.5395 | 4.8978 | 4.408 | 0 | 0 | 0 | 383.3216 | 1.6881 | 62565.316 | 0.9832 | 3.8345 | 5.3059 | 4.51 | 0 | 0 | 0 | 374.6974 | 0 | 0 | 0 | 0 | 0 | 0 | 0 | 754.1676 | 0 | 0 | 0 | 0 | 0 | 0 | 0 | 1227.9611 | 0 | 0 | 0 | 0 | 0 | 0 | 0 | 0 | 1139.4113 | 0 | 0 | 0 | 0.0042 | 0 | 0.00057666 | 0.00057666 | 764.1058 | 0 | 0 | 0 | 0.0042 | 0 | 0.00057666 | 0.00057666 | 1165.2372 | 0 | 0 | 0 | 0.0042 | 0 | 0 | 0.00057666 | 0.00057666 | 1091.8848
05/10 13:00:00 | 84.02 | 28.9 | 0% | 1.6881 | 62565.316 | 0.9832 | 3.5395 | 4.8978 | 4.408 | 0 | 0 | 0 | 383.3216 | 1.6881 | 62565.316 | 0.9832 | 3.8345 | 5.3059 | 4.51 | 0 | 0 | 0 | 374.6974 | 0 | 0 | 0 | 0 | 0 | 0 | 0 | 754.1676 | 0 | 0 | 0 | 0 | 0 | 0 | 0 | 1227.9611 | 0 | 0 | 0 | 0 | 0 | 0 | 0 | 0 | 1139.4113 | 0 | 0 | 0 | 0.0042 | 0 | 0.00057666 | 0.00057666 | 764.1064 | 0 | 0 | 0 | 0.0042 | 0 | 0.00057666 | 0.00057666 | 1165.2378 | 0 | 0 | 0 | 0.0042 | 0 | 0 | 0.00057666 | 0.00057666 | 1091.8854
05/10 14:00:00 | 86 | 30 | 0% | 1.7283 | 64057.4811 | 0.96189 | 3.4628 | 4.9546 | 4.4591 | 0 | 0 | 0 | 383.3216 | 1.7283 | 64057.4811 | 0.96189 | 3.7514 | 5.3675 | 4.5624 | 0 | 0 | 0 | 374.6974 | 0 | 0 | 0 | 0 | 0 | 0 | 0 | 754.1676 | 0 | 0 | 0 | 0 | 0 | 0 | 0 | 1227.9611 | 0 | 0 | 0 | 0 | 0 | 0 | 0 | 0 | 1139.4113 | 0 | 0 | 0 | 0.0042 | 0 | 0.00057666 | 0.00057666 | 764.107 | 0 | 0 | 0 | 0.0042 | 0 | 0.00057666 | 0.00057666 | 1165.2384 | 0 | 0 | 0 | 0.0042 | 0 | 0 | 0.00057666 | 0.00057666 | 1091.886
05/10 15:00:00 | 86 | 30 | 0% | 1.7283 | 64057.4811 | 0.96189 | 3.4628 | 4.9546 | 4.4591 | 0 | 0 | 0 | 383.3216 | 1.7283 | 64057.4811 | 0.96189 | 3.7514 | 5.3675 | 4.5624 | 0 | 0 | 0 | 374.6974 | 0 | 0 | 0 | 0 | 0 | 0 | 0 | 754.1676 | 0 | 0 | 0 | 0 | 0 | 0 | 0 | 1227.9611 | 0 | 0 | 0 | 0 | 0 | 0 | 0 | 0 | 1139.4113 | 0 | 0 | 0 | 0.0042 | 0 | 0.00057666 | 0.00057666 | 764.1075 | 0 | 0 | 0 | 0.0042 | 0 | 0.00057666 | 0.00057666 | 1165.239 | 0 | 0 | 0 | 0.0042 | 0 | 0 | 0.00057666 | 0.00057666 | 1091.8866
05/10 16:00:00 | 86 | 30 | 0% | 1.7283 | 64057.4811 | 0.96189 | 3.4628 | 4.9546 | 4.4591 | 0 | 0 | 0 | 383.3216 | 1.7283 | 64057.4811 | 0.96189 | 3.7514 | 5.3675 | 4.5624 | 0 | 0 | 0 | 374.6974 | 0 | 0 | 0 | 0 | 0 | 0 | 0 | 754.1676 | 0 | 0 | 0 | 0 | 0 | 0 | 0 | 1227.9611 | 0 | 0 | 0 | 0 | 0 | 0 | 0 | 0 | 1139.4113 | 0 | 0 | 0 | 0.0042 | 0 | 0.00057666 | 0.00057666 | 764.1081 | 0 | 0 | 0 | 0.0042 | 0 | 0.00057666 | 0.00057666 | 1165.2396 | 0 | 0 | 0 | 0.0042 | 0 | 0 | 0.00057666 | 0.00057666 | 1091.8871
05/10 17:00:00 | 84.92 | 29.4 | 0% | 1.7063 | 63241.4437 | 0.97361 | 3.505 | 4.9235 | 4.4311 | 0 | 0 | 0 | 383.3216 | 1.7063 | 63241.4437 | 0.97361 | 3.7971 | 5.3338 | 4.5337 | 0 | 0 | 0 | 374.6974 | 0 | 0 | 0 | 0 | 0 | 0 | 0 | 754.1676 | 0 | 0 | 0 | 0 | 0 | 0 | 0 | 1227.9611 | 0 | 0 | 0 | 0 | 0 | 0 | 0 | 0 | 1139.4113 | 0 | 0 | 0 | 0.0042 | 0 | 0.00057666 | 0.00057666 | 764.1087 | 0 | 0 | 0 | 0.0042 | 0 | 0.00057666 | 0.00057666 | 1165.2401 | 0 | 0 | 0 | 0.0042 | 0 | 0 | 0.00057666 | 0.00057666 | 1091.8877
05/10 18:00:00 | 82.04 | 27.8 | 0% | 1.6483 | 61090.3258 | 1.0036 | 3.6131 | 4.8419 | 4.3578 | 0 | 0 | 0 | 383.3216 | 1.6483 | 61090.3258 | 1.0036 | 3.9142 | 5.2454 | 4.4586 | 0 | 0 | 0 | 374.6974 | 0 | 0 | 0 | 0 | 0 | 0 | 0 | 754.1676 | 0 | 0 | 0 | 0 | 0 | 0 | 0 | 1227.9611 | 0 | 0 | 0 | 0 | 0 | 0 | 0 | 0 | 1139.4113 | 0 | 0 | 0 | 0.0042 | 0 | 0.00057666 | 0.00057666 | 764.1093 | 0 | 0 | 0 | 0.0042 | 0 | 0.00057666 | 0.00057666 | 1165.2407 | 0 | 0 | 0 | 0.0042 | 0 | 0 | 0.00057666 | 0.00057666 | 1091.8883
05/10 19:00:00 | 82.04 | 27.8 | 0% | 1.6483 | 61090.3258 | 1.0036 | 3.6131 | 4.8419 | 4.3578 | 0 | 0 | 0 | 383.3216 | 1.6483 | 61090.3258 | 1.0036 | 3.9142 | 5.2454 | 4.4586 | 0 | 0 | 0 | 374.6974 | 0 | 0 | 0 | 0 | 0 | 0 | 0 | 754.1676 | 0 | 0 | 0 | 0 | 0 | 0 | 0 | 1227.9611 | 0 | 0 | 0 | 0 | 0 | 0 | 0 | 0 | 1139.4113 | 0 | 0 | 0 | 0.0042 | 0 | 0.00057666 | 0.00057666 | 764.1098 | 0 | 0 | 0 | 0.0042 | 0 | 0.00057666 | 0.00057666 | 1165.2413 | 0 | 0 | 0 | 0.0042 | 0 | 0 | 0.00057666 | 0.00057666 | 1091.8889
05/10 20:00:00 | 71.96 | 22.2 | 0% | 1.4528 | 53847.5669 | 1.0882 | 3.9177 | 4.5689 | 4.112 | 0 | 0 | 0 | 383.3216 | 1.4528 | 53847.5669 | 1.0882 | 4.2442 | 4.9496 | 4.2072 | 0 | 0 | 0 | 374.6974 | 0 | 0 | 0 | 0 | 0 | 0 | 0 | 754.1676 | 0 | 0 | 0 | 0 | 0 | 0 | 0 | 1227.9611 | 0 | 0 | 0 | 0 | 0 | 0 | 0 | 0 | 1139.4113 | 0 | 0 | 0 | 0.0042 | 0 | 0.00057666 | 0.00057666 | 764.1104 | 0 | 0 | 0 | 0.0042 | 0 | 0.00057666 | 0.00057666 | 1165.2419 | 0 | 0 | 0 | 0.0042 | 0 | 0 | 0.00057666 | 0.00057666 | 1091.8895
05/10 21:00:00 | 69.08 | 20.6 | 0% | 1.3992 | 51859.9654 | 1.1045 | 3.9762 | 4.4925 | 4.0432 | 0 | 0 | 0 | 383.3216 | 1.3992 | 51859.9654 | 1.1045 | 4.3075 | 4.8668 | 4.1368 | 0 | 0 | 0 | 374.6974 | 0 | 0 | 0 | 0 | 0 | 0 | 0 | 754.1676 | 0 | 0 | 0 | 0 | 0 | 0 | 0 | 1227.9611 | 0 | 0 | 0 | 0 | 0 | 0 | 0 | 0 | 1139.4113 | 0 | 0 | 0 | 0.0042 | 0 | 0.00057666 | 0.00057666 | 764.111 | 0 | 0 | 0 | 0.0042 | 0 | 0.00057666 | 0.00057666 | 1165.2424 | 0 | 0 | 0 | 0.0042 | 0 | 0 | 0.00057666 | 0.00057666 | 1091.89
05/10 22:00:00 | 66.02 | 18.9 | 0% | 1.3433 | 49787.9534 | 1.117 | 4.0213 | 4.4109 | 3.9698 | 0 | 0 | 0 | 383.3216 | 1.3433 | 49787.9534 | 1.117 | 4.3565 | 4.7785 | 4.0617 | 0 | 0 | 0 | 374.6974 | 0 | 0 | 0 | 0 | 0 | 0 | 0 | 754.1676 | 0 | 0 | 0 | 0 | 0 | 0 | 0 | 1227.9611 | 0 | 0 | 0 | 0 | 0 | 0 | 0 | 0 | 1139.4113 | 0 | 0 | 0 | 0.0042 | 0 | 0.00057666 | 0.00057666 | 764.1116 | 0 | 0 | 0 | 0.0042 | 0 | 0.00057666 | 0.00057666 | 1165.243 | 0 | 0 | 0 | 0.0042 | 0 | 0 | 0.00057666 | 0.00057666 | 1091.8906
05/10 23:00:00 | 64.94 | 18.3 | 0% | 1.3238 | 49066.449 | 1.1202 | 4.0329 | 4.3819 | 3.9437 | 0 | 0 | 0 | 383.3216 | 1.3238 | 49066.449 | 1.1202 | 4.3689 | 4.7471 | 4.035 | 0 | 0 | 0 | 374.6974 | 0 | 0 | 0 | 0 | 0 | 0 | 0 | 754.1676 | 0 | 0 | 0 | 0 | 0 | 0 | 0 | 1227.9611 | 0 | 0 | 0 | 0 | 0 | 0 | 0 | 0 | 1139.4113 | 0 | 0 | 0 | 0.0042 | 0 | 0.00057666 | 0.00057666 | 764.1121 | 0 | 0 | 0 | 0.0042 | 0 | 0.00057666 | 0.00057666 | 1165.2436 | 0 | 0 | 0 | 0.0042 | 0 | 0 | 0.00057666 | 0.00057666 | 1091.8912
05/10 24:00:00 | 64.04 | 17.8 | 0% | 1.3077 | 48469.0987 | 1.1224 | 4.0406 | 4.3577 | 3.9219 | 0 | 0 | 0 | 383.3216 | 1.3077 | 48469.0987 | 1.1224 | 4.3774 | 4.7208 | 4.0127 | 0 | 0 | 0 | 374.6974 | 0 | 0 | 0 | 0 | 0 | 0 | 0 | 754.1676 | 0 | 0 | 0 | 0 | 0 | 0 | 0 | 1227.9611 | 0 | 0 | 0 | 0 | 0 | 0 | 0 | 0 | 1139.4113 | 0 | 0 | 0 | 0.0042 | 0 | 0.00057666 | 0.00057666 | 764.1127 | 0 | 0 | 0 | 0.0042 | 0 | 0.00057666 | 0.00057666 | 1165.2442 | 0 | 0 | 0 | 0.0042 | 0 | 0 | 0.00057666 | 0.00057666 | 1091.8918
05/11 01:00:00 | 64.04 | 17.8 | 0% | 1.3077 | 48469.0987 | 1.1224 | 4.0406 | 4.3577 | 3.9219 | 0 | 0 | 0 | 383.3216 | 1.3077 | 48469.0987 | 1.1224 | 4.3774 | 4.7208 | 4.0127 | 0 | 0 | 0 | 374.6974 | 0 | 0 | 0 | 0 | 0 | 0 | 0 | 754.1676 | 0 | 0 | 0 | 0 | 0 | 0 | 0 | 1227.9611 | 0 | 0 | 0 | 0 | 0 | 0 | 0 | 0 | 1139.4113 | 0 | 0 | 0 | 0.0042 | 0 | 0.00057666 | 0.00057666 | 764.1133 | 0 | 0 | 0 | 0.0042 | 0 | 0.00057666 | 0.00057666 | 1165.2447 | 0 | 0 | 0 | 0.0042 | 0 | 0 | 0.00057666 | 0.00057666 | 1091.8923
05/11 02:00:00 | 64.04 | 17.8 | 0% | 1.3077 | 48469.0987 | 1.1224 | 4.0406 | 4.3577 | 3.9219 | 0 | 0 | 0 | 383.3216 | 1.3077 | 48469.0987 | 1.1224 | 4.3774 | 4.7208 | 4.0127 | 0 | 0 | 0 | 374.6974 | 0 | 0 | 0 | 0 | 0 | 0 | 0 | 754.1676 | 0 | 0 | 0 | 0 | 0 | 0 | 0 | 1227.9611 | 0 | 0 | 0 | 0 | 0 | 0 | 0 | 0 | 1139.4113 | 0 | 0 | 0 | 0.0042 | 0 | 0.00057666 | 0.00057666 | 764.1139 | 0 | 0 | 0 | 0.0042 | 0 | 0.00057666 | 0.00057666 | 1165.2453 | 0 | 0 | 0 | 0.0042 | 0 | 0 | 0.00057666 | 0.00057666 | 1091.8929
05/11 03:00:00 | 62.96 | 17.2 | 0.3775% | 1.2885 | 47756.9624 | 1.1244 | 4.0478 | 4.3283 | 3.8955 | 0.00293 | 0.010528 | 0.0014455 | 383.3231 | 1.2885 | 47756.9624 | 1.1244 | 4.3851 | 4.689 | 3.9857 | 0.00293 | 0.01029 | 0.0014128 | 374.6988 | 139.9299 | 0.0037754 | 172.753 | 0.0008629 | 0.0033535 | 0.00011848 | 0.003472 | 754.171 | 139.9299 | 0.0037754 | 172.753 | 0.0008629 | 0.0055348 | 0.00011848 | 0.0056533 | 1227.9668 | 139.9299 | 0.0037754 | 180.09 | 0.0008629 | 0.00040776 | 0.0050711 | 0.00017446 | 0.0052456 | 1139.4165 | 139.9299 | 0.0037754 | 180.788 | 0.0042 | 0.0035095 | 0.00057666 | 0.0040862 | 764.118 | 139.9299 | 0.0037754 | 167.1803 | 0.0042 | 0.0053562 | 0.00057666 | 0.0059329 | 1165.2513 | 139.9299 | 0.0037754 | 176.2342 | 0.0042 | 0.00040776 | 0.0049626 | 0.00063265 | 0.0055952 | 1091.8985
05/11 04:00:00 | 60.98 | 16.1 | 4.773% | 1.2536 | 46464.6508 | 1.1263 | 4.0545 | 4.274 | 3.8466 | 0.038074 | 0.13479 | 0.018507 | 383.3416 | 1.2536 | 46464.6508 | 1.1263 | 4.3924 | 4.6301 | 3.9356 | 0.0030115 | 0.010421 | 0.0014307 | 374.7002 | 1769.0727 | 0.047731 | 2184.0404 | 0.010909 | 0.042397 | 0.0014978 | 0.043895 | 754.2149 | 1769.0727 | 0.047731 | 2184.0404 | 0.010909 | 0.069974 | 0.0014978 | 0.071472 | 1228.0382 | 1769.0727 | 0.047731 | 2276.7989 | 0.010909 | 0.0051552 | 0.064112 | 0.0022057 | 0.066318 | 1139.4829 | 1769.0727 | 0.047731 | 2285.6237 | 0.0042 | 0.044369 | 0.00057666 | 0.044946 | 764.1629 | 1769.0727 | 0.047731 | 2113.5875 | 0.0042 | 0.067717 | 0.00057666 | 0.068293 | 1165.3195 | 1769.0727 | 0.047731 | 2228.0513 | 0.0042 | 0.0051552 | 0.062739 | 0.0012845 | 0.064024 | 1091.9625
05/11 05:00:00 | 64.04 | 17.8 | 5.974% | 1.3077 | 48469.0987 | 1.1224 | 4.0406 | 4.3577 | 3.9219 | 0.045684 | 0.16547 | 0.022719 | 383.3643 | 1.3077 | 48469.0987 | 1.1224 | 4.3774 | 4.7208 | 4.0127 | 0.045684 | 0.16173 | 0.022205 | 374.7224 | 2214.2801 | 0.059743 | 2733.6791 | 0.013655 | 0.053067 | 0.0018748 | 0.054942 | 754.2699 | 2214.2801 | 0.059743 | 2733.6791 | 0.013655 | 0.087583 | 0.0018748 | 0.089458 | 1228.1277 | 2214.2801 | 0.059743 | 2849.7813 | 0.013655 | 0.0064526 | 0.080247 | 0.0027607 | 0.083007 | 1139.5659 | 2214.2801 | 0.059743 | 2860.827 | 0.0042 | 0.055535 | 0.00057666 | 0.056112 | 764.219 | 2214.2801 | 0.059743 | 2645.4959 | 0.0042 | 0.084758 | 0.00057666 | 0.085335 | 1165.4049 | 2214.2801 | 0.059743 | 2788.7659 | 0.0042 | 0.0064526 | 0.078528 | 0.0014626 | 0.079991 | 1092.0425
05/11 06:00:00 | 66.02 | 18.9 | 3.252% | 1.3433 | 49787.9534 | 1.117 | 4.0213 | 4.4109 | 3.9698 | 0.024208 | 0.088981 | 0.012217 | 383.3765 | 1.3433 | 49787.9534 | 1.117 | 4.3565 | 4.7785 | 4.0617 | 0.044474 | 0.15978 | 0.021937 | 374.7444 | 1205.2567 | 0.032519 | 1487.9713 | 0.0074324 | 0.028885 | 0.0010205 | 0.029905 | 754.2998 | 1205.2567 | 0.032519 | 1487.9713 | 0.0074324 | 0.047673 | 0.0010205 | 0.048693 | 1228.1764 | 1205.2567 | 0.032519 | 1551.167 | 0.0074324 | 0.0035122 | 0.043679 | 0.0015027 | 0.045182 | 1139.6111 | 1205.2567 | 0.032519 | 1557.1792 | 0.0042 | 0.030228 | 0.00057666 | 0.030805 | 764.2498 | 1205.2567 | 0.032519 | 1439.9722 | 0.0042 | 0.046135 | 0.00057666 | 0.046711 | 1165.4516 | 1205.2567 | 0.032519 | 1517.9556 | 0.0042 | 0.0035122 | 0.042744 | 0.0010589 | 0.043803 | 1092.0863
05/11 07:00:00 | 66.02 | 18.9 | 0% | 1.3433 | 49787.9534 | 1.117 | 4.0213 | 4.4109 | 3.9698 | 0 | 0 | 0 | 383.3765 | 1.3433 | 49787.9534 | 1.117 | 4.3565 | 4.7785 | 4.0617 | 0 | 0 | 0 | 374.7444 | 0 | 0 | 0 | 0 | 0 | 0 | 0 | 754.2998 | 0 | 0 | 0 | 0 | 0 | 0 | 0 | 1228.1764 | 0 | 0 | 0 | 0 | 0 | 0 | 0 | 0 | 1139.6111 | 0 | 0 | 0 | 0.0042 | 0 | 0.00057666 | 0.00057666 | 764.2504 | 0 | 0 | 0 | 0.0042 | 0 | 0.00057666 | 0.00057666 | 1165.4522 | 0 | 0 | 0 | 0.0042 | 0 | 0 | 0.00057666 | 0.00057666 | 1092.0869
05/11 08:00:00 | 71.06 | 21.7 | 0% | 1.436 | 53222.538 | 1.0938 | 3.9376 | 4.545 | 4.0905 | 0 | 0 | 0 | 383.3765 | 1.436 | 53222.538 | 1.0938 | 4.2657 | 4.9237 | 4.1852 | 0 | 0 | 0 | 374.7444 | 0 | 0 | 0 | 0 | 0 | 0 | 0 | 754.2998 | 0 | 0 | 0 | 0 | 0 | 0 | 0 | 1228.1764 | 0 | 0 | 0 | 0 | 0 | 0 | 0 | 0 | 1139.6111 | 0 | 0 | 0 | 0.0042 | 0 | 0.00057666 | 0.00057666 | 764.251 | 0 | 0 | 0 | 0.0042 | 0 | 0.00057666 | 0.00057666 | 1165.4527 | 0 | 0 | 0 | 0.0042 | 0 | 0 | 0.00057666 | 0.00057666 | 1092.0875
05/11 09:00:00 | 73.94 | 23.3 | 0% | 1.4903 | 55235.1212 | 1.0748 | 3.8692 | 4.6215 | 4.1594 | 0 | 0 | 0 | 383.3765 | 1.4903 | 55235.1212 | 1.0748 | 4.1916 | 5.0067 | 4.2557 | 0 | 0 | 0 | 374.7444 | 0 | 0 | 0 | 0 | 0 | 0 | 0 | 754.2998 | 0 | 0 | 0 | 0 | 0 | 0 | 0 | 1228.1764 | 0 | 0 | 0 | 0 | 0 | 0 | 0 | 0 | 1139.6111 | 0 | 0 | 0 | 0.0042 | 0 | 0.00057666 | 0.00057666 | 764.2516 | 0 | 0 | 0 | 0.0042 | 0 | 0.00057666 | 0.00057666 | 1165.4533 | 0 | 0 | 0 | 0.0042 | 0 | 0 | 0.00057666 | 0.00057666 | 1092.0881
05/11 10:00:00 | 78.98 | 26.1 | 0% | 1.5877 | 58844.5776 | 1.0332 | 3.7194 | 4.7574 | 4.2816 | 0 | 0 | 0 | 383.3765 | 1.5877 | 58844.5776 | 1.0332 | 4.0294 | 5.1538 | 4.3808 | 0 | 0 | 0 | 374.7444 | 0 | 0 | 0 | 0 | 0 | 0 | 0 | 754.2998 | 0 | 0 | 0 | 0 | 0 | 0 | 0 | 1228.1764 | 0 | 0 | 0 | 0 | 0 | 0 | 0 | 0 | 1139.6111 | 0 | 0 | 0 | 0.0042 | 0 | 0.00057666 | 0.00057666 | 764.2521 | 0 | 0 | 0 | 0.0042 | 0 | 0.00057666 | 0.00057666 | 1165.4539 | 0 | 0 | 0 | 0.0042 | 0 | 0 | 0.00057666 | 0.00057666 | 1092.0886
05/11 11:00:00 | 82.94 | 28.3 | 0% | 1.6663 | 61758.6468 | 0.99447 | 3.5801 | 4.8672 | 4.3805 | 0 | 0 | 0 | 383.3765 | 1.6663 | 61758.6468 | 0.99447 | 3.8784 | 5.2728 | 4.4819 | 0 | 0 | 0 | 374.7444 | 0 | 0 | 0 | 0 | 0 | 0 | 0 | 754.2998 | 0 | 0 | 0 | 0 | 0 | 0 | 0 | 1228.1764 | 0 | 0 | 0 | 0 | 0 | 0 | 0 | 0 | 1139.6111 | 0 | 0 | 0 | 0.0042 | 0 | 0.00057666 | 0.00057666 | 764.2527 | 0 | 0 | 0 | 0.0042 | 0 | 0.00057666 | 0.00057666 | 1165.4545 | 0 | 0 | 0 | 0.0042 | 0 | 0 | 0.00057666 | 0.00057666 | 1092.0892
05/11 12:00:00 | 82.04 | 27.8 | 0% | 1.6483 | 61090.3258 | 1.0036 | 3.6131 | 4.8419 | 4.3578 | 0 | 0 | 0 | 383.3765 | 1.6483 | 61090.3258 | 1.0036 | 3.9142 | 5.2454 | 4.4586 | 0 | 0 | 0 | 374.7444 | 0 | 0 | 0 | 0 | 0 | 0 | 0 | 754.2998 | 0 | 0 | 0 | 0 | 0 | 0 | 0 | 1228.1764 | 0 | 0 | 0 | 0 | 0 | 0 | 0 | 0 | 1139.6111 | 0 | 0 | 0 | 0.0042 | 0 | 0.00057666 | 0.00057666 | 764.2533 | 0 | 0 | 0 | 0.0042 | 0 | 0.00057666 | 0.00057666 | 1165.4551 | 0 | 0 | 0 | 0.0042 | 0 | 0 | 0.00057666 | 0.00057666 | 1092.0898
05/11 13:00:00 | 82.04 | 27.8 | 0% | 1.6483 | 61090.3258 | 1.0036 | 3.6131 | 4.8419 | 4.3578 | 0 | 0 | 0 | 383.3765 | 1.6483 | 61090.3258 | 1.0036 | 3.9142 | 5.2454 | 4.4586 | 0 | 0 | 0 | 374.7444 | 0 | 0 | 0 | 0 | 0 | 0 | 0 | 754.2998 | 0 | 0 | 0 | 0 | 0 | 0 | 0 | 1228.1764 | 0 | 0 | 0 | 0 | 0 | 0 | 0 | 0 | 1139.6111 | 0 | 0 | 0 | 0.0042 | 0 | 0.00057666 | 0.00057666 | 764.2539 | 0 | 0 | 0 | 0.0042 | 0 | 0.00057666 | 0.00057666 | 1165.4556 | 0 | 0 | 0 | 0.0042 | 0 | 0 | 0.00057666 | 0.00057666 | 1092.0904
05/11 14:00:00 | 82.94 | 28.3 | 0% | 1.6663 | 61758.6468 | 0.99447 | 3.5801 | 4.8672 | 4.3805 | 0 | 0 | 0 | 383.3765 | 1.6663 | 61758.6468 | 0.99447 | 3.8784 | 5.2728 | 4.4819 | 0 | 0 | 0 | 374.7444 | 0 | 0 | 0 | 0 | 0 | 0 | 0 | 754.2998 | 0 | 0 | 0 | 0 | 0 | 0 | 0 | 1228.1764 | 0 | 0 | 0 | 0 | 0 | 0 | 0 | 0 | 1139.6111 | 0 | 0 | 0 | 0.0042 | 0 | 0.00057666 | 0.00057666 | 764.2544 | 0 | 0 | 0 | 0.0042 | 0 | 0.00057666 | 0.00057666 | 1165.4562 | 0 | 0 | 0 | 0.0042 | 0 | 0 | 0.00057666 | 0.00057666 | 1092.0909
05/11 15:00:00 | 82.94 | 28.3 | 0% | 1.6663 | 61758.6468 | 0.99447 | 3.5801 | 4.8672 | 4.3805 | 0 | 0 | 0 | 383.3765 | 1.6663 | 61758.6468 | 0.99447 | 3.8784 | 5.2728 | 4.4819 | 0 | 0 | 0 | 374.7444 | 0 | 0 | 0 | 0 | 0 | 0 | 0 | 754.2998 | 0 | 0 | 0 | 0 | 0 | 0 | 0 | 1228.1764 | 0 | 0 | 0 | 0 | 0 | 0 | 0 | 0 | 1139.6111 | 0 | 0 | 0 | 0.0042 | 0 | 0.00057666 | 0.00057666 | 764.255 | 0 | 0 | 0 | 0.0042 | 0 | 0.00057666 | 0.00057666 | 1165.4568 | 0 | 0 | 0 | 0.0042 | 0 | 0 | 0.00057666 | 0.00057666 | 1092.0915
05/11 16:00:00 | 82.04 | 27.8 | 0% | 1.6483 | 61090.3258 | 1.0036 | 3.6131 | 4.8419 | 4.3578 | 0 | 0 | 0 | 383.3765 | 1.6483 | 61090.3258 | 1.0036 | 3.9142 | 5.2454 | 4.4586 | 0 | 0 | 0 | 374.7444 | 0 | 0 | 0 | 0 | 0 | 0 | 0 | 754.2998 | 0 | 0 | 0 | 0 | 0 | 0 | 0 | 1228.1764 | 0 | 0 | 0 | 0 | 0 | 0 | 0 | 0 | 1139.6111 | 0 | 0 | 0 | 0.0042 | 0 | 0.00057666 | 0.00057666 | 764.2556 | 0 | 0 | 0 | 0.0042 | 0 | 0.00057666 | 0.00057666 | 1165.4574 | 0 | 0 | 0 | 0.0042 | 0 | 0 | 0.00057666 | 0.00057666 | 1092.0921
05/11 17:00:00 | 80.96 | 27.2 | 0% | 1.6267 | 60293.0247 | 1.0144 | 3.6518 | 4.8119 | 4.3307 | 0 | 0 | 0 | 383.3765 | 1.6267 | 60293.0247 | 1.0144 | 3.9561 | 5.2129 | 4.4309 | 0 | 0 | 0 | 374.7444 | 0 | 0 | 0 | 0 | 0 | 0 | 0 | 754.2998 | 0 | 0 | 0 | 0 | 0 | 0 | 0 | 1228.1764 | 0 | 0 | 0 | 0 | 0 | 0 | 0 | 0 | 1139.6111 | 0 | 0 | 0 | 0.0042 | 0 | 0.00057666 | 0.00057666 | 764.2562 | 0 | 0 | 0 | 0.0042 | 0 | 0.00057666 | 0.00057666 | 1165.4579 | 0 | 0 | 0 | 0.0042 | 0 | 0 | 0.00057666 | 0.00057666 | 1092.0927
05/11 18:00:00 | 80.06 | 26.7 | 0% | 1.6089 | 59632.5105 | 1.0231 | 3.6831 | 4.787 | 4.3083 | 0 | 0 | 0 | 383.3765 | 1.6089 | 59632.5105 | 1.0231 | 3.99 | 5.1859 | 4.408 | 0 | 0 | 0 | 374.7444 | 0 | 0 | 0 | 0 | 0 | 0 | 0 | 754.2998 | 0 | 0 | 0 | 0 | 0 | 0 | 0 | 1228.1764 | 0 | 0 | 0 | 0 | 0 | 0 | 0 | 0 | 1139.6111 | 0 | 0 | 0 | 0.0042 | 0 | 0.00057666 | 0.00057666 | 764.2567 | 0 | 0 | 0 | 0.0042 | 0 | 0.00057666 | 0.00057666 | 1165.4585 | 0 | 0 | 0 | 0.0042 | 0 | 0 | 0.00057666 | 0.00057666 | 1092.0932
05/11 19:00:00 | 80.06 | 26.7 | 0% | 1.6089 | 59632.5105 | 1.0231 | 3.6831 | 4.787 | 4.3083 | 0 | 0 | 0 | 383.3765 | 1.6089 | 59632.5105 | 1.0231 | 3.99 | 5.1859 | 4.408 | 0 | 0 | 0 | 374.7444 | 0 | 0 | 0 | 0 | 0 | 0 | 0 | 754.2998 | 0 | 0 | 0 | 0 | 0 | 0 | 0 | 1228.1764 | 0 | 0 | 0 | 0 | 0 | 0 | 0 | 0 | 1139.6111 | 0 | 0 | 0 | 0.0042 | 0 | 0.00057666 | 0.00057666 | 764.2573 | 0 | 0 | 0 | 0.0042 | 0 | 0.00057666 | 0.00057666 | 1165.4591 | 0 | 0 | 0 | 0.0042 | 0 | 0 | 0.00057666 | 0.00057666 | 1092.0938
05/11 20:00:00 | 71.96 | 22.2 | 0% | 1.4528 | 53847.5669 | 1.0882 | 3.9177 | 4.5689 | 4.112 | 0 | 0 | 0 | 383.3765 | 1.4528 | 53847.5669 | 1.0882 | 4.2442 | 4.9496 | 4.2072 | 0 | 0 | 0 | 374.7444 | 0 | 0 | 0 | 0 | 0 | 0 | 0 | 754.2998 | 0 | 0 | 0 | 0 | 0 | 0 | 0 | 1228.1764 | 0 | 0 | 0 | 0 | 0 | 0 | 0 | 0 | 1139.6111 | 0 | 0 | 0 | 0.0042 | 0 | 0.00057666 | 0.00057666 | 764.2579 | 0 | 0 | 0 | 0.0042 | 0 | 0.00057666 | 0.00057666 | 1165.4597 | 0 | 0 | 0 | 0.0042 | 0 | 0 | 0.00057666 | 0.00057666 | 1092.0944
05/11 21:00:00 | 69.08 | 20.6 | 0% | 1.3992 | 51859.9654 | 1.1045 | 3.9762 | 4.4925 | 4.0432 | 0 | 0 | 0 | 383.3765 | 1.3992 | 51859.9654 | 1.1045 | 4.3075 | 4.8668 | 4.1368 | 0 | 0 | 0 | 374.7444 | 0 | 0 | 0 | 0 | 0 | 0 | 0 | 754.2998 | 0 | 0 | 0 | 0 | 0 | 0 | 0 | 1228.1764 | 0 | 0 | 0 | 0 | 0 | 0 | 0 | 0 | 1139.6111 | 0 | 0 | 0 | 0.0042 | 0 | 0.00057666 | 0.00057666 | 764.2585 | 0 | 0 | 0 | 0.0042 | 0 | 0.00057666 | 0.00057666 | 1165.4602 | 0 | 0 | 0 | 0.0042 | 0 | 0 | 0.00057666 | 0.00057666 | 1092.095
05/11 22:00:00 | 66.92 | 19.4 | 0% | 1.3596 | 50393.1104 | 1.1139 | 4.01 | 4.435 | 3.9915 | 0 | 0 | 0 | 383.3765 | 1.3596 | 50393.1104 | 1.1139 | 4.3441 | 4.8046 | 4.0839 | 0 | 0 | 0 | 374.7444 | 0 | 0 | 0 | 0 | 0 | 0 | 0 | 754.2998 | 0 | 0 | 0 | 0 | 0 | 0 | 0 | 1228.1764 | 0 | 0 | 0 | 0 | 0 | 0 | 0 | 0 | 1139.6111 | 0 | 0 | 0 | 0.0042 | 0 | 0.00057666 | 0.00057666 | 764.259 | 0 | 0 | 0 | 0.0042 | 0 | 0.00057666 | 0.00057666 | 1165.4608 | 0 | 0 | 0 | 0.0042 | 0 | 0 | 0.00057666 | 0.00057666 | 1092.0956
05/11 23:00:00 | 69.08 | 20.6 | 0% | 1.3992 | 51859.9654 | 1.1045 | 3.9762 | 4.4925 | 4.0432 | 0 | 0 | 0 | 383.3765 | 1.3992 | 51859.9654 | 1.1045 | 4.3075 | 4.8668 | 4.1368 | 0 | 0 | 0 | 374.7444 | 0 | 0 | 0 | 0 | 0 | 0 | 0 | 754.2998 | 0 | 0 | 0 | 0 | 0 | 0 | 0 | 1228.1764 | 0 | 0 | 0 | 0 | 0 | 0 | 0 | 0 | 1139.6111 | 0 | 0 | 0 | 0.0042 | 0 | 0.00057666 | 0.00057666 | 764.2596 | 0 | 0 | 0 | 0.0042 | 0 | 0.00057666 | 0.00057666 | 1165.4614 | 0 | 0 | 0 | 0.0042 | 0 | 0 | 0.00057666 | 0.00057666 | 1092.0961
05/11 24:00:00 | 69.08 | 20.6 | 0% | 1.3992 | 51859.9654 | 1.1045 | 3.9762 | 4.4925 | 4.0432 | 0 | 0 | 0 | 383.3765 | 1.3992 | 51859.9654 | 1.1045 | 4.3075 | 4.8668 | 4.1368 | 0 | 0 | 0 | 374.7444 | 0 | 0 | 0 | 0 | 0 | 0 | 0 | 754.2998 | 0 | 0 | 0 | 0 | 0 | 0 | 0 | 1228.1764 | 0 | 0 | 0 | 0 | 0 | 0 | 0 | 0 | 1139.6111 | 0 | 0 | 0 | 0.0042 | 0 | 0.00057666 | 0.00057666 | 764.2602 | 0 | 0 | 0 | 0.0042 | 0 | 0.00057666 | 0.00057666 | 1165.462 | 0 | 0 | 0 | 0.0042 | 0 | 0 | 0.00057666 | 0.00057666 | 1092.0967
05/12 01:00:00 | 69.08 | 20.6 | 0% | 1.3992 | 51859.9654 | 1.1045 | 3.9762 | 4.4925 | 4.0432 | 0 | 0 | 0 | 383.3765 | 1.3992 | 51859.9654 | 1.1045 | 4.3075 | 4.8668 | 4.1368 | 0 | 0 | 0 | 374.7444 | 0 | 0 | 0 | 0 | 0 | 0 | 0 | 754.2998 | 0 | 0 | 0 | 0 | 0 | 0 | 0 | 1228.1764 | 0 | 0 | 0 | 0 | 0 | 0 | 0 | 0 | 1139.6111 | 0 | 0 | 0 | 0.0042 | 0 | 0.00057666 | 0.00057666 | 764.2608 | 0 | 0 | 0 | 0.0042 | 0 | 0.00057666 | 0.00057666 | 1165.4625 | 0 | 0 | 0 | 0.0042 | 0 | 0 | 0.00057666 | 0.00057666 | 1092.0973
05/12 02:00:00 | 68 | 20 | 0% | 1.3794 | 51123.983 | 1.1095 | 3.9942 | 4.4638 | 4.0174 | 0 | 0 | 0 | 383.3765 | 1.3794 | 51123.983 | 1.1095 | 4.327 | 4.8357 | 4.1104 | 0 | 0 | 0 | 374.7444 | 0 | 0 | 0 | 0 | 0 | 0 | 0 | 754.2998 | 0 | 0 | 0 | 0 | 0 | 0 | 0 | 1228.1764 | 0 | 0 | 0 | 0 | 0 | 0 | 0 | 0 | 1139.6111 | 0 | 0 | 0 | 0.0042 | 0 | 0.00057666 | 0.00057666 | 764.2614 | 0 | 0 | 0 | 0.0042 | 0 | 0.00057666 | 0.00057666 | 1165.4631 | 0 | 0 | 0 | 0.0042 | 0 | 0 | 0.00057666 | 0.00057666 | 1092.0979
05/12 03:00:00 | 66.02 | 18.9 | 0% | 1.3433 | 49787.9534 | 1.117 | 4.0213 | 4.4109 | 3.9698 | 0 | 0 | 0 | 383.3765 | 1.3433 | 49787.9534 | 1.117 | 4.3565 | 4.7785 | 4.0617 | 0 | 0 | 0 | 374.7444 | 0 | 0 | 0 | 0 | 0 | 0 | 0 | 754.2998 | 0 | 0 | 0 | 0 | 0 | 0 | 0 | 1228.1764 | 0 | 0 | 0 | 0 | 0 | 0 | 0 | 0 | 1139.6111 | 0 | 0 | 0 | 0.0042 | 0 | 0.00057666 | 0.00057666 | 764.2619 | 0 | 0 | 0 | 0.0042 | 0 | 0.00057666 | 0.00057666 | 1165.4637 | 0 | 0 | 0 | 0.0042 | 0 | 0 | 0.00057666 | 0.00057666 | 1092.0984
05/12 04:00:00 | 64.04 | 17.8 | 0% | 1.3077 | 48469.0987 | 1.1224 | 4.0406 | 4.3577 | 3.9219 | 0 | 0 | 0 | 383.3765 | 1.3077 | 48469.0987 | 1.1224 | 4.3774 | 4.7208 | 4.0127 | 0 | 0 | 0 | 374.7444 | 0 | 0 | 0 | 0 | 0 | 0 | 0 | 754.2998 | 0 | 0 | 0 | 0 | 0 | 0 | 0 | 1228.1764 | 0 | 0 | 0 | 0 | 0 | 0 | 0 | 0 | 1139.6111 | 0 | 0 | 0 | 0.0042 | 0 | 0.00057666 | 0.00057666 | 764.2625 | 0 | 0 | 0 | 0.0042 | 0 | 0.00057666 | 0.00057666 | 1165.4643 | 0 | 0 | 0 | 0.0042 | 0 | 0 | 0.00057666 | 0.00057666 | 1092.099
05/12 05:00:00 | 64.04 | 17.8 | 0% | 1.3077 | 48469.0987 | 1.1224 | 4.0406 | 4.3577 | 3.9219 | 0 | 0 | 0 | 383.3765 | 1.3077 | 48469.0987 | 1.1224 | 4.3774 | 4.7208 | 4.0127 | 0 | 0 | 0 | 374.7444 | 0 | 0 | 0 | 0 | 0 | 0 | 0 | 754.2998 | 0 | 0 | 0 | 0 | 0 | 0 | 0 | 1228.1764 | 0 | 0 | 0 | 0 | 0 | 0 | 0 | 0 | 1139.6111 | 0 | 0 | 0 | 0.0042 | 0 | 0.00057666 | 0.00057666 | 764.2631 | 0 | 0 | 0 | 0.0042 | 0 | 0.00057666 | 0.00057666 | 1165.4649 | 0 | 0 | 0 | 0.0042 | 0 | 0 | 0.00057666 | 0.00057666 | 1092.0996
05/12 06:00:00 | 66.02 | 18.9 | 0% | 1.3433 | 49787.9534 | 1.117 | 4.0213 | 4.4109 | 3.9698 | 0 | 0 | 0 | 383.3765 | 1.3433 | 49787.9534 | 1.117 | 4.3565 | 4.7785 | 4.0617 | 0 | 0 | 0 | 374.7444 | 0 | 0 | 0 | 0 | 0 | 0 | 0 | 754.2998 | 0 | 0 | 0 | 0 | 0 | 0 | 0 | 1228.1764 | 0 | 0 | 0 | 0 | 0 | 0 | 0 | 0 | 1139.6111 | 0 | 0 | 0 | 0.0042 | 0 | 0.00057666 | 0.00057666 | 764.2637 | 0 | 0 | 0 | 0.0042 | 0 | 0.00057666 | 0.00057666 | 1165.4654 | 0 | 0 | 0 | 0.0042 | 0 | 0 | 0.00057666 | 0.00057666 | 1092.1002
05/12 07:00:00 | 66.02 | 18.9 | 0% | 1.3433 | 49787.9534 | 1.117 | 4.0213 | 4.4109 | 3.9698 | 0 | 0 | 0 | 383.3765 | 1.3433 | 49787.9534 | 1.117 | 4.3565 | 4.7785 | 4.0617 | 0 | 0 | 0 | 374.7444 | 0 | 0 | 0 | 0 | 0 | 0 | 0 | 754.2998 | 0 | 0 | 0 | 0 | 0 | 0 | 0 | 1228.1764 | 0 | 0 | 0 | 0 | 0 | 0 | 0 | 0 | 1139.6111 | 0 | 0 | 0 | 0.0042 | 0 | 0.00057666 | 0.00057666 | 764.2642 | 0 | 0 | 0 | 0.0042 | 0 | 0.00057666 | 0.00057666 | 1165.466 | 0 | 0 | 0 | 0.0042 | 0 | 0 | 0.00057666 | 0.00057666 | 1092.1007
05/12 08:00:00 | 69.98 | 21.1 | 0% | 1.4159 | 52477.1875 | 1.0999 | 3.9595 | 4.5163 | 4.0647 | 0 | 0 | 0 | 383.3765 | 1.4159 | 52477.1875 | 1.0999 | 4.2895 | 4.8927 | 4.1588 | 0 | 0 | 0 | 374.7444 | 0 | 0 | 0 | 0 | 0 | 0 | 0 | 754.2998 | 0 | 0 | 0 | 0 | 0 | 0 | 0 | 1228.1764 | 0 | 0 | 0 | 0 | 0 | 0 | 0 | 0 | 1139.6111 | 0 | 0 | 0 | 0.0042 | 0 | 0.00057666 | 0.00057666 | 764.2648 | 0 | 0 | 0 | 0.0042 | 0 | 0.00057666 | 0.00057666 | 1165.4666 | 0 | 0 | 0 | 0.0042 | 0 | 0 | 0.00057666 | 0.00057666 | 1092.1013
05/12 09:00:00 | 73.04 | 22.8 | 0% | 1.4732 | 54602.2855 | 1.0811 | 3.892 | 4.5976 | 4.1378 | 0 | 0 | 0 | 383.3765 | 1.4732 | 54602.2855 | 1.0811 | 4.2164 | 4.9807 | 4.2336 | 0 | 0 | 0 | 374.7444 | 0 | 0 | 0 | 0 | 0 | 0 | 0 | 754.2998 | 0 | 0 | 0 | 0 | 0 | 0 | 0 | 1228.1764 | 0 | 0 | 0 | 0 | 0 | 0 | 0 | 0 | 1139.6111 | 0 | 0 | 0 | 0.0042 | 0 | 0.00057666 | 0.00057666 | 764.2654 | 0 | 0 | 0 | 0.0042 | 0 | 0.00057666 | 0.00057666 | 1165.4672 | 0 | 0 | 0 | 0.0042 | 0 | 0 | 0.00057666 | 0.00057666 | 1092.1019
05/12 10:00:00 | 75.92 | 24.4 | 0% | 1.5282 | 56639.8504 | 1.0596 | 3.8146 | 4.6745 | 4.2071 | 0 | 0 | 0 | 383.3765 | 1.5282 | 56639.8504 | 1.0596 | 4.1325 | 5.0641 | 4.3044 | 0 | 0 | 0 | 374.7444 | 0 | 0 | 0 | 0 | 0 | 0 | 0 | 754.2998 | 0 | 0 | 0 | 0 | 0 | 0 | 0 | 1228.1764 | 0 | 0 | 0 | 0 | 0 | 0 | 0 | 0 | 1139.6111 | 0 | 0 | 0 | 0.0042 | 0 | 0.00057666 | 0.00057666 | 764.266 | 0 | 0 | 0 | 0.0042 | 0 | 0.00057666 | 0.00057666 | 1165.4677 | 0 | 0 | 0 | 0.0042 | 0 | 0 | 0.00057666 | 0.00057666 | 1092.1025
05/12 11:00:00 | 78.08 | 25.6 | 0% | 1.5701 | 58191.8702 | 1.0413 | 3.7487 | 4.7329 | 4.2596 | 0 | 0 | 0 | 383.3765 | 1.5701 | 58191.8702 | 1.0413 | 4.0611 | 5.1273 | 4.3582 | 0 | 0 | 0 | 374.7444 | 0 | 0 | 0 | 0 | 0 | 0 | 0 | 754.2998 | 0 | 0 | 0 | 0 | 0 | 0 | 0 | 1228.1764 | 0 | 0 | 0 | 0 | 0 | 0 | 0 | 0 | 1139.6111 | 0 | 0 | 0 | 0.0042 | 0 | 0.00057666 | 0.00057666 | 764.2665 | 0 | 0 | 0 | 0.0042 | 0 | 0.00057666 | 0.00057666 | 1165.4683 | 0 | 0 | 0 | 0.0042 | 0 | 0 | 0.00057666 | 0.00057666 | 1092.103
05/12 12:00:00 | 80.06 | 26.7 | 0% | 1.6089 | 59632.5105 | 1.0231 | 3.6831 | 4.787 | 4.3083 | 0 | 0 | 0 | 383.3765 | 1.6089 | 59632.5105 | 1.0231 | 3.99 | 5.1859 | 4.408 | 0 | 0 | 0 | 374.7444 | 0 | 0 | 0 | 0 | 0 | 0 | 0 | 754.2998 | 0 | 0 | 0 | 0 | 0 | 0 | 0 | 1228.1764 | 0 | 0 | 0 | 0 | 0 | 0 | 0 | 0 | 1139.6111 | 0 | 0 | 0 | 0.0042 | 0 | 0.00057666 | 0.00057666 | 764.2671 | 0 | 0 | 0 | 0.0042 | 0 | 0.00057666 | 0.00057666 | 1165.4689 | 0 | 0 | 0 | 0.0042 | 0 | 0 | 0.00057666 | 0.00057666 | 1092.1036
05/12 13:00:00 | 80.06 | 26.7 | 0% | 1.6089 | 59632.5105 | 1.0231 | 3.6831 | 4.787 | 4.3083 | 0 | 0 | 0 | 383.3765 | 1.6089 | 59632.5105 | 1.0231 | 3.99 | 5.1859 | 4.408 | 0 | 0 | 0 | 374.7444 | 0 | 0 | 0 | 0 | 0 | 0 | 0 | 754.2998 | 0 | 0 | 0 | 0 | 0 | 0 | 0 | 1228.1764 | 0 | 0 | 0 | 0 | 0 | 0 | 0 | 0 | 1139.6111 | 0 | 0 | 0 | 0.0042 | 0 | 0.00057666 | 0.00057666 | 764.2677 | 0 | 0 | 0 | 0.0042 | 0 | 0.00057666 | 0.00057666 | 1165.4695 | 0 | 0 | 0 | 0.0042 | 0 | 0 | 0.00057666 | 0.00057666 | 1092.1042
05/12 14:00:00 | 73.04 | 22.8 | 0% | 1.4732 | 54602.2855 | 1.0811 | 3.892 | 4.5976 | 4.1378 | 0 | 0 | 0 | 383.3765 | 1.4732 | 54602.2855 | 1.0811 | 4.2164 | 4.9807 | 4.2336 | 0 | 0 | 0 | 374.7444 | 0 | 0 | 0 | 0 | 0 | 0 | 0 | 754.2998 | 0 | 0 | 0 | 0 | 0 | 0 | 0 | 1228.1764 | 0 | 0 | 0 | 0 | 0 | 0 | 0 | 0 | 1139.6111 | 0 | 0 | 0 | 0.0042 | 0 | 0.00057666 | 0.00057666 | 764.2683 | 0 | 0 | 0 | 0.0042 | 0 | 0.00057666 | 0.00057666 | 1165.47 | 0 | 0 | 0 | 0.0042 | 0 | 0 | 0.00057666 | 0.00057666 | 1092.1048
05/12 15:00:00 | 75.92 | 24.4 | 0% | 1.5282 | 56639.8504 | 1.0596 | 3.8146 | 4.6745 | 4.2071 | 0 | 0 | 0 | 383.3765 | 1.5282 | 56639.8504 | 1.0596 | 4.1325 | 5.0641 | 4.3044 | 0 | 0 | 0 | 374.7444 | 0 | 0 | 0 | 0 | 0 | 0 | 0 | 754.2998 | 0 | 0 | 0 | 0 | 0 | 0 | 0 | 1228.1764 | 0 | 0 | 0 | 0 | 0 | 0 | 0 | 0 | 1139.6111 | 0 | 0 | 0 | 0.0042 | 0 | 0.00057666 | 0.00057666 | 764.2689 | 0 | 0 | 0 | 0.0042 | 0 | 0.00057666 | 0.00057666 | 1165.4706 | 0 | 0 | 0 | 0.0042 | 0 | 0 | 0.00057666 | 0.00057666 | 1092.1054
05/12 16:00:00 | 75.02 | 23.9 | 0% | 1.5109 | 55999.208 | 1.0667 | 3.8401 | 4.6504 | 4.1853 | 0 | 0 | 0 | 383.3765 | 1.5109 | 55999.208 | 1.0667 | 4.1602 | 5.0379 | 4.2822 | 0 | 0 | 0 | 374.7444 | 0 | 0 | 0 | 0 | 0 | 0 | 0 | 754.2998 | 0 | 0 | 0 | 0 | 0 | 0 | 0 | 1228.1764 | 0 | 0 | 0 | 0 | 0 | 0 | 0 | 0 | 1139.6111 | 0 | 0 | 0 | 0.0042 | 0 | 0.00057666 | 0.00057666 | 764.2694 | 0 | 0 | 0 | 0.0042 | 0 | 0.00057666 | 0.00057666 | 1165.4712 | 0 | 0 | 0 | 0.0042 | 0 | 0 | 0.00057666 | 0.00057666 | 1092.1059
05/12 17:00:00 | 73.94 | 23.3 | 0% | 1.4903 | 55235.1212 | 1.0748 | 3.8692 | 4.6215 | 4.1594 | 0 | 0 | 0 | 383.3765 | 1.4903 | 55235.1212 | 1.0748 | 4.1916 | 5.0067 | 4.2557 | 0 | 0 | 0 | 374.7444 | 0 | 0 | 0 | 0 | 0 | 0 | 0 | 754.2998 | 0 | 0 | 0 | 0 | 0 | 0 | 0 | 1228.1764 | 0 | 0 | 0 | 0 | 0 | 0 | 0 | 0 | 1139.6111 | 0 | 0 | 0 | 0.0042 | 0 | 0.00057666 | 0.00057666 | 764.27 | 0 | 0 | 0 | 0.0042 | 0 | 0.00057666 | 0.00057666 | 1165.4718 | 0 | 0 | 0 | 0.0042 | 0 | 0 | 0.00057666 | 0.00057666 | 1092.1065
05/12 18:00:00 | 73.04 | 22.8 | 0% | 1.4732 | 54602.2855 | 1.0811 | 3.892 | 4.5976 | 4.1378 | 0 | 0 | 0 | 383.3765 | 1.4732 | 54602.2855 | 1.0811 | 4.2164 | 4.9807 | 4.2336 | 0 | 0 | 0 | 374.7444 | 0 | 0 | 0 | 0 | 0 | 0 | 0 | 754.2998 | 0 | 0 | 0 | 0 | 0 | 0 | 0 | 1228.1764 | 0 | 0 | 0 | 0 | 0 | 0 | 0 | 0 | 1139.6111 | 0 | 0 | 0 | 0.0042 | 0 | 0.00057666 | 0.00057666 | 764.2706 | 0 | 0 | 0 | 0.0042 | 0 | 0.00057666 | 0.00057666 | 1165.4724 | 0 | 0 | 0 | 0.0042 | 0 | 0 | 0.00057666 | 0.00057666 | 1092.1071
05/12 19:00:00 | 73.04 | 22.8 | 0% | 1.4732 | 54602.2855 | 1.0811 | 3.892 | 4.5976 | 4.1378 | 0 | 0 | 0 | 383.3765 | 1.4732 | 54602.2855 | 1.0811 | 4.2164 | 4.9807 | 4.2336 | 0 | 0 | 0 | 374.7444 | 0 | 0 | 0 | 0 | 0 | 0 | 0 | 754.2998 | 0 | 0 | 0 | 0 | 0 | 0 | 0 | 1228.1764 | 0 | 0 | 0 | 0 | 0 | 0 | 0 | 0 | 1139.6111 | 0 | 0 | 0 | 0.0042 | 0 | 0.00057666 | 0.00057666 | 764.2712 | 0 | 0 | 0 | 0.0042 | 0 | 0.00057666 | 0.00057666 | 1165.4729 | 0 | 0 | 0 | 0.0042 | 0 | 0 | 0.00057666 | 0.00057666 | 1092.1077
05/12 20:00:00 | 69.08 | 20.6 | 0% | 1.3992 | 51859.9654 | 1.1045 | 3.9762 | 4.4925 | 4.0432 | 0 | 0 | 0 | 383.3765 | 1.3992 | 51859.9654 | 1.1045 | 4.3075 | 4.8668 | 4.1368 | 0 | 0 | 0 | 374.7444 | 0 | 0 | 0 | 0 | 0 | 0 | 0 | 754.2998 | 0 | 0 | 0 | 0 | 0 | 0 | 0 | 1228.1764 | 0 | 0 | 0 | 0 | 0 | 0 | 0 | 0 | 1139.6111 | 0 | 0 | 0 | 0.0042 | 0 | 0.00057666 | 0.00057666 | 764.2717 | 0 | 0 | 0 | 0.0042 | 0 | 0.00057666 | 0.00057666 | 1165.4735 | 0 | 0 | 0 | 0.0042 | 0 | 0 | 0.00057666 | 0.00057666 | 1092.1082
05/12 21:00:00 | 68 | 20 | 0% | 1.3794 | 51123.983 | 1.1095 | 3.9942 | 4.4638 | 4.0174 | 0 | 0 | 0 | 383.3765 | 1.3794 | 51123.983 | 1.1095 | 4.327 | 4.8357 | 4.1104 | 0 | 0 | 0 | 374.7444 | 0 | 0 | 0 | 0 | 0 | 0 | 0 | 754.2998 | 0 | 0 | 0 | 0 | 0 | 0 | 0 | 1228.1764 | 0 | 0 | 0 | 0 | 0 | 0 | 0 | 0 | 1139.6111 | 0 | 0 | 0 | 0.0042 | 0 | 0.00057666 | 0.00057666 | 764.2723 | 0 | 0 | 0 | 0.0042 | 0 | 0.00057666 | 0.00057666 | 1165.4741 | 0 | 0 | 0 | 0.0042 | 0 | 0 | 0.00057666 | 0.00057666 | 1092.1088
05/12 22:00:00 | 68 | 20 | 0% | 1.3794 | 51123.983 | 1.1095 | 3.9942 | 4.4638 | 4.0174 | 0 | 0 | 0 | 383.3765 | 1.3794 | 51123.983 | 1.1095 | 4.327 | 4.8357 | 4.1104 | 0 | 0 | 0 | 374.7444 | 0 | 0 | 0 | 0 | 0 | 0 | 0 | 754.2998 | 0 | 0 | 0 | 0 | 0 | 0 | 0 | 1228.1764 | 0 | 0 | 0 | 0 | 0 | 0 | 0 | 0 | 1139.6111 | 0 | 0 | 0 | 0.0042 | 0 | 0.00057666 | 0.00057666 | 764.2729 | 0 | 0 | 0 | 0.0042 | 0 | 0.00057666 | 0.00057666 | 1165.4747 | 0 | 0 | 0 | 0.0042 | 0 | 0 | 0.00057666 | 0.00057666 | 1092.1094
05/12 23:00:00 | 66.92 | 19.4 | 0% | 1.3596 | 50393.1104 | 1.1139 | 4.01 | 4.435 | 3.9915 | 0 | 0 | 0 | 383.3765 | 1.3596 | 50393.1104 | 1.1139 | 4.3441 | 4.8046 | 4.0839 | 0 | 0 | 0 | 374.7444 | 0 | 0 | 0 | 0 | 0 | 0 | 0 | 754.2998 | 0 | 0 | 0 | 0 | 0 | 0 | 0 | 1228.1764 | 0 | 0 | 0 | 0 | 0 | 0 | 0 | 0 | 1139.6111 | 0 | 0 | 0 | 0.0042 | 0 | 0.00057666 | 0.00057666 | 764.2735 | 0 | 0 | 0 | 0.0042 | 0 | 0.00057666 | 0.00057666 | 1165.4752 | 0 | 0 | 0 | 0.0042 | 0 | 0 | 0.00057666 | 0.00057666 | 1092.11
05/12 24:00:00 | 66.92 | 19.4 | 0% | 1.3596 | 50393.1104 | 1.1139 | 4.01 | 4.435 | 3.9915 | 0 | 0 | 0 | 383.3765 | 1.3596 | 50393.1104 | 1.1139 | 4.3441 | 4.8046 | 4.0839 | 0 | 0 | 0 | 374.7444 | 0 | 0 | 0 | 0 | 0 | 0 | 0 | 754.2998 | 0 | 0 | 0 | 0 | 0 | 0 | 0 | 1228.1764 | 0 | 0 | 0 | 0 | 0 | 0 | 0 | 0 | 1139.6111 | 0 | 0 | 0 | 0.0042 | 0 | 0.00057666 | 0.00057666 | 764.274 | 0 | 0 | 0 | 0.0042 | 0 | 0.00057666 | 0.00057666 | 1165.4758 | 0 | 0 | 0 | 0.0042 | 0 | 0 | 0.00057666 | 0.00057666 | 1092.1105
05/13 01:00:00 | 66.92 | 19.4 | 0% | 1.3596 | 50393.1104 | 1.1139 | 4.01 | 4.435 | 3.9915 | 0 | 0 | 0 | 383.3765 | 1.3596 | 50393.1104 | 1.1139 | 4.3441 | 4.8046 | 4.0839 | 0 | 0 | 0 | 374.7444 | 0 | 0 | 0 | 0 | 0 | 0 | 0 | 754.2998 | 0 | 0 | 0 | 0 | 0 | 0 | 0 | 1228.1764 | 0 | 0 | 0 | 0 | 0 | 0 | 0 | 0 | 1139.6111 | 0 | 0 | 0 | 0.0042 | 0 | 0.00057666 | 0.00057666 | 764.2746 | 0 | 0 | 0 | 0.0042 | 0 | 0.00057666 | 0.00057666 | 1165.4764 | 0 | 0 | 0 | 0.0042 | 0 | 0 | 0.00057666 | 0.00057666 | 1092.1111
05/13 02:00:00 | 66.92 | 19.4 | 0% | 1.3596 | 50393.1104 | 1.1139 | 4.01 | 4.435 | 3.9915 | 0 | 0 | 0 | 383.3765 | 1.3596 | 50393.1104 | 1.1139 | 4.3441 | 4.8046 | 4.0839 | 0 | 0 | 0 | 374.7444 | 0 | 0 | 0 | 0 | 0 | 0 | 0 | 754.2998 | 0 | 0 | 0 | 0 | 0 | 0 | 0 | 1228.1764 | 0 | 0 | 0 | 0 | 0 | 0 | 0 | 0 | 1139.6111 | 0 | 0 | 0 | 0.0042 | 0 | 0.00057666 | 0.00057666 | 764.2752 | 0 | 0 | 0 | 0.0042 | 0 | 0.00057666 | 0.00057666 | 1165.477 | 0 | 0 | 0 | 0.0042 | 0 | 0 | 0.00057666 | 0.00057666 | 1092.1117
05/13 03:00:00 | 66.02 | 18.9 | 0% | 1.3433 | 49787.9534 | 1.117 | 4.0213 | 4.4109 | 3.9698 | 0 | 0 | 0 | 383.3765 | 1.3433 | 49787.9534 | 1.117 | 4.3565 | 4.7785 | 4.0617 | 0 | 0 | 0 | 374.7444 | 0 | 0 | 0 | 0 | 0 | 0 | 0 | 754.2998 | 0 | 0 | 0 | 0 | 0 | 0 | 0 | 1228.1764 | 0 | 0 | 0 | 0 | 0 | 0 | 0 | 0 | 1139.6111 | 0 | 0 | 0 | 0.0042 | 0 | 0.00057666 | 0.00057666 | 764.2758 | 0 | 0 | 0 | 0.0042 | 0 | 0.00057666 | 0.00057666 | 1165.4775 | 0 | 0 | 0 | 0.0042 | 0 | 0 | 0.00057666 | 0.00057666 | 1092.1123
05/13 04:00:00 | 66.02 | 18.9 | 0% | 1.3433 | 49787.9534 | 1.117 | 4.0213 | 4.4109 | 3.9698 | 0 | 0 | 0 | 383.3765 | 1.3433 | 49787.9534 | 1.117 | 4.3565 | 4.7785 | 4.0617 | 0 | 0 | 0 | 374.7444 | 0 | 0 | 0 | 0 | 0 | 0 | 0 | 754.2998 | 0 | 0 | 0 | 0 | 0 | 0 | 0 | 1228.1764 | 0 | 0 | 0 | 0 | 0 | 0 | 0 | 0 | 1139.6111 | 0 | 0 | 0 | 0.0042 | 0 | 0.00057666 | 0.00057666 | 764.2763 | 0 | 0 | 0 | 0.0042 | 0 | 0.00057666 | 0.00057666 | 1165.4781 | 0 | 0 | 0 | 0.0042 | 0 | 0 | 0.00057666 | 0.00057666 | 1092.1129
05/13 05:00:00 | 64.94 | 18.3 | 0% | 1.3238 | 49066.449 | 1.1202 | 4.0329 | 4.3819 | 3.9437 | 0 | 0 | 0 | 383.3765 | 1.3238 | 49066.449 | 1.1202 | 4.3689 | 4.7471 | 4.035 | 0 | 0 | 0 | 374.7444 | 0 | 0 | 0 | 0 | 0 | 0 | 0 | 754.2998 | 0 | 0 | 0 | 0 | 0 | 0 | 0 | 1228.1764 | 0 | 0 | 0 | 0 | 0 | 0 | 0 | 0 | 1139.6111 | 0 | 0 | 0 | 0.0042 | 0 | 0.00057666 | 0.00057666 | 764.2769 | 0 | 0 | 0 | 0.0042 | 0 | 0.00057666 | 0.00057666 | 1165.4787 | 0 | 0 | 0 | 0.0042 | 0 | 0 | 0.00057666 | 0.00057666 | 1092.1134
05/13 06:00:00 | 64.94 | 18.3 | 0% | 1.3238 | 49066.449 | 1.1202 | 4.0329 | 4.3819 | 3.9437 | 0 | 0 | 0 | 383.3765 | 1.3238 | 49066.449 | 1.1202 | 4.3689 | 4.7471 | 4.035 | 0 | 0 | 0 | 374.7444 | 0 | 0 | 0 | 0 | 0 | 0 | 0 | 754.2998 | 0 | 0 | 0 | 0 | 0 | 0 | 0 | 1228.1764 | 0 | 0 | 0 | 0 | 0 | 0 | 0 | 0 | 1139.6111 | 0 | 0 | 0 | 0.0042 | 0 | 0.00057666 | 0.00057666 | 764.2775 | 0 | 0 | 0 | 0.0042 | 0 | 0.00057666 | 0.00057666 | 1165.4793 | 0 | 0 | 0 | 0.0042 | 0 | 0 | 0.00057666 | 0.00057666 | 1092.114
05/13 07:00:00 | 64.94 | 18.3 | 0% | 1.3238 | 49066.449 | 1.1202 | 4.0329 | 4.3819 | 3.9437 | 0 | 0 | 0 | 383.3765 | 1.3238 | 49066.449 | 1.1202 | 4.3689 | 4.7471 | 4.035 | 0 | 0 | 0 | 374.7444 | 0 | 0 | 0 | 0 | 0 | 0 | 0 | 754.2998 | 0 | 0 | 0 | 0 | 0 | 0 | 0 | 1228.1764 | 0 | 0 | 0 | 0 | 0 | 0 | 0 | 0 | 1139.6111 | 0 | 0 | 0 | 0.0042 | 0 | 0.00057666 | 0.00057666 | 764.2781 | 0 | 0 | 0 | 0.0042 | 0 | 0.00057666 | 0.00057666 | 1165.4798 | 0 | 0 | 0 | 0.0042 | 0 | 0 | 0.00057666 | 0.00057666 | 1092.1146
05/13 08:00:00 | 64.94 | 18.3 | 0% | 1.3238 | 49066.449 | 1.1202 | 4.0329 | 4.3819 | 3.9437 | 0 | 0 | 0 | 383.3765 | 1.3238 | 49066.449 | 1.1202 | 4.3689 | 4.7471 | 4.035 | 0 | 0 | 0 | 374.7444 | 0 | 0 | 0 | 0 | 0 | 0 | 0 | 754.2998 | 0 | 0 | 0 | 0 | 0 | 0 | 0 | 1228.1764 | 0 | 0 | 0 | 0 | 0 | 0 | 0 | 0 | 1139.6111 | 0 | 0 | 0 | 0.0042 | 0 | 0.00057666 | 0.00057666 | 764.2787 | 0 | 0 | 0 | 0.0042 | 0 | 0.00057666 | 0.00057666 | 1165.4804 | 0 | 0 | 0 | 0.0042 | 0 | 0 | 0.00057666 | 0.00057666 | 1092.1152
05/13 09:00:00 | 66.92 | 19.4 | 0% | 1.3596 | 50393.1104 | 1.1139 | 4.01 | 4.435 | 3.9915 | 0 | 0 | 0 | 383.3765 | 1.3596 | 50393.1104 | 1.1139 | 4.3441 | 4.8046 | 4.0839 | 0 | 0 | 0 | 374.7444 | 0 | 0 | 0 | 0 | 0 | 0 | 0 | 754.2998 | 0 | 0 | 0 | 0 | 0 | 0 | 0 | 1228.1764 | 0 | 0 | 0 | 0 | 0 | 0 | 0 | 0 | 1139.6111 | 0 | 0 | 0 | 0.0042 | 0 | 0.00057666 | 0.00057666 | 764.2792 | 0 | 0 | 0 | 0.0042 | 0 | 0.00057666 | 0.00057666 | 1165.481 | 0 | 0 | 0 | 0.0042 | 0 | 0 | 0.00057666 | 0.00057666 | 1092.1157
05/13 10:00:00 | 69.08 | 20.6 | 0% | 1.3992 | 51859.9654 | 1.1045 | 3.9762 | 4.4925 | 4.0432 | 0 | 0 | 0 | 383.3765 | 1.3992 | 51859.9654 | 1.1045 | 4.3075 | 4.8668 | 4.1368 | 0 | 0 | 0 | 374.7444 | 0 | 0 | 0 | 0 | 0 | 0 | 0 | 754.2998 | 0 | 0 | 0 | 0 | 0 | 0 | 0 | 1228.1764 | 0 | 0 | 0 | 0 | 0 | 0 | 0 | 0 | 1139.6111 | 0 | 0 | 0 | 0.0042 | 0 | 0.00057666 | 0.00057666 | 764.2798 | 0 | 0 | 0 | 0.0042 | 0 | 0.00057666 | 0.00057666 | 1165.4816 | 0 | 0 | 0 | 0.0042 | 0 | 0 | 0.00057666 | 0.00057666 | 1092.1163
05/13 11:00:00 | 68 | 20 | 0% | 1.3794 | 51123.983 | 1.1095 | 3.9942 | 4.4638 | 4.0174 | 0 | 0 | 0 | 383.3765 | 1.3794 | 51123.983 | 1.1095 | 4.327 | 4.8357 | 4.1104 | 0 | 0 | 0 | 374.7444 | 0 | 0 | 0 | 0 | 0 | 0 | 0 | 754.2998 | 0 | 0 | 0 | 0 | 0 | 0 | 0 | 1228.1764 | 0 | 0 | 0 | 0 | 0 | 0 | 0 | 0 | 1139.6111 | 0 | 0 | 0 | 0.0042 | 0 | 0.00057666 | 0.00057666 | 764.2804 | 0 | 0 | 0 | 0.0042 | 0 | 0.00057666 | 0.00057666 | 1165.4822 | 0 | 0 | 0 | 0.0042 | 0 | 0 | 0.00057666 | 0.00057666 | 1092.1169
05/13 12:00:00 | 71.96 | 22.2 | 0% | 1.4528 | 53847.5669 | 1.0882 | 3.9177 | 4.5689 | 4.112 | 0 | 0 | 0 | 383.3765 | 1.4528 | 53847.5669 | 1.0882 | 4.2442 | 4.9496 | 4.2072 | 0 | 0 | 0 | 374.7444 | 0 | 0 | 0 | 0 | 0 | 0 | 0 | 754.2998 | 0 | 0 | 0 | 0 | 0 | 0 | 0 | 1228.1764 | 0 | 0 | 0 | 0 | 0 | 0 | 0 | 0 | 1139.6111 | 0 | 0 | 0 | 0.0042 | 0 | 0.00057666 | 0.00057666 | 764.281 | 0 | 0 | 0 | 0.0042 | 0 | 0.00057666 | 0.00057666 | 1165.4827 | 0 | 0 | 0 | 0.0042 | 0 | 0 | 0.00057666 | 0.00057666 | 1092.1175
05/13 13:00:00 | 71.96 | 22.2 | 0% | 1.4528 | 53847.5669 | 1.0882 | 3.9177 | 4.5689 | 4.112 | 0 | 0 | 0 | 383.3765 | 1.4528 | 53847.5669 | 1.0882 | 4.2442 | 4.9496 | 4.2072 | 0 | 0 | 0 | 374.7444 | 0 | 0 | 0 | 0 | 0 | 0 | 0 | 754.2998 | 0 | 0 | 0 | 0 | 0 | 0 | 0 | 1228.1764 | 0 | 0 | 0 | 0 | 0 | 0 | 0 | 0 | 1139.6111 | 0 | 0 | 0 | 0.0042 | 0 | 0.00057666 | 0.00057666 | 764.2815 | 0 | 0 | 0 | 0.0042 | 0 | 0.00057666 | 0.00057666 | 1165.4833 | 0 | 0 | 0 | 0.0042 | 0 | 0 | 0.00057666 | 0.00057666 | 1092.118
05/13 14:00:00 | 77 | 25 | 0% | 1.5491 | 57413.3053 | 1.0507 | 3.7824 | 4.7036 | 4.2332 | 0 | 0 | 0 | 383.3765 | 1.5491 | 57413.3053 | 1.0507 | 4.0976 | 5.0956 | 4.3312 | 0 | 0 | 0 | 374.7444 | 0 | 0 | 0 | 0 | 0 | 0 | 0 | 754.2998 | 0 | 0 | 0 | 0 | 0 | 0 | 0 | 1228.1764 | 0 | 0 | 0 | 0 | 0 | 0 | 0 | 0 | 1139.6111 | 0 | 0 | 0 | 0.0042 | 0 | 0.00057666 | 0.00057666 | 764.2821 | 0 | 0 | 0 | 0.0042 | 0 | 0.00057666 | 0.00057666 | 1165.4839 | 0 | 0 | 0 | 0.0042 | 0 | 0 | 0.00057666 | 0.00057666 | 1092.1186
05/13 15:00:00 | 78.08 | 25.6 | 0% | 1.5701 | 58191.8702 | 1.0413 | 3.7487 | 4.7329 | 4.2596 | 0 | 0 | 0 | 383.3765 | 1.5701 | 58191.8702 | 1.0413 | 4.0611 | 5.1273 | 4.3582 | 0 | 0 | 0 | 374.7444 | 0 | 0 | 0 | 0 | 0 | 0 | 0 | 754.2998 | 0 | 0 | 0 | 0 | 0 | 0 | 0 | 1228.1764 | 0 | 0 | 0 | 0 | 0 | 0 | 0 | 0 | 1139.6111 | 0 | 0 | 0 | 0.0042 | 0 | 0.00057666 | 0.00057666 | 764.2827 | 0 | 0 | 0 | 0.0042 | 0 | 0.00057666 | 0.00057666 | 1165.4845 | 0 | 0 | 0 | 0.0042 | 0 | 0 | 0.00057666 | 0.00057666 | 1092.1192
05/13 16:00:00 | 75.92 | 24.4 | 0% | 1.5282 | 56639.8504 | 1.0596 | 3.8146 | 4.6745 | 4.2071 | 0 | 0 | 0 | 383.3765 | 1.5282 | 56639.8504 | 1.0596 | 4.1325 | 5.0641 | 4.3044 | 0 | 0 | 0 | 374.7444 | 0 | 0 | 0 | 0 | 0 | 0 | 0 | 754.2998 | 0 | 0 | 0 | 0 | 0 | 0 | 0 | 1228.1764 | 0 | 0 | 0 | 0 | 0 | 0 | 0 | 0 | 1139.6111 | 0 | 0 | 0 | 0.0042 | 0 | 0.00057666 | 0.00057666 | 764.2833 | 0 | 0 | 0 | 0.0042 | 0 | 0.00057666 | 0.00057666 | 1165.485 | 0 | 0 | 0 | 0.0042 | 0 | 0 | 0.00057666 | 0.00057666 | 1092.1198
05/13 17:00:00 | 77 | 25 | 0% | 1.5491 | 57413.3053 | 1.0507 | 3.7824 | 4.7036 | 4.2332 | 0 | 0 | 0 | 383.3765 | 1.5491 | 57413.3053 | 1.0507 | 4.0976 | 5.0956 | 4.3312 | 0 | 0 | 0 | 374.7444 | 0 | 0 | 0 | 0 | 0 | 0 | 0 | 754.2998 | 0 | 0 | 0 | 0 | 0 | 0 | 0 | 1228.1764 | 0 | 0 | 0 | 0 | 0 | 0 | 0 | 0 | 1139.6111 | 0 | 0 | 0 | 0.0042 | 0 | 0.00057666 | 0.00057666 | 764.2838 | 0 | 0 | 0 | 0.0042 | 0 | 0.00057666 | 0.00057666 | 1165.4856 | 0 | 0 | 0 | 0.0042 | 0 | 0 | 0.00057666 | 0.00057666 | 1092.1203
05/13 18:00:00 | 73.94 | 23.3 | 0% | 1.4903 | 55235.1212 | 1.0748 | 3.8692 | 4.6215 | 4.1594 | 0 | 0 | 0 | 383.3765 | 1.4903 | 55235.1212 | 1.0748 | 4.1916 | 5.0067 | 4.2557 | 0 | 0 | 0 | 374.7444 | 0 | 0 | 0 | 0 | 0 | 0 | 0 | 754.2998 | 0 | 0 | 0 | 0 | 0 | 0 | 0 | 1228.1764 | 0 | 0 | 0 | 0 | 0 | 0 | 0 | 0 | 1139.6111 | 0 | 0 | 0 | 0.0042 | 0 | 0.00057666 | 0.00057666 | 764.2844 | 0 | 0 | 0 | 0.0042 | 0 | 0.00057666 | 0.00057666 | 1165.4862 | 0 | 0 | 0 | 0.0042 | 0 | 0 | 0.00057666 | 0.00057666 | 1092.1209
05/13 19:00:00 | 73.94 | 23.3 | 0% | 1.4903 | 55235.1212 | 1.0748 | 3.8692 | 4.6215 | 4.1594 | 0 | 0 | 0 | 383.3765 | 1.4903 | 55235.1212 | 1.0748 | 4.1916 | 5.0067 | 4.2557 | 0 | 0 | 0 | 374.7444 | 0 | 0 | 0 | 0 | 0 | 0 | 0 | 754.2998 | 0 | 0 | 0 | 0 | 0 | 0 | 0 | 1228.1764 | 0 | 0 | 0 | 0 | 0 | 0 | 0 | 0 | 1139.6111 | 0 | 0 | 0 | 0.0042 | 0 | 0.00057666 | 0.00057666 | 764.285 | 0 | 0 | 0 | 0.0042 | 0 | 0.00057666 | 0.00057666 | 1165.4868 | 0 | 0 | 0 | 0.0042 | 0 | 0 | 0.00057666 | 0.00057666 | 1092.1215
05/13 20:00:00 | 64.04 | 17.8 | 0% | 1.3077 | 48469.0987 | 1.1224 | 4.0406 | 4.3577 | 3.9219 | 0 | 0 | 0 | 383.3765 | 1.3077 | 48469.0987 | 1.1224 | 4.3774 | 4.7208 | 4.0127 | 0 | 0 | 0 | 374.7444 | 0 | 0 | 0 | 0 | 0 | 0 | 0 | 754.2998 | 0 | 0 | 0 | 0 | 0 | 0 | 0 | 1228.1764 | 0 | 0 | 0 | 0 | 0 | 0 | 0 | 0 | 1139.6111 | 0 | 0 | 0 | 0.0042 | 0 | 0.00057666 | 0.00057666 | 764.2856 | 0 | 0 | 0 | 0.0042 | 0 | 0.00057666 | 0.00057666 | 1165.4873 | 0 | 0 | 0 | 0.0042 | 0 | 0 | 0.00057666 | 0.00057666 | 1092.1221
05/13 21:00:00 | 70.7 | 21.5 | 0% | 1.4293 | 52973.5201 | 1.0959 | 3.9451 | 4.5354 | 4.0819 | 0 | 0 | 0 | 383.3765 | 1.4293 | 52973.5201 | 1.0959 | 4.2739 | 4.9134 | 4.1764 | 0 | 0 | 0 | 374.7444 | 0 | 0 | 0 | 0 | 0 | 0 | 0 | 754.2998 | 0 | 0 | 0 | 0 | 0 | 0 | 0 | 1228.1764 | 0 | 0 | 0 | 0 | 0 | 0 | 0 | 0 | 1139.6111 | 0 | 0 | 0 | 0.0042 | 0 | 0.00057666 | 0.00057666 | 764.2862 | 0 | 0 | 0 | 0.0042 | 0 | 0.00057666 | 0.00057666 | 1165.4879 | 0 | 0 | 0 | 0.0042 | 0 | 0 | 0.00057666 | 0.00057666 | 1092.1227
05/13 22:00:00 | 57.92 | 14.4 | 0% | 1.2007 | 44501.2239 | 1.1247 | 4.0487 | 4.188 | 3.7692 | 0 | 0 | 0 | 383.3765 | 1.2007 | 44501.2239 | 1.1247 | 4.3861 | 4.537 | 3.8565 | 0 | 0 | 0 | 374.7444 | 0 | 0 | 0 | 0 | 0 | 0 | 0 | 754.2998 | 0 | 0 | 0 | 0 | 0 | 0 | 0 | 1228.1764 | 0 | 0 | 0 | 0 | 0 | 0 | 0 | 0 | 1139.6111 | 0 | 0 | 0 | 0.0042 | 0 | 0.00057666 | 0.00057666 | 764.2867 | 0 | 0 | 0 | 0.0042 | 0 | 0.00057666 | 0.00057666 | 1165.4885 | 0 | 0 | 0 | 0.0042 | 0 | 0 | 0.00057666 | 0.00057666 | 1092.1232
05/13 23:00:00 | 60.98 | 16.1 | 0% | 1.2536 | 46464.6508 | 1.1263 | 4.0545 | 4.274 | 3.8466 | 0 | 0 | 0 | 383.3765 | 1.2536 | 46464.6508 | 1.1263 | 4.3924 | 4.6301 | 3.9356 | 0 | 0 | 0 | 374.7444 | 0 | 0 | 0 | 0 | 0 | 0 | 0 | 754.2998 | 0 | 0 | 0 | 0 | 0 | 0 | 0 | 1228.1764 | 0 | 0 | 0 | 0 | 0 | 0 | 0 | 0 | 1139.6111 | 0 | 0 | 0 | 0.0042 | 0 | 0.00057666 | 0.00057666 | 764.2873 | 0 | 0 | 0 | 0.0042 | 0 | 0.00057666 | 0.00057666 | 1165.4891 | 0 | 0 | 0 | 0.0042 | 0 | 0 | 0.00057666 | 0.00057666 | 1092.1238
05/13 24:00:00 | 57.92 | 14.4 | 3.579% | 1.2007 | 44501.2239 | 1.1247 | 4.0487 | 4.188 | 3.7692 | 0.029808 | 0.10315 | 0.014162 | 383.3907 | 1.2007 | 44501.2239 | 1.1247 | 4.3861 | 4.537 | 3.8565 | 0 | 0 | 0 | 374.7444 | 1326.5038 | 0.03579 | 1637.659 | 0.0081801 | 0.031791 | 0.0011231 | 0.032914 | 754.3327 | 1326.5038 | 0.03579 | 1637.659 | 0.0081801 | 0.052468 | 0.0011231 | 0.053592 | 1228.23 | 1326.5038 | 0.03579 | 1707.2121 | 0.0081801 | 0.0038655 | 0.048073 | 0.0016539 | 0.049727 | 1139.6608 | 1326.5038 | 0.03579 | 1713.8292 | 0.0042 | 0.033269 | 0.00057666 | 0.033846 | 764.3212 | 1326.5038 | 0.03579 | 1584.8313 | 0.0042 | 0.050776 | 0.00057666 | 0.051353 | 1165.5404 | 1326.5038 | 0.03579 | 1670.6597 | 0.0042 | 0.0038655 | 0.047044 | 0.0011074 | 0.048151 | 1092.172
05/14 01:00:00 | 57.92 | 14.4 | 9.869% | 1.2007 | 44501.2239 | 1.1247 | 4.0487 | 4.188 | 3.7692 | 0.082195 | 0.28442 | 0.039051 | 383.4297 | 1.2007 | 44501.2239 | 1.1247 | 4.3861 | 4.537 | 3.8565 | 0.082195 | 0.27798 | 0.038167 | 374.7825 | 3657.7731 | 0.098689 | 4515.7693 | 0.022556 | 0.087662 | 0.003097 | 0.090759 | 754.4235 | 3657.7731 | 0.098689 | 4515.7693 | 0.022556 | 0.14468 | 0.003097 | 0.14778 | 1228.3778 | 3657.7731 | 0.098689 | 4707.5587 | 0.022556 | 0.010659 | 0.13256 | 0.0045605 | 0.13712 | 1139.7979 | 3657.7731 | 0.098689 | 4725.8051 | 0.0042 | 0.091739 | 0.00057666 | 0.092316 | 764.4135 | 3657.7731 | 0.098689 | 4370.0993 | 0.0042 | 0.14001 | 0.00057666 | 0.14059 | 1165.681 | 3657.7731 | 0.098689 | 4606.7671 | 0.0042 | 0.010659 | 0.12972 | 0.0020401 | 0.13176 | 1092.3037
05/14 02:00:00 | 55.04 | 12.8 | 14.07% | 1.1518 | 42690.7653 | 1.1182 | 4.0255 | 4.1045 | 3.694 | 0.12212 | 0.41362 | 0.05679 | 383.4865 | 1.1518 | 42690.7653 | 1.1182 | 4.3609 | 4.4465 | 3.7795 | 0.085681 | 0.28364 | 0.038944 | 374.8215 | 5213.319 | 0.14066 | 6436.1963 | 0.032149 | 0.12494 | 0.004414 | 0.12936 | 754.5528 | 5213.319 | 0.14066 | 6436.1963 | 0.032149 | 0.20621 | 0.004414 | 0.21062 | 1228.5884 | 5213.319 | 0.14066 | 6709.5483 | 0.032149 | 0.015192 | 0.18893 | 0.0064999 | 0.19543 | 1139.9933 | 5213.319 | 0.14066 | 6735.5543 | 0.0042 | 0.13075 | 0.00057666 | 0.13133 | 764.5448 | 5213.319 | 0.14066 | 6228.5771 | 0.0042 | 0.19956 | 0.00057666 | 0.20013 | 1165.8811 | 5213.319 | 0.14066 | 6565.893 | 0.0042 | 0.015192 | 0.18489 | 0.0026625 | 0.18755 | 1092.4913
05/14 03:00:00 | 53.96 | 12.2 | 18.34% | 1.1338 | 42021.2114 | 1.1146 | 4.0124 | 4.0724 | 3.6652 | 0.16175 | 0.54353 | 0.074626 | 383.5611 | 1.1338 | 42021.2114 | 1.1146 | 4.3467 | 4.4118 | 3.75 | 0.16175 | 0.53123 | 0.072938 | 374.8944 | 6797.0756 | 0.18339 | 8391.4514 | 0.041915 | 0.1629 | 0.005755 | 0.16865 | 754.7215 | 6797.0756 | 0.18339 | 8391.4514 | 0.041915 | 0.26885 | 0.005755 | 0.27461 | 1228.863 | 6797.0756 | 0.18339 | 8747.8451 | 0.041915 | 0.019807 | 0.24633 | 0.0084745 | 0.2548 | 1140.2481 | 6797.0756 | 0.18339 | 8781.7515 | 0.0042 | 0.17047 | 0.00057666 | 0.17105 | 764.7158 | 6797.0756 | 0.18339 | 8120.7594 | 0.0042 | 0.26018 | 0.00057666 | 0.26075 | 1166.1419 | 6797.0756 | 0.18339 | 8560.5487 | 0.0042 | 0.019807 | 0.24106 | 0.0032962 | 0.24435 | 1092.7356
05/14 04:00:00 | 53.06 | 11.7 | 21.83% | 1.1188 | 41467.1533 | 1.111 | 3.9997 | 4.0453 | 3.6408 | 0.19509 | 0.65123 | 0.089414 | 383.6505 | 1.1188 | 41467.1533 | 1.111 | 4.333 | 4.3824 | 3.7251 | 0.16391 | 0.53478 | 0.073426 | 374.9678 | 8089.8708 | 0.21827 | 9987.4948 | 0.049888 | 0.19388 | 0.0068496 | 0.20073 | 754.9222 | 8089.8708 | 0.21827 | 9987.4948 | 0.049888 | 0.31999 | 0.0068496 | 0.32684 | 1229.1898 | 8089.8708 | 0.21827 | 10411.6741 | 0.049888 | 0.023574 | 0.29318 | 0.010086 | 0.30327 | 1140.5514 | 8089.8708 | 0.21827 | 10452.0294 | 0.0042 | 0.2029 | 0.00057666 | 0.20347 | 764.9193 | 8089.8708 | 0.21827 | 9665.3175 | 0.0042 | 0.30966 | 0.00057666 | 0.31024 | 1166.4521 | 8089.8708 | 0.21827 | 10188.7541 | 0.0042 | 0.023574 | 0.2869 | 0.0038134 | 0.29072 | 1093.0263
05/14 05:00:00 | 51.98 | 11.1 | 24.56% | 1.101 | 40806.9675 | 1.1062 | 3.9825 | 4.0124 | 3.6112 | 0.22305 | 0.73873 | 0.10143 | 383.752 | 1.101 | 40806.9675 | 1.1062 | 4.3143 | 4.3468 | 3.6948 | 0.22305 | 0.72202 | 0.099133 | 375.067 | 9102.1377 | 0.24558 | 11237.2071 | 0.05613 | 0.21814 | 0.0077066 | 0.22585 | 755.148 | 9102.1377 | 0.24558 | 11237.2071 | 0.05613 | 0.36003 | 0.0077066 | 0.36773 | 1229.5576 | 9102.1377 | 0.24558 | 11714.463 | 0.05613 | 0.026524 | 0.32987 | 0.011348 | 0.34121 | 1140.8926 | 9102.1377 | 0.24558 | 11759.8679 | 0.0042 | 0.22829 | 0.00057666 | 0.22886 | 765.1482 | 9102.1377 | 0.24558 | 10874.7165 | 0.0042 | 0.34841 | 0.00057666 | 0.34899 | 1166.8011 | 9102.1377 | 0.24558 | 11463.6495 | 0.0042 | 0.026524 | 0.3228 | 0.0042184 | 0.32702 | 1093.3534
05/14 06:00:00 | 53.06 | 11.7 | 22.49% | 1.1188 | 41467.1533 | 1.111 | 3.9997 | 4.0453 | 3.6408 | 0.20098 | 0.67088 | 0.092111 | 383.8441 | 1.1188 | 41467.1533 | 1.111 | 4.333 | 4.3824 | 3.7251 | 0.2195 | 0.71614 | 0.098327 | 375.1653 | 8333.8826 | 0.22485 | 10288.744 | 0.051392 | 0.19973 | 0.0070562 | 0.20678 | 755.3548 | 8333.8826 | 0.22485 | 10288.744 | 0.051392 | 0.32964 | 0.0070562 | 0.33669 | 1229.8942 | 8333.8826 | 0.22485 | 10725.7176 | 0.051392 | 0.024285 | 0.30202 | 0.010391 | 0.31241 | 1141.205 | 8333.8826 | 0.22485 | 10767.2902 | 0.0042 | 0.20902 | 0.00057666 | 0.20959 | 765.3578 | 8333.8826 | 0.22485 | 9956.849 | 0.0042 | 0.319 | 0.00057666 | 0.31958 | 1167.1207 | 8333.8826 | 0.22485 | 10496.0738 | 0.0042 | 0.024285 | 0.29556 | 0.0039111 | 0.29947 | 1093.6528
05/14 07:00:00 | 55.94 | 13.3 | 7.291% | 1.167 | 43252.6302 | 1.1207 | 4.0346 | 4.1309 | 3.7178 | 0.062478 | 0.21303 | 0.029249 | 383.8733 | 1.167 | 43252.6302 | 1.1207 | 4.3708 | 4.4751 | 3.8039 | 0.062478 | 0.20821 | 0.028587 | 375.1939 | 2702.3167 | 0.07291 | 3336.1935 | 0.016664 | 0.064763 | 0.002288 | 0.067051 | 755.4219 | 2702.3167 | 0.07291 | 3336.1935 | 0.016664 | 0.10689 | 0.002288 | 0.10918 | 1230.0034 | 2702.3167 | 0.07291 | 3477.8851 | 0.016664 | 0.0078747 | 0.097933 | 0.0033692 | 0.1013 | 1141.3063 | 2702.3167 | 0.07291 | 3491.3653 | 0.0042 | 0.067776 | 0.00057666 | 0.068352 | 765.4261 | 2702.3167 | 0.07291 | 3228.5744 | 0.0042 | 0.10344 | 0.00057666 | 0.10402 | 1167.2247 | 2702.3167 | 0.07291 | 3403.4216 | 0.0042 | 0.0078747 | 0.095836 | 0.0016579 | 0.097494 | 1093.7503
05/14 08:00:00 | 64.94 | 18.3 | 0% | 1.3238 | 49066.449 | 1.1202 | 4.0329 | 4.3819 | 3.9437 | 0 | 0 | 0 | 383.8733 | 1.3238 | 49066.449 | 1.1202 | 4.3689 | 4.7471 | 4.035 | 0.055075 | 0.19628 | 0.026949 | 375.2208 | 0 | 0 | 0 | 0 | 0 | 0 | 0 | 755.4219 | 0 | 0 | 0 | 0 | 0 | 0 | 0 | 1230.0034 | 0 | 0 | 0 | 0 | 0 | 0 | 0 | 0 | 1141.3063 | 0 | 0 | 0 | 0.0042 | 0 | 0.00057666 | 0.00057666 | 765.4267 | 0 | 0 | 0 | 0.0042 | 0 | 0.00057666 | 0.00057666 | 1167.2253 | 0 | 0 | 0 | 0.0042 | 0 | 0 | 0.00057666 | 0.00057666 | 1093.7509
05/14 09:00:00 | 71.6 | 22 | 0% | 1.4461 | 53597.1295 | 1.0905 | 3.9258 | 4.5593 | 4.1034 | 0 | 0 | 0 | 383.8733 | 1.4461 | 53597.1295 | 1.0905 | 4.253 | 4.9393 | 4.1984 | 0 | 0 | 0 | 375.2208 | 0 | 0 | 0 | 0 | 0 | 0 | 0 | 755.4219 | 0 | 0 | 0 | 0 | 0 | 0 | 0 | 1230.0034 | 0 | 0 | 0 | 0 | 0 | 0 | 0 | 0 | 1141.3063 | 0 | 0 | 0 | 0.0042 | 0 | 0.00057666 | 0.00057666 | 765.4273 | 0 | 0 | 0 | 0.0042 | 0 | 0.00057666 | 0.00057666 | 1167.2259 | 0 | 0 | 0 | 0.0042 | 0 | 0 | 0.00057666 | 0.00057666 | 1093.7515
05/14 10:00:00 | 75.02 | 23.9 | 0% | 1.5109 | 55999.208 | 1.0667 | 3.8401 | 4.6504 | 4.1853 | 0 | 0 | 0 | 383.8733 | 1.5109 | 55999.208 | 1.0667 | 4.1602 | 5.0379 | 4.2822 | 0 | 0 | 0 | 375.2208 | 0 | 0 | 0 | 0 | 0 | 0 | 0 | 755.4219 | 0 | 0 | 0 | 0 | 0 | 0 | 0 | 1230.0034 | 0 | 0 | 0 | 0 | 0 | 0 | 0 | 0 | 1141.3063 | 0 | 0 | 0 | 0.0042 | 0 | 0.00057666 | 0.00057666 | 765.4279 | 0 | 0 | 0 | 0.0042 | 0 | 0.00057666 | 0.00057666 | 1167.2265 | 0 | 0 | 0 | 0.0042 | 0 | 0 | 0.00057666 | 0.00057666 | 1093.7521
05/14 11:00:00 | 78.08 | 25.6 | 0% | 1.5701 | 58191.8702 | 1.0413 | 3.7487 | 4.7329 | 4.2596 | 0 | 0 | 0 | 383.8733 | 1.5701 | 58191.8702 | 1.0413 | 4.0611 | 5.1273 | 4.3582 | 0 | 0 | 0 | 375.2208 | 0 | 0 | 0 | 0 | 0 | 0 | 0 | 755.4219 | 0 | 0 | 0 | 0 | 0 | 0 | 0 | 1230.0034 | 0 | 0 | 0 | 0 | 0 | 0 | 0 | 0 | 1141.3063 | 0 | 0 | 0 | 0.0042 | 0 | 0.00057666 | 0.00057666 | 765.4284 | 0 | 0 | 0 | 0.0042 | 0 | 0.00057666 | 0.00057666 | 1167.227 | 0 | 0 | 0 | 0.0042 | 0 | 0 | 0.00057666 | 0.00057666 | 1093.7526
05/14 12:00:00 | 80.06 | 26.7 | 0% | 1.6089 | 59632.5105 | 1.0231 | 3.6831 | 4.787 | 4.3083 | 0 | 0 | 0 | 383.8733 | 1.6089 | 59632.5105 | 1.0231 | 3.99 | 5.1859 | 4.408 | 0 | 0 | 0 | 375.2208 | 0 | 0 | 0 | 0 | 0 | 0 | 0 | 755.4219 | 0 | 0 | 0 | 0 | 0 | 0 | 0 | 1230.0034 | 0 | 0 | 0 | 0 | 0 | 0 | 0 | 0 | 1141.3063 | 0 | 0 | 0 | 0.0042 | 0 | 0.00057666 | 0.00057666 | 765.429 | 0 | 0 | 0 | 0.0042 | 0 | 0.00057666 | 0.00057666 | 1167.2276 | 0 | 0 | 0 | 0.0042 | 0 | 0 | 0.00057666 | 0.00057666 | 1093.7532
05/14 13:00:00 | 80.06 | 26.7 | 0% | 1.6089 | 59632.5105 | 1.0231 | 3.6831 | 4.787 | 4.3083 | 0 | 0 | 0 | 383.8733 | 1.6089 | 59632.5105 | 1.0231 | 3.99 | 5.1859 | 4.408 | 0 | 0 | 0 | 375.2208 | 0 | 0 | 0 | 0 | 0 | 0 | 0 | 755.4219 | 0 | 0 | 0 | 0 | 0 | 0 | 0 | 1230.0034 | 0 | 0 | 0 | 0 | 0 | 0 | 0 | 0 | 1141.3063 | 0 | 0 | 0 | 0.0042 | 0 | 0.00057666 | 0.00057666 | 765.4296 | 0 | 0 | 0 | 0.0042 | 0 | 0.00057666 | 0.00057666 | 1167.2282 | 0 | 0 | 0 | 0.0042 | 0 | 0 | 0.00057666 | 0.00057666 | 1093.7538
05/14 14:00:00 | 84.02 | 28.9 | 0% | 1.6881 | 62565.316 | 0.9832 | 3.5395 | 4.8978 | 4.408 | 0 | 0 | 0 | 383.8733 | 1.6881 | 62565.316 | 0.9832 | 3.8345 | 5.3059 | 4.51 | 0 | 0 | 0 | 375.2208 | 0 | 0 | 0 | 0 | 0 | 0 | 0 | 755.4219 | 0 | 0 | 0 | 0 | 0 | 0 | 0 | 1230.0034 | 0 | 0 | 0 | 0 | 0 | 0 | 0 | 0 | 1141.3063 | 0 | 0 | 0 | 0.0042 | 0 | 0.00057666 | 0.00057666 | 765.4302 | 0 | 0 | 0 | 0.0042 | 0 | 0.00057666 | 0.00057666 | 1167.2288 | 0 | 0 | 0 | 0.0042 | 0 | 0 | 0.00057666 | 0.00057666 | 1093.7544
05/14 15:00:00 | 82.94 | 28.3 | 0% | 1.6663 | 61758.6468 | 0.99447 | 3.5801 | 4.8672 | 4.3805 | 0 | 0 | 0 | 383.8733 | 1.6663 | 61758.6468 | 0.99447 | 3.8784 | 5.2728 | 4.4819 | 0 | 0 | 0 | 375.2208 | 0 | 0 | 0 | 0 | 0 | 0 | 0 | 755.4219 | 0 | 0 | 0 | 0 | 0 | 0 | 0 | 1230.0034 | 0 | 0 | 0 | 0 | 0 | 0 | 0 | 0 | 1141.3063 | 0 | 0 | 0 | 0.0042 | 0 | 0.00057666 | 0.00057666 | 765.4307 | 0 | 0 | 0 | 0.0042 | 0 | 0.00057666 | 0.00057666 | 1167.2293 | 0 | 0 | 0 | 0.0042 | 0 | 0 | 0.00057666 | 0.00057666 | 1093.7549
05/14 16:00:00 | 82.94 | 28.3 | 0% | 1.6663 | 61758.6468 | 0.99447 | 3.5801 | 4.8672 | 4.3805 | 0 | 0 | 0 | 383.8733 | 1.6663 | 61758.6468 | 0.99447 | 3.8784 | 5.2728 | 4.4819 | 0 | 0 | 0 | 375.2208 | 0 | 0 | 0 | 0 | 0 | 0 | 0 | 755.4219 | 0 | 0 | 0 | 0 | 0 | 0 | 0 | 1230.0034 | 0 | 0 | 0 | 0 | 0 | 0 | 0 | 0 | 1141.3063 | 0 | 0 | 0 | 0.0042 | 0 | 0.00057666 | 0.00057666 | 765.4313 | 0 | 0 | 0 | 0.0042 | 0 | 0.00057666 | 0.00057666 | 1167.2299 | 0 | 0 | 0 | 0.0042 | 0 | 0 | 0.00057666 | 0.00057666 | 1093.7555
05/14 17:00:00 | 82.04 | 27.8 | 0% | 1.6483 | 61090.3258 | 1.0036 | 3.6131 | 4.8419 | 4.3578 | 0 | 0 | 0 | 383.8733 | 1.6483 | 61090.3258 | 1.0036 | 3.9142 | 5.2454 | 4.4586 | 0 | 0 | 0 | 375.2208 | 0 | 0 | 0 | 0 | 0 | 0 | 0 | 755.4219 | 0 | 0 | 0 | 0 | 0 | 0 | 0 | 1230.0034 | 0 | 0 | 0 | 0 | 0 | 0 | 0 | 0 | 1141.3063 | 0 | 0 | 0 | 0.0042 | 0 | 0.00057666 | 0.00057666 | 765.4319 | 0 | 0 | 0 | 0.0042 | 0 | 0.00057666 | 0.00057666 | 1167.2305 | 0 | 0 | 0 | 0.0042 | 0 | 0 | 0.00057666 | 0.00057666 | 1093.7561
05/14 18:00:00 | 80.96 | 27.2 | 0% | 1.6267 | 60293.0247 | 1.0144 | 3.6518 | 4.8119 | 4.3307 | 0 | 0 | 0 | 383.8733 | 1.6267 | 60293.0247 | 1.0144 | 3.9561 | 5.2129 | 4.4309 | 0 | 0 | 0 | 375.2208 | 0 | 0 | 0 | 0 | 0 | 0 | 0 | 755.4219 | 0 | 0 | 0 | 0 | 0 | 0 | 0 | 1230.0034 | 0 | 0 | 0 | 0 | 0 | 0 | 0 | 0 | 1141.3063 | 0 | 0 | 0 | 0.0042 | 0 | 0.00057666 | 0.00057666 | 765.4325 | 0 | 0 | 0 | 0.0042 | 0 | 0.00057666 | 0.00057666 | 1167.2311 | 0 | 0 | 0 | 0.0042 | 0 | 0 | 0.00057666 | 0.00057666 | 1093.7567
05/14 19:00:00 | 80.96 | 27.2 | 0% | 1.6267 | 60293.0247 | 1.0144 | 3.6518 | 4.8119 | 4.3307 | 0 | 0 | 0 | 383.8733 | 1.6267 | 60293.0247 | 1.0144 | 3.9561 | 5.2129 | 4.4309 | 0 | 0 | 0 | 375.2208 | 0 | 0 | 0 | 0 | 0 | 0 | 0 | 755.4219 | 0 | 0 | 0 | 0 | 0 | 0 | 0 | 1230.0034 | 0 | 0 | 0 | 0 | 0 | 0 | 0 | 0 | 1141.3063 | 0 | 0 | 0 | 0.0042 | 0 | 0.00057666 | 0.00057666 | 765.4331 | 0 | 0 | 0 | 0.0042 | 0 | 0.00057666 | 0.00057666 | 1167.2316 | 0 | 0 | 0 | 0.0042 | 0 | 0 | 0.00057666 | 0.00057666 | 1093.7572
05/14 20:00:00 | 69.08 | 20.6 | 0% | 1.3992 | 51859.9654 | 1.1045 | 3.9762 | 4.4925 | 4.0432 | 0 | 0 | 0 | 383.8733 | 1.3992 | 51859.9654 | 1.1045 | 4.3075 | 4.8668 | 4.1368 | 0 | 0 | 0 | 375.2208 | 0 | 0 | 0 | 0 | 0 | 0 | 0 | 755.4219 | 0 | 0 | 0 | 0 | 0 | 0 | 0 | 1230.0034 | 0 | 0 | 0 | 0 | 0 | 0 | 0 | 0 | 1141.3063 | 0 | 0 | 0 | 0.0042 | 0 | 0.00057666 | 0.00057666 | 765.4336 | 0 | 0 | 0 | 0.0042 | 0 | 0.00057666 | 0.00057666 | 1167.2322 | 0 | 0 | 0 | 0.0042 | 0 | 0 | 0.00057666 | 0.00057666 | 1093.7578
05/14 21:00:00 | 66.02 | 18.9 | 0% | 1.3433 | 49787.9534 | 1.117 | 4.0213 | 4.4109 | 3.9698 | 0 | 0 | 0 | 383.8733 | 1.3433 | 49787.9534 | 1.117 | 4.3565 | 4.7785 | 4.0617 | 0 | 0 | 0 | 375.2208 | 0 | 0 | 0 | 0 | 0 | 0 | 0 | 755.4219 | 0 | 0 | 0 | 0 | 0 | 0 | 0 | 1230.0034 | 0 | 0 | 0 | 0 | 0 | 0 | 0 | 0 | 1141.3063 | 0 | 0 | 0 | 0.0042 | 0 | 0.00057666 | 0.00057666 | 765.4342 | 0 | 0 | 0 | 0.0042 | 0 | 0.00057666 | 0.00057666 | 1167.2328 | 0 | 0 | 0 | 0.0042 | 0 | 0 | 0.00057666 | 0.00057666 | 1093.7584
05/14 22:00:00 | 62.96 | 17.2 | 0% | 1.2885 | 47756.9624 | 1.1244 | 4.0478 | 4.3283 | 3.8955 | 0 | 0 | 0 | 383.8733 | 1.2885 | 47756.9624 | 1.1244 | 4.3851 | 4.689 | 3.9857 | 0 | 0 | 0 | 375.2208 | 0 | 0 | 0 | 0 | 0 | 0 | 0 | 755.4219 | 0 | 0 | 0 | 0 | 0 | 0 | 0 | 1230.0034 | 0 | 0 | 0 | 0 | 0 | 0 | 0 | 0 | 1141.3063 | 0 | 0 | 0 | 0.0042 | 0 | 0.00057666 | 0.00057666 | 765.4348 | 0 | 0 | 0 | 0.0042 | 0 | 0.00057666 | 0.00057666 | 1167.2334 | 0 | 0 | 0 | 0.0042 | 0 | 0 | 0.00057666 | 0.00057666 | 1093.759
05/14 23:00:00 | 62.06 | 16.7 | 0% | 1.2726 | 47167.4189 | 1.1255 | 4.0519 | 4.3037 | 3.8734 | 0 | 0 | 0 | 383.8733 | 1.2726 | 47167.4189 | 1.1255 | 4.3895 | 4.6624 | 3.963 | 0 | 0 | 0 | 375.2208 | 0 | 0 | 0 | 0 | 0 | 0 | 0 | 755.4219 | 0 | 0 | 0 | 0 | 0 | 0 | 0 | 1230.0034 | 0 | 0 | 0 | 0 | 0 | 0 | 0 | 0 | 1141.3063 | 0 | 0 | 0 | 0.0042 | 0 | 0.00057666 | 0.00057666 | 765.4354 | 0 | 0 | 0 | 0.0042 | 0 | 0.00057666 | 0.00057666 | 1167.234 | 0 | 0 | 0 | 0.0042 | 0 | 0 | 0.00057666 | 0.00057666 | 1093.7595
05/14 24:00:00 | 60.08 | 15.6 | 0% | 1.238 | 45882.914 | 1.1264 | 4.0549 | 4.249 | 3.8241 | 0 | 0 | 0 | 383.8733 | 1.238 | 45882.914 | 1.1264 | 4.3928 | 4.603 | 3.9126 | 0 | 0 | 0 | 375.2208 | 0 | 0 | 0 | 0 | 0 | 0 | 0 | 755.4219 | 0 | 0 | 0 | 0 | 0 | 0 | 0 | 1230.0034 | 0 | 0 | 0 | 0 | 0 | 0 | 0 | 0 | 1141.3063 | 0 | 0 | 0 | 0.0042 | 0 | 0.00057666 | 0.00057666 | 765.4359 | 0 | 0 | 0 | 0.0042 | 0 | 0.00057666 | 0.00057666 | 1167.2345 | 0 | 0 | 0 | 0.0042 | 0 | 0 | 0.00057666 | 0.00057666 | 1093.7601
05/15 01:00:00 | 60.08 | 15.6 | 0% | 1.238 | 45882.914 | 1.1264 | 4.0549 | 4.249 | 3.8241 | 0 | 0 | 0 | 383.8733 | 1.238 | 45882.914 | 1.1264 | 4.3928 | 4.603 | 3.9126 | 0 | 0 | 0 | 375.2208 | 0 | 0 | 0 | 0 | 0 | 0 | 0 | 755.4219 | 0 | 0 | 0 | 0 | 0 | 0 | 0 | 1230.0034 | 0 | 0 | 0 | 0 | 0 | 0 | 0 | 0 | 1141.3063 | 0 | 0 | 0 | 0.0042 | 0 | 0.00057666 | 0.00057666 | 765.4365 | 0 | 0 | 0 | 0.0042 | 0 | 0.00057666 | 0.00057666 | 1167.2351 | 0 | 0 | 0 | 0.0042 | 0 | 0 | 0.00057666 | 0.00057666 | 1093.7607
05/15 02:00:00 | 57.92 | 14.4 | 4.165% | 1.2007 | 44501.2239 | 1.1247 | 4.0487 | 4.188 | 3.7692 | 0.034692 | 0.12004 | 0.016482 | 383.8898 | 1.2007 | 44501.2239 | 1.1247 | 4.3861 | 4.537 | 3.8565 | 0 | 0 | 0 | 375.2208 | 1543.8326 | 0.041654 | 1905.9662 | 0.0095203 | 0.036999 | 0.0013071 | 0.038306 | 755.4602 | 1543.8326 | 0.041654 | 1905.9662 | 0.0095203 | 0.061065 | 0.0013071 | 0.062372 | 1230.0658 | 1543.8326 | 0.041654 | 1986.9146 | 0.0095203 | 0.0044988 | 0.055949 | 0.0019248 | 0.057874 | 1141.3642 | 1543.8326 | 0.041654 | 1994.6158 | 0.0042 | 0.03872 | 0.00057666 | 0.039297 | 765.4758 | 1543.8326 | 0.041654 | 1844.4834 | 0.0042 | 0.059095 | 0.00057666 | 0.059671 | 1167.2948 | 1543.8326 | 0.041654 | 1944.3736 | 0.0042 | 0.0044988 | 0.054751 | 0.0011943 | 0.055946 | 1093.8166
05/15 03:00:00 | 57.92 | 14.4 | 9.484% | 1.2007 | 44501.2239 | 1.1247 | 4.0487 | 4.188 | 3.7692 | 0.078988 | 0.27332 | 0.037527 | 383.9273 | 1.2007 | 44501.2239 | 1.1247 | 4.3861 | 4.537 | 3.8565 | 0.078988 | 0.26714 | 0.036678 | 375.2575 | 3515.0791 | 0.094839 | 4339.6038 | 0.021676 | 0.084242 | 0.0029762 | 0.087218 | 755.5474 | 3515.0791 | 0.094839 | 4339.6038 | 0.021676 | 0.13904 | 0.0029762 | 0.14201 | 1230.2078 | 3515.0791 | 0.094839 | 4523.9113 | 0.021676 | 0.010243 | 0.12739 | 0.0043825 | 0.13177 | 1141.496 | 3515.0791 | 0.094839 | 4541.4458 | 0.0042 | 0.08816 | 0.00057666 | 0.088737 | 765.5645 | 3515.0791 | 0.094839 | 4199.6166 | 0.0042 | 0.13455 | 0.00057666 | 0.13513 | 1167.4299 | 3515.0791 | 0.094839 | 4427.0517 | 0.0042 | 0.010243 | 0.12466 | 0.001983 | 0.12664 | 1093.9433
05/15 04:00:00 | 57.02 | 13.9 | 13.68% | 1.1853 | 43931.5522 | 1.1231 | 4.0433 | 4.1622 | 3.746 | 0.11544 | 0.39677 | 0.054477 | 383.9818 | 1.1853 | 43931.5522 | 1.1231 | 4.3802 | 4.5091 | 3.8327 | 0.080013 | 0.26879 | 0.036906 | 375.2944 | 5071.2688 | 0.13683 | 6260.8257 | 0.031273 | 0.12154 | 0.0042938 | 0.12583 | 755.6732 | 5071.2688 | 0.13683 | 6260.8257 | 0.031273 | 0.20059 | 0.0042938 | 0.20488 | 1230.4127 | 5071.2688 | 0.13683 | 6526.7295 | 0.031273 | 0.014778 | 0.18379 | 0.0063228 | 0.19011 | 1141.6861 | 5071.2688 | 0.13683 | 6552.0269 | 0.0042 | 0.12719 | 0.00057666 | 0.12777 | 765.6923 | 5071.2688 | 0.13683 | 6058.8636 | 0.0042 | 0.19412 | 0.00057666 | 0.19469 | 1167.6246 | 5071.2688 | 0.13683 | 6386.9884 | 0.0042 | 0.014778 | 0.17985 | 0.0026057 | 0.18246 | 1094.1257
05/15 05:00:00 | 57.02 | 13.9 | 16.18% | 1.1853 | 43931.5522 | 1.1231 | 4.0433 | 4.1622 | 3.746 | 0.13654 | 0.4693 | 0.064435 | 384.0463 | 1.1853 | 43931.5522 | 1.1231 | 4.3802 | 4.5091 | 3.8327 | 0.13654 | 0.45868 | 0.062977 | 375.3574 | 5998.2721 | 0.16184 | 7405.2742 | 0.036989 | 0.14375 | 0.0050786 | 0.14883 | 755.8221 | 5998.2721 | 0.16184 | 7405.2742 | 0.036989 | 0.23726 | 0.0050786 | 0.24233 | 1230.655 | 5998.2721 | 0.16184 | 7719.7839 | 0.036989 | 0.017479 | 0.21738 | 0.0074786 | 0.22486 | 1141.9109 | 5998.2721 | 0.16184 | 7749.7055 | 0.0042 | 0.15044 | 0.00057666 | 0.15102 | 765.8433 | 5998.2721 | 0.16184 | 7166.3944 | 0.0042 | 0.2296 | 0.00057666 | 0.23018 | 1167.8548 | 5998.2721 | 0.16184 | 7554.4988 | 0.0042 | 0.017479 | 0.21273 | 0.0029766 | 0.2157 | 1094.3415
05/15 06:00:00 | 60.08 | 15.6 | 11.59% | 1.238 | 45882.914 | 1.1264 | 4.0549 | 4.249 | 3.8241 | 0.093629 | 0.32925 | 0.045206 | 384.0915 | 1.238 | 45882.914 | 1.1264 | 4.3928 | 4.603 | 3.9126 | 0.13073 | 0.44932 | 0.061691 | 375.4191 | 4295.9816 | 0.11591 | 5303.681 | 0.026492 | 0.10296 | 0.0036373 | 0.10659 | 755.9287 | 4295.9816 | 0.11591 | 5303.681 | 0.026492 | 0.16992 | 0.0036373 | 0.17356 | 1230.8286 | 4295.9816 | 0.11591 | 5528.9339 | 0.026492 | 0.012519 | 0.15569 | 0.0053562 | 0.16104 | 1142.072 | 4295.9816 | 0.11591 | 5550.3639 | 0.0042 | 0.10775 | 0.00057666 | 0.10832 | 765.9517 | 4295.9816 | 0.11591 | 5132.5946 | 0.0042 | 0.16444 | 0.00057666 | 0.16502 | 1168.0198 | 4295.9816 | 0.11591 | 5410.5562 | 0.0042 | 0.012519 | 0.15236 | 0.0022955 | 0.15465 | 1094.4961
05/15 07:00:00 | 60.08 | 15.6 | 0.5535% | 1.238 | 45882.914 | 1.1264 | 4.0549 | 4.249 | 3.8241 | 0.0044714 | 0.015724 | 0.0021589 | 384.0936 | 1.238 | 45882.914 | 1.1264 | 4.3928 | 4.603 | 3.9126 | 0.0044714 | 0.015368 | 0.00211 | 375.4212 | 205.1599 | 0.0055354 | 253.2839 | 0.0012652 | 0.0049168 | 0.00017371 | 0.0050905 | 755.9337 | 205.1599 | 0.0055354 | 253.2839 | 0.0012652 | 0.0081149 | 0.00017371 | 0.0082886 | 1230.8369 | 205.1599 | 0.0055354 | 264.0411 | 0.0012652 | 0.00059785 | 0.0074351 | 0.00025579 | 0.0076909 | 1142.0797 | 205.1599 | 0.0055354 | 265.0645 | 0.0042 | 0.0051455 | 0.00057666 | 0.0057222 | 765.9574 | 205.1599 | 0.0055354 | 245.1134 | 0.0042 | 0.0078531 | 0.00057666 | 0.0084298 | 1168.0282 | 205.1599 | 0.0055354 | 258.3878 | 0.0042 | 0.00059785 | 0.0072759 | 0.00065874 | 0.0079346 | 1094.504
05/15 08:00:00 | 71.96 | 22.2 | 0% | 1.4528 | 53847.5669 | 1.0882 | 3.9177 | 4.5689 | 4.112 | 0 | 0 | 0 | 384.0936 | 1.4528 | 53847.5669 | 1.0882 | 4.2442 | 4.9496 | 4.2072 | 0.00381 | 0.014292 | 0.0019623 | 375.4232 | 0 | 0 | 0 | 0 | 0 | 0 | 0 | 755.9337 | 0 | 0 | 0 | 0 | 0 | 0 | 0 | 1230.8369 | 0 | 0 | 0 | 0 | 0 | 0 | 0 | 0 | 1142.0797 | 0 | 0 | 0 | 0.0042 | 0 | 0.00057666 | 0.00057666 | 765.958 | 0 | 0 | 0 | 0.0042 | 0 | 0.00057666 | 0.00057666 | 1168.0288 | 0 | 0 | 0 | 0.0042 | 0 | 0 | 0.00057666 | 0.00057666 | 1094.5046
05/15 09:00:00 | 77 | 25 | 0% | 1.5491 | 57413.3053 | 1.0507 | 3.7824 | 4.7036 | 4.2332 | 0 | 0 | 0 | 384.0936 | 1.5491 | 57413.3053 | 1.0507 | 4.0976 | 5.0956 | 4.3312 | 0 | 0 | 0 | 375.4232 | 0 | 0 | 0 | 0 | 0 | 0 | 0 | 755.9337 | 0 | 0 | 0 | 0 | 0 | 0 | 0 | 1230.8369 | 0 | 0 | 0 | 0 | 0 | 0 | 0 | 0 | 1142.0797 | 0 | 0 | 0 | 0.0042 | 0 | 0.00057666 | 0.00057666 | 765.9585 | 0 | 0 | 0 | 0.0042 | 0 | 0.00057666 | 0.00057666 | 1168.0294 | 0 | 0 | 0 | 0.0042 | 0 | 0 | 0.00057666 | 0.00057666 | 1094.5052
05/15 10:00:00 | 82.04 | 27.8 | 0% | 1.6483 | 61090.3258 | 1.0036 | 3.6131 | 4.8419 | 4.3578 | 0 | 0 | 0 | 384.0936 | 1.6483 | 61090.3258 | 1.0036 | 3.9142 | 5.2454 | 4.4586 | 0 | 0 | 0 | 375.4232 | 0 | 0 | 0 | 0 | 0 | 0 | 0 | 755.9337 | 0 | 0 | 0 | 0 | 0 | 0 | 0 | 1230.8369 | 0 | 0 | 0 | 0 | 0 | 0 | 0 | 0 | 1142.0797 | 0 | 0 | 0 | 0.0042 | 0 | 0.00057666 | 0.00057666 | 765.9591 | 0 | 0 | 0 | 0.0042 | 0 | 0.00057666 | 0.00057666 | 1168.03 | 0 | 0 | 0 | 0.0042 | 0 | 0 | 0.00057666 | 0.00057666 | 1094.5058
05/15 11:00:00 | 82.94 | 28.3 | 0% | 1.6663 | 61758.6468 | 0.99447 | 3.5801 | 4.8672 | 4.3805 | 0 | 0 | 0 | 384.0936 | 1.6663 | 61758.6468 | 0.99447 | 3.8784 | 5.2728 | 4.4819 | 0 | 0 | 0 | 375.4232 | 0 | 0 | 0 | 0 | 0 | 0 | 0 | 755.9337 | 0 | 0 | 0 | 0 | 0 | 0 | 0 | 1230.8369 | 0 | 0 | 0 | 0 | 0 | 0 | 0 | 0 | 1142.0797 | 0 | 0 | 0 | 0.0042 | 0 | 0.00057666 | 0.00057666 | 765.9597 | 0 | 0 | 0 | 0.0042 | 0 | 0.00057666 | 0.00057666 | 1168.0305 | 0 | 0 | 0 | 0.0042 | 0 | 0 | 0.00057666 | 0.00057666 | 1094.5063
05/15 12:00:00 | 84.92 | 29.4 | 0% | 1.7063 | 63241.4437 | 0.97361 | 3.505 | 4.9235 | 4.4311 | 0 | 0 | 0 | 384.0936 | 1.7063 | 63241.4437 | 0.97361 | 3.7971 | 5.3338 | 4.5337 | 0 | 0 | 0 | 375.4232 | 0 | 0 | 0 | 0 | 0 | 0 | 0 | 755.9337 | 0 | 0 | 0 | 0 | 0 | 0 | 0 | 1230.8369 | 0 | 0 | 0 | 0 | 0 | 0 | 0 | 0 | 1142.0797 | 0 | 0 | 0 | 0.0042 | 0 | 0.00057666 | 0.00057666 | 765.9603 | 0 | 0 | 0 | 0.0042 | 0 | 0.00057666 | 0.00057666 | 1168.0311 | 0 | 0 | 0 | 0.0042 | 0 | 0 | 0.00057666 | 0.00057666 | 1094.5069
05/15 13:00:00 | 84.92 | 29.4 | 0% | 1.7063 | 63241.4437 | 0.97361 | 3.505 | 4.9235 | 4.4311 | 0 | 0 | 0 | 384.0936 | 1.7063 | 63241.4437 | 0.97361 | 3.7971 | 5.3338 | 4.5337 | 0 | 0 | 0 | 375.4232 | 0 | 0 | 0 | 0 | 0 | 0 | 0 | 755.9337 | 0 | 0 | 0 | 0 | 0 | 0 | 0 | 1230.8369 | 0 | 0 | 0 | 0 | 0 | 0 | 0 | 0 | 1142.0797 | 0 | 0 | 0 | 0.0042 | 0 | 0.00057666 | 0.00057666 | 765.9608 | 0 | 0 | 0 | 0.0042 | 0 | 0.00057666 | 0.00057666 | 1168.0317 | 0 | 0 | 0 | 0.0042 | 0 | 0 | 0.00057666 | 0.00057666 | 1094.5075
05/15 14:00:00 | 87.08 | 30.6 | 0% | 1.7505 | 64878.6283 | 0.94996 | 3.4199 | 4.9861 | 4.4874 | 0 | 0 | 0 | 384.0936 | 1.7505 | 64878.6283 | 0.94996 | 3.7048 | 5.4016 | 4.5913 | 0 | 0 | 0 | 375.4232 | 0 | 0 | 0 | 0 | 0 | 0 | 0 | 755.9337 | 0 | 0 | 0 | 0 | 0 | 0 | 0 | 1230.8369 | 0 | 0 | 0 | 0 | 0 | 0 | 0 | 0 | 1142.0797 | 0 | 0 | 0 | 0.0042 | 0 | 0.00057666 | 0.00057666 | 765.9614 | 0 | 0 | 0 | 0.0042 | 0 | 0.00057666 | 0.00057666 | 1168.0323 | 0 | 0 | 0 | 0.0042 | 0 | 0 | 0.00057666 | 0.00057666 | 1094.5081
05/15 15:00:00 | 89.06 | 31.7 | 0% | 1.7914 | 66397.3365 | 0.92764 | 3.3395 | 5.0446 | 4.5401 | 0 | 0 | 0 | 384.0936 | 1.7914 | 66397.3365 | 0.92764 | 3.6178 | 5.4649 | 4.6452 | 0 | 0 | 0 | 375.4232 | 0 | 0 | 0 | 0 | 0 | 0 | 0 | 755.9337 | 0 | 0 | 0 | 0 | 0 | 0 | 0 | 1230.8369 | 0 | 0 | 0 | 0 | 0 | 0 | 0 | 0 | 1142.0797 | 0 | 0 | 0 | 0.0042 | 0 | 0.00057666 | 0.00057666 | 765.962 | 0 | 0 | 0 | 0.0042 | 0 | 0.00057666 | 0.00057666 | 1168.0328 | 0 | 0 | 0 | 0.0042 | 0 | 0 | 0.00057666 | 0.00057666 | 1094.5086
05/15 16:00:00 | 87.8 | 31 | 0% | 1.7653 | 65428.8987 | 0.94191 | 3.3909 | 5.0072 | 4.5065 | 0 | 0 | 0 | 384.0936 | 1.7653 | 65428.8987 | 0.94191 | 3.6734 | 5.4245 | 4.6108 | 0 | 0 | 0 | 375.4232 | 0 | 0 | 0 | 0 | 0 | 0 | 0 | 755.9337 | 0 | 0 | 0 | 0 | 0 | 0 | 0 | 1230.8369 | 0 | 0 | 0 | 0 | 0 | 0 | 0 | 0 | 1142.0797 | 0 | 0 | 0 | 0.0042 | 0 | 0.00057666 | 0.00057666 | 765.9626 | 0 | 0 | 0 | 0.0042 | 0 | 0.00057666 | 0.00057666 | 1168.0334 | 0 | 0 | 0 | 0.0042 | 0 | 0 | 0.00057666 | 0.00057666 | 1094.5092
05/15 17:00:00 | 87.08 | 30.6 | 0% | 1.7505 | 64878.6283 | 0.94996 | 3.4199 | 4.9861 | 4.4874 | 0 | 0 | 0 | 384.0936 | 1.7505 | 64878.6283 | 0.94996 | 3.7048 | 5.4016 | 4.5913 | 0 | 0 | 0 | 375.4232 | 0 | 0 | 0 | 0 | 0 | 0 | 0 | 755.9337 | 0 | 0 | 0 | 0 | 0 | 0 | 0 | 1230.8369 | 0 | 0 | 0 | 0 | 0 | 0 | 0 | 0 | 1142.0797 | 0 | 0 | 0 | 0.0042 | 0 | 0.00057666 | 0.00057666 | 765.9631 | 0 | 0 | 0 | 0.0042 | 0 | 0.00057666 | 0.00057666 | 1168.034 | 0 | 0 | 0 | 0.0042 | 0 | 0 | 0.00057666 | 0.00057666 | 1094.5098
05/15 18:00:00 | 82.94 | 28.3 | 0% | 1.6663 | 61758.6468 | 0.99447 | 3.5801 | 4.8672 | 4.3805 | 0 | 0 | 0 | 384.0936 | 1.6663 | 61758.6468 | 0.99447 | 3.8784 | 5.2728 | 4.4819 | 0 | 0 | 0 | 375.4232 | 0 | 0 | 0 | 0 | 0 | 0 | 0 | 755.9337 | 0 | 0 | 0 | 0 | 0 | 0 | 0 | 1230.8369 | 0 | 0 | 0 | 0 | 0 | 0 | 0 | 0 | 1142.0797 | 0 | 0 | 0 | 0.0042 | 0 | 0.00057666 | 0.00057666 | 765.9637 | 0 | 0 | 0 | 0.0042 | 0 | 0.00057666 | 0.00057666 | 1168.0346 | 0 | 0 | 0 | 0.0042 | 0 | 0 | 0.00057666 | 0.00057666 | 1094.5104
05/15 19:00:00 | 82.94 | 28.3 | 0% | 1.6663 | 61758.6468 | 0.99447 | 3.5801 | 4.8672 | 4.3805 | 0 | 0 | 0 | 384.0936 | 1.6663 | 61758.6468 | 0.99447 | 3.8784 | 5.2728 | 4.4819 | 0 | 0 | 0 | 375.4232 | 0 | 0 | 0 | 0 | 0 | 0 | 0 | 755.9337 | 0 | 0 | 0 | 0 | 0 | 0 | 0 | 1230.8369 | 0 | 0 | 0 | 0 | 0 | 0 | 0 | 0 | 1142.0797 | 0 | 0 | 0 | 0.0042 | 0 | 0.00057666 | 0.00057666 | 765.9643 | 0 | 0 | 0 | 0.0042 | 0 | 0.00057666 | 0.00057666 | 1168.0351 | 0 | 0 | 0 | 0.0042 | 0 | 0 | 0.00057666 | 0.00057666 | 1094.511
05/15 20:00:00 | 73.04 | 22.8 | 0% | 1.4732 | 54602.2855 | 1.0811 | 3.892 | 4.5976 | 4.1378 | 0 | 0 | 0 | 384.0936 | 1.4732 | 54602.2855 | 1.0811 | 4.2164 | 4.9807 | 4.2336 | 0 | 0 | 0 | 375.4232 | 0 | 0 | 0 | 0 | 0 | 0 | 0 | 755.9337 | 0 | 0 | 0 | 0 | 0 | 0 | 0 | 1230.8369 | 0 | 0 | 0 | 0 | 0 | 0 | 0 | 0 | 1142.0797 | 0 | 0 | 0 | 0.0042 | 0 | 0.00057666 | 0.00057666 | 765.9649 | 0 | 0 | 0 | 0.0042 | 0 | 0.00057666 | 0.00057666 | 1168.0357 | 0 | 0 | 0 | 0.0042 | 0 | 0 | 0.00057666 | 0.00057666 | 1094.5115
05/15 21:00:00 | 69.98 | 21.1 | 0% | 1.4159 | 52477.1875 | 1.0999 | 3.9595 | 4.5163 | 4.0647 | 0 | 0 | 0 | 384.0936 | 1.4159 | 52477.1875 | 1.0999 | 4.2895 | 4.8927 | 4.1588 | 0 | 0 | 0 | 375.4232 | 0 | 0 | 0 | 0 | 0 | 0 | 0 | 755.9337 | 0 | 0 | 0 | 0 | 0 | 0 | 0 | 1230.8369 | 0 | 0 | 0 | 0 | 0 | 0 | 0 | 0 | 1142.0797 | 0 | 0 | 0 | 0.0042 | 0 | 0.00057666 | 0.00057666 | 765.9654 | 0 | 0 | 0 | 0.0042 | 0 | 0.00057666 | 0.00057666 | 1168.0363 | 0 | 0 | 0 | 0.0042 | 0 | 0 | 0.00057666 | 0.00057666 | 1094.5121
05/15 22:00:00 | 68 | 20 | 0% | 1.3794 | 51123.983 | 1.1095 | 3.9942 | 4.4638 | 4.0174 | 0 | 0 | 0 | 384.0936 | 1.3794 | 51123.983 | 1.1095 | 4.327 | 4.8357 | 4.1104 | 0 | 0 | 0 | 375.4232 | 0 | 0 | 0 | 0 | 0 | 0 | 0 | 755.9337 | 0 | 0 | 0 | 0 | 0 | 0 | 0 | 1230.8369 | 0 | 0 | 0 | 0 | 0 | 0 | 0 | 0 | 1142.0797 | 0 | 0 | 0 | 0.0042 | 0 | 0.00057666 | 0.00057666 | 765.966 | 0 | 0 | 0 | 0.0042 | 0 | 0.00057666 | 0.00057666 | 1168.0369 | 0 | 0 | 0 | 0.0042 | 0 | 0 | 0.00057666 | 0.00057666 | 1094.5127
05/15 23:00:00 | 64.94 | 18.3 | 0% | 1.3238 | 49066.449 | 1.1202 | 4.0329 | 4.3819 | 3.9437 | 0 | 0 | 0 | 384.0936 | 1.3238 | 49066.449 | 1.1202 | 4.3689 | 4.7471 | 4.035 | 0 | 0 | 0 | 375.4232 | 0 | 0 | 0 | 0 | 0 | 0 | 0 | 755.9337 | 0 | 0 | 0 | 0 | 0 | 0 | 0 | 1230.8369 | 0 | 0 | 0 | 0 | 0 | 0 | 0 | 0 | 1142.0797 | 0 | 0 | 0 | 0.0042 | 0 | 0.00057666 | 0.00057666 | 765.9666 | 0 | 0 | 0 | 0.0042 | 0 | 0.00057666 | 0.00057666 | 1168.0375 | 0 | 0 | 0 | 0.0042 | 0 | 0 | 0.00057666 | 0.00057666 | 1094.5133
05/15 24:00:00 | 62.96 | 17.2 | 0% | 1.2885 | 47756.9624 | 1.1244 | 4.0478 | 4.3283 | 3.8955 | 0 | 0 | 0 | 384.0936 | 1.2885 | 47756.9624 | 1.1244 | 4.3851 | 4.689 | 3.9857 | 0 | 0 | 0 | 375.4232 | 0 | 0 | 0 | 0 | 0 | 0 | 0 | 755.9337 | 0 | 0 | 0 | 0 | 0 | 0 | 0 | 1230.8369 | 0 | 0 | 0 | 0 | 0 | 0 | 0 | 0 | 1142.0797 | 0 | 0 | 0 | 0.0042 | 0 | 0.00057666 | 0.00057666 | 765.9672 | 0 | 0 | 0 | 0.0042 | 0 | 0.00057666 | 0.00057666 | 1168.038 | 0 | 0 | 0 | 0.0042 | 0 | 0 | 0.00057666 | 0.00057666 | 1094.5138
05/16 01:00:00 | 62.96 | 17.2 | 0% | 1.2885 | 47756.9624 | 1.1244 | 4.0478 | 4.3283 | 3.8955 | 0 | 0 | 0 | 384.0936 | 1.2885 | 47756.9624 | 1.1244 | 4.3851 | 4.689 | 3.9857 | 0 | 0 | 0 | 375.4232 | 0 | 0 | 0 | 0 | 0 | 0 | 0 | 755.9337 | 0 | 0 | 0 | 0 | 0 | 0 | 0 | 1230.8369 | 0 | 0 | 0 | 0 | 0 | 0 | 0 | 0 | 1142.0797 | 0 | 0 | 0 | 0.0042 | 0 | 0.00057666 | 0.00057666 | 765.9678 | 0 | 0 | 0 | 0.0042 | 0 | 0.00057666 | 0.00057666 | 1168.0386 | 0 | 0 | 0 | 0.0042 | 0 | 0 | 0.00057666 | 0.00057666 | 1094.5144
05/16 02:00:00 | 62.06 | 16.7 | 0% | 1.2726 | 47167.4189 | 1.1255 | 4.0519 | 4.3037 | 3.8734 | 0 | 0 | 0 | 384.0936 | 1.2726 | 47167.4189 | 1.1255 | 4.3895 | 4.6624 | 3.963 | 0 | 0 | 0 | 375.4232 | 0 | 0 | 0 | 0 | 0 | 0 | 0 | 755.9337 | 0 | 0 | 0 | 0 | 0 | 0 | 0 | 1230.8369 | 0 | 0 | 0 | 0 | 0 | 0 | 0 | 0 | 1142.0797 | 0 | 0 | 0 | 0.0042 | 0 | 0.00057666 | 0.00057666 | 765.9683 | 0 | 0 | 0 | 0.0042 | 0 | 0.00057666 | 0.00057666 | 1168.0392 | 0 | 0 | 0 | 0.0042 | 0 | 0 | 0.00057666 | 0.00057666 | 1094.515
05/16 03:00:00 | 60.08 | 15.6 | 2.137% | 1.238 | 45882.914 | 1.1264 | 4.0549 | 4.249 | 3.8241 | 0.017261 | 0.060698 | 0.0083338 | 384.102 | 1.238 | 45882.914 | 1.1264 | 4.3928 | 4.603 | 3.9126 | 0.017261 | 0.059325 | 0.0081453 | 375.4313 | 791.9669 | 0.021368 | 977.7369 | 0.0048838 | 0.01898 | 0.00067055 | 0.019651 | 755.9534 | 791.9669 | 0.021368 | 977.7369 | 0.0048838 | 0.031325 | 0.00067055 | 0.031996 | 1230.8689 | 791.9669 | 0.021368 | 1019.2624 | 0.0048838 | 0.0023078 | 0.028701 | 0.00098741 | 0.029689 | 1142.1094 | 791.9669 | 0.021368 | 1023.213 | 0.0042 | 0.019863 | 0.00057666 | 0.02044 | 765.9888 | 791.9669 | 0.021368 | 946.197 | 0.0042 | 0.030315 | 0.00057666 | 0.030892 | 1168.0701 | 791.9669 | 0.021368 | 997.4394 | 0.0042 | 0.0023078 | 0.028087 | 0.00089353 | 0.02898 | 1094.544
05/16 04:00:00 | 59 | 15 | 7.13% | 1.2192 | 45189.514 | 1.1258 | 4.053 | 4.2187 | 3.7968 | 0.058476 | 0.20398 | 0.028007 | 384.13 | 1.2192 | 45189.514 | 1.1258 | 4.3908 | 4.5702 | 3.8847 | 0.017525 | 0.059751 | 0.0082038 | 375.4395 | 2642.5198 | 0.071297 | 3262.3701 | 0.016296 | 0.06333 | 0.0022374 | 0.065568 | 756.019 | 2642.5198 | 0.071297 | 3262.3701 | 0.016296 | 0.10452 | 0.0022374 | 0.10676 | 1230.9756 | 2642.5198 | 0.071297 | 3400.9264 | 0.016296 | 0.0077005 | 0.095766 | 0.0032947 | 0.099061 | 1142.2084 | 2642.5198 | 0.071297 | 3414.1082 | 0.0042 | 0.066276 | 0.00057666 | 0.066852 | 766.0556 | 2642.5198 | 0.071297 | 3157.1324 | 0.0042 | 0.10115 | 0.00057666 | 0.10173 | 1168.1718 | 2642.5198 | 0.071297 | 3328.1106 | 0.0042 | 0.0077005 | 0.093716 | 0.0016339 | 0.09535 | 1094.6393
05/16 05:00:00 | 59 | 15 | 9.784% | 1.2192 | 45189.514 | 1.1258 | 4.053 | 4.2187 | 3.7968 | 0.080249 | 0.27993 | 0.038434 | 384.1684 | 1.2192 | 45189.514 | 1.1258 | 4.3908 | 4.5702 | 3.8847 | 0.080249 | 0.2736 | 0.037565 | 375.4771 | 3626.3911 | 0.097843 | 4477.0261 | 0.022363 | 0.08691 | 0.0030704 | 0.08998 | 756.1089 | 3626.3911 | 0.097843 | 4477.0261 | 0.022363 | 0.14344 | 0.0030704 | 0.14651 | 1231.1221 | 3626.3911 | 0.097843 | 4667.17 | 0.022363 | 0.010568 | 0.13142 | 0.0045213 | 0.13594 | 1142.3444 | 3626.3911 | 0.097843 | 4685.2598 | 0.0042 | 0.090952 | 0.00057666 | 0.091528 | 766.1472 | 3626.3911 | 0.097843 | 4332.6059 | 0.0042 | 0.13881 | 0.00057666 | 0.13939 | 1168.3112 | 3626.3911 | 0.097843 | 4567.2432 | 0.0042 | 0.010568 | 0.12861 | 0.0020276 | 0.13064 | 1094.77
05/16 06:00:00 | 62.96 | 17.2 | 6.71% | 1.2885 | 47756.9624 | 1.1244 | 4.0478 | 4.3283 | 3.8955 | 0.052079 | 0.18712 | 0.025692 | 384.1941 | 1.2885 | 47756.9624 | 1.1244 | 4.3851 | 4.689 | 3.9857 | 0.075934 | 0.26666 | 0.036613 | 375.5137 | 2487.1209 | 0.067104 | 3070.5196 | 0.015337 | 0.059606 | 0.0021058 | 0.061712 | 756.1707 | 2487.1209 | 0.067104 | 3070.5196 | 0.015337 | 0.098375 | 0.0021058 | 0.10048 | 1231.2226 | 2487.1209 | 0.067104 | 3200.9278 | 0.015337 | 0.0072476 | 0.090134 | 0.0031009 | 0.093235 | 1142.4376 | 2487.1209 | 0.067104 | 3213.3345 | 0.0042 | 0.062378 | 0.00057666 | 0.062955 | 766.2101 | 2487.1209 | 0.067104 | 2971.4706 | 0.0042 | 0.095202 | 0.00057666 | 0.095779 | 1168.407 | 2487.1209 | 0.067104 | 3132.394 | 0.0042 | 0.0072476 | 0.088205 | 0.0015718 | 0.089776 | 1094.8597
05/16 07:00:00 | 62.96 | 17.2 | 0% | 1.2885 | 47756.9624 | 1.1244 | 4.0478 | 4.3283 | 3.8955 | 0 | 0 | 0 | 384.1941 | 1.2885 | 47756.9624 | 1.1244 | 4.3851 | 4.689 | 3.9857 | 0 | 0 | 0 | 375.5137 | 0 | 0 | 0 | 0 | 0 | 0 | 0 | 756.1707 | 0 | 0 | 0 | 0 | 0 | 0 | 0 | 1231.2226 | 0 | 0 | 0 | 0 | 0 | 0 | 0 | 0 | 1142.4376 | 0 | 0 | 0 | 0.0042 | 0 | 0.00057666 | 0.00057666 | 766.2107 | 0 | 0 | 0 | 0.0042 | 0 | 0.00057666 | 0.00057666 | 1168.4075 | 0 | 0 | 0 | 0.0042 | 0 | 0 | 0.00057666 | 0.00057666 | 1094.8603
05/16 08:00:00 | 73.94 | 23.3 | 0% | 1.4903 | 55235.1212 | 1.0748 | 3.8692 | 4.6215 | 4.1594 | 0 | 0 | 0 | 384.1941 | 1.4903 | 55235.1212 | 1.0748 | 4.1916 | 5.0067 | 4.2557 | 0 | 0 | 0 | 375.5137 | 0 | 0 | 0 | 0 | 0 | 0 | 0 | 756.1707 | 0 | 0 | 0 | 0 | 0 | 0 | 0 | 1231.2226 | 0 | 0 | 0 | 0 | 0 | 0 | 0 | 0 | 1142.4376 | 0 | 0 | 0 | 0.0042 | 0 | 0.00057666 | 0.00057666 | 766.2113 | 0 | 0 | 0 | 0.0042 | 0 | 0.00057666 | 0.00057666 | 1168.4081 | 0 | 0 | 0 | 0.0042 | 0 | 0 | 0.00057666 | 0.00057666 | 1094.8609
05/16 09:00:00 | 78.98 | 26.1 | 0% | 1.5877 | 58844.5776 | 1.0332 | 3.7194 | 4.7574 | 4.2816 | 0 | 0 | 0 | 384.1941 | 1.5877 | 58844.5776 | 1.0332 | 4.0294 | 5.1538 | 4.3808 | 0 | 0 | 0 | 375.5137 | 0 | 0 | 0 | 0 | 0 | 0 | 0 | 756.1707 | 0 | 0 | 0 | 0 | 0 | 0 | 0 | 1231.2226 | 0 | 0 | 0 | 0 | 0 | 0 | 0 | 0 | 1142.4376 | 0 | 0 | 0 | 0.0042 | 0 | 0.00057666 | 0.00057666 | 766.2118 | 0 | 0 | 0 | 0.0042 | 0 | 0.00057666 | 0.00057666 | 1168.4087 | 0 | 0 | 0 | 0.0042 | 0 | 0 | 0.00057666 | 0.00057666 | 1094.8615
05/16 10:00:00 | 84.02 | 28.9 | 0% | 1.6881 | 62565.316 | 0.9832 | 3.5395 | 4.8978 | 4.408 | 0 | 0 | 0 | 384.1941 | 1.6881 | 62565.316 | 0.9832 | 3.8345 | 5.3059 | 4.51 | 0 | 0 | 0 | 375.5137 | 0 | 0 | 0 | 0 | 0 | 0 | 0 | 756.1707 | 0 | 0 | 0 | 0 | 0 | 0 | 0 | 1231.2226 | 0 | 0 | 0 | 0 | 0 | 0 | 0 | 0 | 1142.4376 | 0 | 0 | 0 | 0.0042 | 0 | 0.00057666 | 0.00057666 | 766.2124 | 0 | 0 | 0 | 0.0042 | 0 | 0.00057666 | 0.00057666 | 1168.4093 | 0 | 0 | 0 | 0.0042 | 0 | 0 | 0.00057666 | 0.00057666 | 1094.862
05/16 11:00:00 | 86 | 30 | 0% | 1.7283 | 64057.4811 | 0.96189 | 3.4628 | 4.9546 | 4.4591 | 0 | 0 | 0 | 384.1941 | 1.7283 | 64057.4811 | 0.96189 | 3.7514 | 5.3675 | 4.5624 | 0 | 0 | 0 | 375.5137 | 0 | 0 | 0 | 0 | 0 | 0 | 0 | 756.1707 | 0 | 0 | 0 | 0 | 0 | 0 | 0 | 1231.2226 | 0 | 0 | 0 | 0 | 0 | 0 | 0 | 0 | 1142.4376 | 0 | 0 | 0 | 0.0042 | 0 | 0.00057666 | 0.00057666 | 766.213 | 0 | 0 | 0 | 0.0042 | 0 | 0.00057666 | 0.00057666 | 1168.4099 | 0 | 0 | 0 | 0.0042 | 0 | 0 | 0.00057666 | 0.00057666 | 1094.8626
05/16 12:00:00 | 87.98 | 31.1 | 0% | 1.769 | 65566.8211 | 0.93988 | 3.3836 | 5.0125 | 4.5113 | 0 | 0 | 0 | 384.1941 | 1.769 | 65566.8211 | 0.93988 | 3.6655 | 5.4302 | 4.6157 | 0 | 0 | 0 | 375.5137 | 0 | 0 | 0 | 0 | 0 | 0 | 0 | 756.1707 | 0 | 0 | 0 | 0 | 0 | 0 | 0 | 1231.2226 | 0 | 0 | 0 | 0 | 0 | 0 | 0 | 0 | 1142.4376 | 0 | 0 | 0 | 0.0042 | 0 | 0.00057666 | 0.00057666 | 766.2136 | 0 | 0 | 0 | 0.0042 | 0 | 0.00057666 | 0.00057666 | 1168.4104 | 0 | 0 | 0 | 0.0042 | 0 | 0 | 0.00057666 | 0.00057666 | 1094.8632
05/16 13:00:00 | 87.98 | 31.1 | 0% | 1.769 | 65566.8211 | 0.93988 | 3.3836 | 5.0125 | 4.5113 | 0 | 0 | 0 | 384.1941 | 1.769 | 65566.8211 | 0.93988 | 3.6655 | 5.4302 | 4.6157 | 0 | 0 | 0 | 375.5137 | 0 | 0 | 0 | 0 | 0 | 0 | 0 | 756.1707 | 0 | 0 | 0 | 0 | 0 | 0 | 0 | 1231.2226 | 0 | 0 | 0 | 0 | 0 | 0 | 0 | 0 | 1142.4376 | 0 | 0 | 0 | 0.0042 | 0 | 0.00057666 | 0.00057666 | 766.2141 | 0 | 0 | 0 | 0.0042 | 0 | 0.00057666 | 0.00057666 | 1168.411 | 0 | 0 | 0 | 0.0042 | 0 | 0 | 0.00057666 | 0.00057666 | 1094.8638
05/16 14:00:00 | 89.96 | 32.2 | 0% | 1.8102 | 67093.336 | 0.91733 | 3.3024 | 5.0715 | 4.5644 | 0 | 0 | 0 | 384.1941 | 1.8102 | 67093.336 | 0.91733 | 3.5776 | 5.4942 | 4.67 | 0 | 0 | 0 | 375.5137 | 0 | 0 | 0 | 0 | 0 | 0 | 0 | 756.1707 | 0 | 0 | 0 | 0 | 0 | 0 | 0 | 1231.2226 | 0 | 0 | 0 | 0 | 0 | 0 | 0 | 0 | 1142.4376 | 0 | 0 | 0 | 0.0042 | 0 | 0.00057666 | 0.00057666 | 766.2147 | 0 | 0 | 0 | 0.0042 | 0 | 0.00057666 | 0.00057666 | 1168.4116 | 0 | 0 | 0 | 0.0042 | 0 | 0 | 0.00057666 | 0.00057666 | 1094.8643
05/16 15:00:00 | 89.96 | 32.2 | 0% | 1.8102 | 67093.336 | 0.91733 | 3.3024 | 5.0715 | 4.5644 | 0 | 0 | 0 | 384.1941 | 1.8102 | 67093.336 | 0.91733 | 3.5776 | 5.4942 | 4.67 | 0 | 0 | 0 | 375.5137 | 0 | 0 | 0 | 0 | 0 | 0 | 0 | 756.1707 | 0 | 0 | 0 | 0 | 0 | 0 | 0 | 1231.2226 | 0 | 0 | 0 | 0 | 0 | 0 | 0 | 0 | 1142.4376 | 0 | 0 | 0 | 0.0042 | 0 | 0.00057666 | 0.00057666 | 766.2153 | 0 | 0 | 0 | 0.0042 | 0 | 0.00057666 | 0.00057666 | 1168.4122 | 0 | 0 | 0 | 0.0042 | 0 | 0 | 0.00057666 | 0.00057666 | 1094.8649
05/16 16:00:00 | 89.96 | 32.2 | 0% | 1.8102 | 67093.336 | 0.91733 | 3.3024 | 5.0715 | 4.5644 | 0 | 0 | 0 | 384.1941 | 1.8102 | 67093.336 | 0.91733 | 3.5776 | 5.4942 | 4.67 | 0 | 0 | 0 | 375.5137 | 0 | 0 | 0 | 0 | 0 | 0 | 0 | 756.1707 | 0 | 0 | 0 | 0 | 0 | 0 | 0 | 1231.2226 | 0 | 0 | 0 | 0 | 0 | 0 | 0 | 0 | 1142.4376 | 0 | 0 | 0 | 0.0042 | 0 | 0.00057666 | 0.00057666 | 766.2159 | 0 | 0 | 0 | 0.0042 | 0 | 0.00057666 | 0.00057666 | 1168.4127 | 0 | 0 | 0 | 0.0042 | 0 | 0 | 0.00057666 | 0.00057666 | 1094.8655
05/16 17:00:00 | 89.06 | 31.7 | 0% | 1.7914 | 66397.3365 | 0.92764 | 3.3395 | 5.0446 | 4.5401 | 0 | 0 | 0 | 384.1941 | 1.7914 | 66397.3365 | 0.92764 | 3.6178 | 5.4649 | 4.6452 | 0 | 0 | 0 | 375.5137 | 0 | 0 | 0 | 0 | 0 | 0 | 0 | 756.1707 | 0 | 0 | 0 | 0 | 0 | 0 | 0 | 1231.2226 | 0 | 0 | 0 | 0 | 0 | 0 | 0 | 0 | 1142.4376 | 0 | 0 | 0 | 0.0042 | 0 | 0.00057666 | 0.00057666 | 766.2164 | 0 | 0 | 0 | 0.0042 | 0 | 0.00057666 | 0.00057666 | 1168.4133 | 0 | 0 | 0 | 0.0042 | 0 | 0 | 0.00057666 | 0.00057666 | 1094.8661
05/16 18:00:00 | 84.92 | 29.4 | 0% | 1.7063 | 63241.4437 | 0.97361 | 3.505 | 4.9235 | 4.4311 | 0 | 0 | 0 | 384.1941 | 1.7063 | 63241.4437 | 0.97361 | 3.7971 | 5.3338 | 4.5337 | 0 | 0 | 0 | 375.5137 | 0 | 0 | 0 | 0 | 0 | 0 | 0 | 756.1707 | 0 | 0 | 0 | 0 | 0 | 0 | 0 | 1231.2226 | 0 | 0 | 0 | 0 | 0 | 0 | 0 | 0 | 1142.4376 | 0 | 0 | 0 | 0.0042 | 0 | 0.00057666 | 0.00057666 | 766.217 | 0 | 0 | 0 | 0.0042 | 0 | 0.00057666 | 0.00057666 | 1168.4139 | 0 | 0 | 0 | 0.0042 | 0 | 0 | 0.00057666 | 0.00057666 | 1094.8667
05/16 19:00:00 | 84.92 | 29.4 | 0% | 1.7063 | 63241.4437 | 0.97361 | 3.505 | 4.9235 | 4.4311 | 0 | 0 | 0 | 384.1941 | 1.7063 | 63241.4437 | 0.97361 | 3.7971 | 5.3338 | 4.5337 | 0 | 0 | 0 | 375.5137 | 0 | 0 | 0 | 0 | 0 | 0 | 0 | 756.1707 | 0 | 0 | 0 | 0 | 0 | 0 | 0 | 1231.2226 | 0 | 0 | 0 | 0 | 0 | 0 | 0 | 0 | 1142.4376 | 0 | 0 | 0 | 0.0042 | 0 | 0.00057666 | 0.00057666 | 766.2176 | 0 | 0 | 0 | 0.0042 | 0 | 0.00057666 | 0.00057666 | 1168.4145 | 0 | 0 | 0 | 0.0042 | 0 | 0 | 0.00057666 | 0.00057666 | 1094.8672
05/16 20:00:00 | 73.04 | 22.8 | 0% | 1.4732 | 54602.2855 | 1.0811 | 3.892 | 4.5976 | 4.1378 | 0 | 0 | 0 | 384.1941 | 1.4732 | 54602.2855 | 1.0811 | 4.2164 | 4.9807 | 4.2336 | 0 | 0 | 0 | 375.5137 | 0 | 0 | 0 | 0 | 0 | 0 | 0 | 756.1707 | 0 | 0 | 0 | 0 | 0 | 0 | 0 | 1231.2226 | 0 | 0 | 0 | 0 | 0 | 0 | 0 | 0 | 1142.4376 | 0 | 0 | 0 | 0.0042 | 0 | 0.00057666 | 0.00057666 | 766.2182 | 0 | 0 | 0 | 0.0042 | 0 | 0.00057666 | 0.00057666 | 1168.415 | 0 | 0 | 0 | 0.0042 | 0 | 0 | 0.00057666 | 0.00057666 | 1094.8678
05/16 21:00:00 | 69.98 | 21.1 | 0% | 1.4159 | 52477.1875 | 1.0999 | 3.9595 | 4.5163 | 4.0647 | 0 | 0 | 0 | 384.1941 | 1.4159 | 52477.1875 | 1.0999 | 4.2895 | 4.8927 | 4.1588 | 0 | 0 | 0 | 375.5137 | 0 | 0 | 0 | 0 | 0 | 0 | 0 | 756.1707 | 0 | 0 | 0 | 0 | 0 | 0 | 0 | 1231.2226 | 0 | 0 | 0 | 0 | 0 | 0 | 0 | 0 | 1142.4376 | 0 | 0 | 0 | 0.0042 | 0 | 0.00057666 | 0.00057666 | 766.2188 | 0 | 0 | 0 | 0.0042 | 0 | 0.00057666 | 0.00057666 | 1168.4156 | 0 | 0 | 0 | 0.0042 | 0 | 0 | 0.00057666 | 0.00057666 | 1094.8684
05/16 22:00:00 | 69.08 | 20.6 | 0% | 1.3992 | 51859.9654 | 1.1045 | 3.9762 | 4.4925 | 4.0432 | 0 | 0 | 0 | 384.1941 | 1.3992 | 51859.9654 | 1.1045 | 4.3075 | 4.8668 | 4.1368 | 0 | 0 | 0 | 375.5137 | 0 | 0 | 0 | 0 | 0 | 0 | 0 | 756.1707 | 0 | 0 | 0 | 0 | 0 | 0 | 0 | 1231.2226 | 0 | 0 | 0 | 0 | 0 | 0 | 0 | 0 | 1142.4376 | 0 | 0 | 0 | 0.0042 | 0 | 0.00057666 | 0.00057666 | 766.2193 | 0 | 0 | 0 | 0.0042 | 0 | 0.00057666 | 0.00057666 | 1168.4162 | 0 | 0 | 0 | 0.0042 | 0 | 0 | 0.00057666 | 0.00057666 | 1094.869
05/16 23:00:00 | 66.92 | 19.4 | 0% | 1.3596 | 50393.1104 | 1.1139 | 4.01 | 4.435 | 3.9915 | 0 | 0 | 0 | 384.1941 | 1.3596 | 50393.1104 | 1.1139 | 4.3441 | 4.8046 | 4.0839 | 0 | 0 | 0 | 375.5137 | 0 | 0 | 0 | 0 | 0 | 0 | 0 | 756.1707 | 0 | 0 | 0 | 0 | 0 | 0 | 0 | 1231.2226 | 0 | 0 | 0 | 0 | 0 | 0 | 0 | 0 | 1142.4376 | 0 | 0 | 0 | 0.0042 | 0 | 0.00057666 | 0.00057666 | 766.2199 | 0 | 0 | 0 | 0.0042 | 0 | 0.00057666 | 0.00057666 | 1168.4168 | 0 | 0 | 0 | 0.0042 | 0 | 0 | 0.00057666 | 0.00057666 | 1094.8695
05/16 24:00:00 | 64.94 | 18.3 | 0% | 1.3238 | 49066.449 | 1.1202 | 4.0329 | 4.3819 | 3.9437 | 0 | 0 | 0 | 384.1941 | 1.3238 | 49066.449 | 1.1202 | 4.3689 | 4.7471 | 4.035 | 0 | 0 | 0 | 375.5137 | 0 | 0 | 0 | 0 | 0 | 0 | 0 | 756.1707 | 0 | 0 | 0 | 0 | 0 | 0 | 0 | 1231.2226 | 0 | 0 | 0 | 0 | 0 | 0 | 0 | 0 | 1142.4376 | 0 | 0 | 0 | 0.0042 | 0 | 0.00057666 | 0.00057666 | 766.2205 | 0 | 0 | 0 | 0.0042 | 0 | 0.00057666 | 0.00057666 | 1168.4173 | 0 | 0 | 0 | 0.0042 | 0 | 0 | 0.00057666 | 0.00057666 | 1094.8701
05/17 01:00:00 | 64.94 | 18.3 | 0% | 1.3238 | 49066.449 | 1.1202 | 4.0329 | 4.3819 | 3.9437 | 0 | 0 | 0 | 384.1941 | 1.3238 | 49066.449 | 1.1202 | 4.3689 | 4.7471 | 4.035 | 0 | 0 | 0 | 375.5137 | 0 | 0 | 0 | 0 | 0 | 0 | 0 | 756.1707 | 0 | 0 | 0 | 0 | 0 | 0 | 0 | 1231.2226 | 0 | 0 | 0 | 0 | 0 | 0 | 0 | 0 | 1142.4376 | 0 | 0 | 0 | 0.0042 | 0 | 0.00057666 | 0.00057666 | 766.2211 | 0 | 0 | 0 | 0.0042 | 0 | 0.00057666 | 0.00057666 | 1168.4179 | 0 | 0 | 0 | 0.0042 | 0 | 0 | 0.00057666 | 0.00057666 | 1094.8707
05/17 02:00:00 | 64.04 | 17.8 | 0% | 1.3077 | 48469.0987 | 1.1224 | 4.0406 | 4.3577 | 3.9219 | 0 | 0 | 0 | 384.1941 | 1.3077 | 48469.0987 | 1.1224 | 4.3774 | 4.7208 | 4.0127 | 0 | 0 | 0 | 375.5137 | 0 | 0 | 0 | 0 | 0 | 0 | 0 | 756.1707 | 0 | 0 | 0 | 0 | 0 | 0 | 0 | 1231.2226 | 0 | 0 | 0 | 0 | 0 | 0 | 0 | 0 | 1142.4376 | 0 | 0 | 0 | 0.0042 | 0 | 0.00057666 | 0.00057666 | 766.2216 | 0 | 0 | 0 | 0.0042 | 0 | 0.00057666 | 0.00057666 | 1168.4185 | 0 | 0 | 0 | 0.0042 | 0 | 0 | 0.00057666 | 0.00057666 | 1094.8713
05/17 03:00:00 | 62.06 | 16.7 | 0% | 1.2726 | 47167.4189 | 1.1255 | 4.0519 | 4.3037 | 3.8734 | 0 | 0 | 0 | 384.1941 | 1.2726 | 47167.4189 | 1.1255 | 4.3895 | 4.6624 | 3.963 | 0 | 0 | 0 | 375.5137 | 0 | 0 | 0 | 0 | 0 | 0 | 0 | 756.1707 | 0 | 0 | 0 | 0 | 0 | 0 | 0 | 1231.2226 | 0 | 0 | 0 | 0 | 0 | 0 | 0 | 0 | 1142.4376 | 0 | 0 | 0 | 0.0042 | 0 | 0.00057666 | 0.00057666 | 766.2222 | 0 | 0 | 0 | 0.0042 | 0 | 0.00057666 | 0.00057666 | 1168.4191 | 0 | 0 | 0 | 0.0042 | 0 | 0 | 0.00057666 | 0.00057666 | 1094.8718
05/17 04:00:00 | 60.98 | 16.1 | 2.332% | 1.2536 | 46464.6508 | 1.1263 | 4.0545 | 4.274 | 3.8466 | 0.018602 | 0.065858 | 0.0090424 | 384.2031 | 1.2536 | 46464.6508 | 1.1263 | 4.3924 | 4.6301 | 3.9356 | 0 | 0 | 0 | 375.5137 | 864.3585 | 0.023321 | 1067.1093 | 0.0053302 | 0.020715 | 0.00073184 | 0.021447 | 756.1921 | 864.3585 | 0.023321 | 1067.1093 | 0.0053302 | 0.034189 | 0.00073184 | 0.034921 | 1231.2575 | 864.3585 | 0.023321 | 1112.4305 | 0.0053302 | 0.0025188 | 0.031325 | 0.0010777 | 0.032402 | 1142.47 | 864.3585 | 0.023321 | 1116.7423 | 0.0042 | 0.021679 | 0.00057666 | 0.022255 | 766.2445 | 864.3585 | 0.023321 | 1032.6864 | 0.0042 | 0.033086 | 0.00057666 | 0.033663 | 1168.4527 | 864.3585 | 0.023321 | 1088.6128 | 0.0042 | 0.0025188 | 0.030654 | 0.00092249 | 0.031577 | 1094.9034
05/17 05:00:00 | 60.08 | 15.6 | 5.947% | 1.238 | 45882.914 | 1.1264 | 4.0549 | 4.249 | 3.8241 | 0.048039 | 0.16893 | 0.023195 | 384.2263 | 1.238 | 45882.914 | 1.1264 | 4.3928 | 4.603 | 3.9126 | 0.048039 | 0.16511 | 0.02267 | 375.5364 | 2204.1893 | 0.059471 | 2721.2213 | 0.013593 | 0.052825 | 0.0018663 | 0.054692 | 756.2468 | 2204.1893 | 0.059471 | 2721.2213 | 0.013593 | 0.087184 | 0.0018663 | 0.089051 | 1231.3466 | 2204.1893 | 0.059471 | 2836.7945 | 0.013593 | 0.0064231 | 0.079881 | 0.0027481 | 0.082629 | 1142.5526 | 2204.1893 | 0.059471 | 2847.7898 | 0.0042 | 0.055282 | 0.00057666 | 0.055859 | 766.3003 | 2204.1893 | 0.059471 | 2633.44 | 0.0042 | 0.084372 | 0.00057666 | 0.084949 | 1168.5377 | 2204.1893 | 0.059471 | 2776.057 | 0.0042 | 0.0064231 | 0.078171 | 0.0014586 | 0.079629 | 1094.9831
05/17 06:00:00 | 64.94 | 18.3 | 3.913% | 1.3238 | 49066.449 | 1.1202 | 4.0329 | 4.3819 | 3.9437 | 0.029561 | 0.10779 | 0.0148 | 384.2411 | 1.3238 | 49066.449 | 1.1202 | 4.3689 | 4.7471 | 4.035 | 0.044923 | 0.1601 | 0.021982 | 375.5583 | 1450.456 | 0.039134 | 1790.6864 | 0.0089445 | 0.034761 | 0.0012281 | 0.035989 | 756.2828 | 1450.456 | 0.039134 | 1790.6864 | 0.0089445 | 0.057371 | 0.0012281 | 0.058599 | 1231.4052 | 1450.456 | 0.039134 | 1866.7387 | 0.0089445 | 0.0042267 | 0.052565 | 0.0018084 | 0.054374 | 1142.607 | 1450.456 | 0.039134 | 1873.9741 | 0.0042 | 0.036378 | 0.00057666 | 0.036955 | 766.3373 | 1450.456 | 0.039134 | 1732.9223 | 0.0042 | 0.055521 | 0.00057666 | 0.056097 | 1168.5938 | 1450.456 | 0.039134 | 1826.7707 | 0.0042 | 0.0042267 | 0.05144 | 0.001157 | 0.052597 | 1095.0356
05/17 07:00:00 | 64.94 | 18.3 | 0% | 1.3238 | 49066.449 | 1.1202 | 4.0329 | 4.3819 | 3.9437 | 0 | 0 | 0 | 384.2411 | 1.3238 | 49066.449 | 1.1202 | 4.3689 | 4.7471 | 4.035 | 0 | 0 | 0 | 375.5583 | 0 | 0 | 0 | 0 | 0 | 0 | 0 | 756.2828 | 0 | 0 | 0 | 0 | 0 | 0 | 0 | 1231.4052 | 0 | 0 | 0 | 0 | 0 | 0 | 0 | 0 | 1142.607 | 0 | 0 | 0 | 0.0042 | 0 | 0.00057666 | 0.00057666 | 766.3379 | 0 | 0 | 0 | 0.0042 | 0 | 0.00057666 | 0.00057666 | 1168.5944 | 0 | 0 | 0 | 0.0042 | 0 | 0 | 0.00057666 | 0.00057666 | 1095.0362
05/17 08:00:00 | 75.92 | 24.4 | 0% | 1.5282 | 56639.8504 | 1.0596 | 3.8146 | 4.6745 | 4.2071 | 0 | 0 | 0 | 384.2411 | 1.5282 | 56639.8504 | 1.0596 | 4.1325 | 5.0641 | 4.3044 | 0 | 0 | 0 | 375.5583 | 0 | 0 | 0 | 0 | 0 | 0 | 0 | 756.2828 | 0 | 0 | 0 | 0 | 0 | 0 | 0 | 1231.4052 | 0 | 0 | 0 | 0 | 0 | 0 | 0 | 0 | 1142.607 | 0 | 0 | 0 | 0.0042 | 0 | 0.00057666 | 0.00057666 | 766.3384 | 0 | 0 | 0 | 0.0042 | 0 | 0.00057666 | 0.00057666 | 1168.5949 | 0 | 0 | 0 | 0.0042 | 0 | 0 | 0.00057666 | 0.00057666 | 1095.0368
05/17 09:00:00 | 80.06 | 26.7 | 0% | 1.6089 | 59632.5105 | 1.0231 | 3.6831 | 4.787 | 4.3083 | 0 | 0 | 0 | 384.2411 | 1.6089 | 59632.5105 | 1.0231 | 3.99 | 5.1859 | 4.408 | 0 | 0 | 0 | 375.5583 | 0 | 0 | 0 | 0 | 0 | 0 | 0 | 756.2828 | 0 | 0 | 0 | 0 | 0 | 0 | 0 | 1231.4052 | 0 | 0 | 0 | 0 | 0 | 0 | 0 | 0 | 1142.607 | 0 | 0 | 0 | 0.0042 | 0 | 0.00057666 | 0.00057666 | 766.339 | 0 | 0 | 0 | 0.0042 | 0 | 0.00057666 | 0.00057666 | 1168.5955 | 0 | 0 | 0 | 0.0042 | 0 | 0 | 0.00057666 | 0.00057666 | 1095.0374
05/17 10:00:00 | 82.04 | 27.8 | 0% | 1.6483 | 61090.3258 | 1.0036 | 3.6131 | 4.8419 | 4.3578 | 0 | 0 | 0 | 384.2411 | 1.6483 | 61090.3258 | 1.0036 | 3.9142 | 5.2454 | 4.4586 | 0 | 0 | 0 | 375.5583 | 0 | 0 | 0 | 0 | 0 | 0 | 0 | 756.2828 | 0 | 0 | 0 | 0 | 0 | 0 | 0 | 1231.4052 | 0 | 0 | 0 | 0 | 0 | 0 | 0 | 0 | 1142.607 | 0 | 0 | 0 | 0.0042 | 0 | 0.00057666 | 0.00057666 | 766.3396 | 0 | 0 | 0 | 0.0042 | 0 | 0.00057666 | 0.00057666 | 1168.5961 | 0 | 0 | 0 | 0.0042 | 0 | 0 | 0.00057666 | 0.00057666 | 1095.038
05/17 11:00:00 | 84.92 | 29.4 | 0% | 1.7063 | 63241.4437 | 0.97361 | 3.505 | 4.9235 | 4.4311 | 0 | 0 | 0 | 384.2411 | 1.7063 | 63241.4437 | 0.97361 | 3.7971 | 5.3338 | 4.5337 | 0 | 0 | 0 | 375.5583 | 0 | 0 | 0 | 0 | 0 | 0 | 0 | 756.2828 | 0 | 0 | 0 | 0 | 0 | 0 | 0 | 1231.4052 | 0 | 0 | 0 | 0 | 0 | 0 | 0 | 0 | 1142.607 | 0 | 0 | 0 | 0.0042 | 0 | 0.00057666 | 0.00057666 | 766.3402 | 0 | 0 | 0 | 0.0042 | 0 | 0.00057666 | 0.00057666 | 1168.5967 | 0 | 0 | 0 | 0.0042 | 0 | 0 | 0.00057666 | 0.00057666 | 1095.0385
05/17 12:00:00 | 89.06 | 31.7 | 0% | 1.7914 | 66397.3365 | 0.92764 | 3.3395 | 5.0446 | 4.5401 | 0 | 0 | 0 | 384.2411 | 1.7914 | 66397.3365 | 0.92764 | 3.6178 | 5.4649 | 4.6452 | 0 | 0 | 0 | 375.5583 | 0 | 0 | 0 | 0 | 0 | 0 | 0 | 756.2828 | 0 | 0 | 0 | 0 | 0 | 0 | 0 | 1231.4052 | 0 | 0 | 0 | 0 | 0 | 0 | 0 | 0 | 1142.607 | 0 | 0 | 0 | 0.0042 | 0 | 0.00057666 | 0.00057666 | 766.3407 | 0 | 0 | 0 | 0.0042 | 0 | 0.00057666 | 0.00057666 | 1168.5972 | 0 | 0 | 0 | 0.0042 | 0 | 0 | 0.00057666 | 0.00057666 | 1095.0391
05/17 13:00:00 | 89.06 | 31.7 | 0% | 1.7914 | 66397.3365 | 0.92764 | 3.3395 | 5.0446 | 4.5401 | 0 | 0 | 0 | 384.2411 | 1.7914 | 66397.3365 | 0.92764 | 3.6178 | 5.4649 | 4.6452 | 0 | 0 | 0 | 375.5583 | 0 | 0 | 0 | 0 | 0 | 0 | 0 | 756.2828 | 0 | 0 | 0 | 0 | 0 | 0 | 0 | 1231.4052 | 0 | 0 | 0 | 0 | 0 | 0 | 0 | 0 | 1142.607 | 0 | 0 | 0 | 0.0042 | 0 | 0.00057666 | 0.00057666 | 766.3413 | 0 | 0 | 0 | 0.0042 | 0 | 0.00057666 | 0.00057666 | 1168.5978 | 0 | 0 | 0 | 0.0042 | 0 | 0 | 0.00057666 | 0.00057666 | 1095.0397
05/17 14:00:00 | 89.96 | 32.2 | 0% | 1.8102 | 67093.336 | 0.91733 | 3.3024 | 5.0715 | 4.5644 | 0 | 0 | 0 | 384.2411 | 1.8102 | 67093.336 | 0.91733 | 3.5776 | 5.4942 | 4.67 | 0 | 0 | 0 | 375.5583 | 0 | 0 | 0 | 0 | 0 | 0 | 0 | 756.2828 | 0 | 0 | 0 | 0 | 0 | 0 | 0 | 1231.4052 | 0 | 0 | 0 | 0 | 0 | 0 | 0 | 0 | 1142.607 | 0 | 0 | 0 | 0.0042 | 0 | 0.00057666 | 0.00057666 | 766.3419 | 0 | 0 | 0 | 0.0042 | 0 | 0.00057666 | 0.00057666 | 1168.5984 | 0 | 0 | 0 | 0.0042 | 0 | 0 | 0.00057666 | 0.00057666 | 1095.0403
05/17 15:00:00 | 87.98 | 31.1 | 0% | 1.769 | 65566.8211 | 0.93988 | 3.3836 | 5.0125 | 4.5113 | 0 | 0 | 0 | 384.2411 | 1.769 | 65566.8211 | 0.93988 | 3.6655 | 5.4302 | 4.6157 | 0 | 0 | 0 | 375.5583 | 0 | 0 | 0 | 0 | 0 | 0 | 0 | 756.2828 | 0 | 0 | 0 | 0 | 0 | 0 | 0 | 1231.4052 | 0 | 0 | 0 | 0 | 0 | 0 | 0 | 0 | 1142.607 | 0 | 0 | 0 | 0.0042 | 0 | 0.00057666 | 0.00057666 | 766.3425 | 0 | 0 | 0 | 0.0042 | 0 | 0.00057666 | 0.00057666 | 1168.599 | 0 | 0 | 0 | 0.0042 | 0 | 0 | 0.00057666 | 0.00057666 | 1095.0408
05/17 16:00:00 | 89.06 | 31.7 | 0% | 1.7914 | 66397.3365 | 0.92764 | 3.3395 | 5.0446 | 4.5401 | 0 | 0 | 0 | 384.2411 | 1.7914 | 66397.3365 | 0.92764 | 3.6178 | 5.4649 | 4.6452 | 0 | 0 | 0 | 375.5583 | 0 | 0 | 0 | 0 | 0 | 0 | 0 | 756.2828 | 0 | 0 | 0 | 0 | 0 | 0 | 0 | 1231.4052 | 0 | 0 | 0 | 0 | 0 | 0 | 0 | 0 | 1142.607 | 0 | 0 | 0 | 0.0042 | 0 | 0.00057666 | 0.00057666 | 766.3431 | 0 | 0 | 0 | 0.0042 | 0 | 0.00057666 | 0.00057666 | 1168.5996 | 0 | 0 | 0 | 0.0042 | 0 | 0 | 0.00057666 | 0.00057666 | 1095.0414
05/17 17:00:00 | 87.08 | 30.6 | 0% | 1.7505 | 64878.6283 | 0.94996 | 3.4199 | 4.9861 | 4.4874 | 0 | 0 | 0 | 384.2411 | 1.7505 | 64878.6283 | 0.94996 | 3.7048 | 5.4016 | 4.5913 | 0 | 0 | 0 | 375.5583 | 0 | 0 | 0 | 0 | 0 | 0 | 0 | 756.2828 | 0 | 0 | 0 | 0 | 0 | 0 | 0 | 1231.4052 | 0 | 0 | 0 | 0 | 0 | 0 | 0 | 0 | 1142.607 | 0 | 0 | 0 | 0.0042 | 0 | 0.00057666 | 0.00057666 | 766.3436 | 0 | 0 | 0 | 0.0042 | 0 | 0.00057666 | 0.00057666 | 1168.6001 | 0 | 0 | 0 | 0.0042 | 0 | 0 | 0.00057666 | 0.00057666 | 1095.042
05/17 18:00:00 | 84.92 | 29.4 | 0% | 1.7063 | 63241.4437 | 0.97361 | 3.505 | 4.9235 | 4.4311 | 0 | 0 | 0 | 384.2411 | 1.7063 | 63241.4437 | 0.97361 | 3.7971 | 5.3338 | 4.5337 | 0 | 0 | 0 | 375.5583 | 0 | 0 | 0 | 0 | 0 | 0 | 0 | 756.2828 | 0 | 0 | 0 | 0 | 0 | 0 | 0 | 1231.4052 | 0 | 0 | 0 | 0 | 0 | 0 | 0 | 0 | 1142.607 | 0 | 0 | 0 | 0.0042 | 0 | 0.00057666 | 0.00057666 | 766.3442 | 0 | 0 | 0 | 0.0042 | 0 | 0.00057666 | 0.00057666 | 1168.6007 | 0 | 0 | 0 | 0.0042 | 0 | 0 | 0.00057666 | 0.00057666 | 1095.0426
05/17 19:00:00 | 84.92 | 29.4 | 0% | 1.7063 | 63241.4437 | 0.97361 | 3.505 | 4.9235 | 4.4311 | 0 | 0 | 0 | 384.2411 | 1.7063 | 63241.4437 | 0.97361 | 3.7971 | 5.3338 | 4.5337 | 0 | 0 | 0 | 375.5583 | 0 | 0 | 0 | 0 | 0 | 0 | 0 | 756.2828 | 0 | 0 | 0 | 0 | 0 | 0 | 0 | 1231.4052 | 0 | 0 | 0 | 0 | 0 | 0 | 0 | 0 | 1142.607 | 0 | 0 | 0 | 0.0042 | 0 | 0.00057666 | 0.00057666 | 766.3448 | 0 | 0 | 0 | 0.0042 | 0 | 0.00057666 | 0.00057666 | 1168.6013 | 0 | 0 | 0 | 0.0042 | 0 | 0 | 0.00057666 | 0.00057666 | 1095.0431
05/17 20:00:00 | 78.08 | 25.6 | 0% | 1.5701 | 58191.8702 | 1.0413 | 3.7487 | 4.7329 | 4.2596 | 0 | 0 | 0 | 384.2411 | 1.5701 | 58191.8702 | 1.0413 | 4.0611 | 5.1273 | 4.3582 | 0 | 0 | 0 | 375.5583 | 0 | 0 | 0 | 0 | 0 | 0 | 0 | 756.2828 | 0 | 0 | 0 | 0 | 0 | 0 | 0 | 1231.4052 | 0 | 0 | 0 | 0 | 0 | 0 | 0 | 0 | 1142.607 | 0 | 0 | 0 | 0.0042 | 0 | 0.00057666 | 0.00057666 | 766.3454 | 0 | 0 | 0 | 0.0042 | 0 | 0.00057666 | 0.00057666 | 1168.6019 | 0 | 0 | 0 | 0.0042 | 0 | 0 | 0.00057666 | 0.00057666 | 1095.0437
05/17 21:00:00 | 78.98 | 26.1 | 0% | 1.5877 | 58844.5776 | 1.0332 | 3.7194 | 4.7574 | 4.2816 | 0 | 0 | 0 | 384.2411 | 1.5877 | 58844.5776 | 1.0332 | 4.0294 | 5.1538 | 4.3808 | 0 | 0 | 0 | 375.5583 | 0 | 0 | 0 | 0 | 0 | 0 | 0 | 756.2828 | 0 | 0 | 0 | 0 | 0 | 0 | 0 | 1231.4052 | 0 | 0 | 0 | 0 | 0 | 0 | 0 | 0 | 1142.607 | 0 | 0 | 0 | 0.0042 | 0 | 0.00057666 | 0.00057666 | 766.3459 | 0 | 0 | 0 | 0.0042 | 0 | 0.00057666 | 0.00057666 | 1168.6024 | 0 | 0 | 0 | 0.0042 | 0 | 0 | 0.00057666 | 0.00057666 | 1095.0443
05/17 22:00:00 | 77 | 25 | 0% | 1.5491 | 57413.3053 | 1.0507 | 3.7824 | 4.7036 | 4.2332 | 0 | 0 | 0 | 384.2411 | 1.5491 | 57413.3053 | 1.0507 | 4.0976 | 5.0956 | 4.3312 | 0 | 0 | 0 | 375.5583 | 0 | 0 | 0 | 0 | 0 | 0 | 0 | 756.2828 | 0 | 0 | 0 | 0 | 0 | 0 | 0 | 1231.4052 | 0 | 0 | 0 | 0 | 0 | 0 | 0 | 0 | 1142.607 | 0 | 0 | 0 | 0.0042 | 0 | 0.00057666 | 0.00057666 | 766.3465 | 0 | 0 | 0 | 0.0042 | 0 | 0.00057666 | 0.00057666 | 1168.603 | 0 | 0 | 0 | 0.0042 | 0 | 0 | 0.00057666 | 0.00057666 | 1095.0449
05/17 23:00:00 | 73.94 | 23.3 | 0% | 1.4903 | 55235.1212 | 1.0748 | 3.8692 | 4.6215 | 4.1594 | 0 | 0 | 0 | 384.2411 | 1.4903 | 55235.1212 | 1.0748 | 4.1916 | 5.0067 | 4.2557 | 0 | 0 | 0 | 375.5583 | 0 | 0 | 0 | 0 | 0 | 0 | 0 | 756.2828 | 0 | 0 | 0 | 0 | 0 | 0 | 0 | 1231.4052 | 0 | 0 | 0 | 0 | 0 | 0 | 0 | 0 | 1142.607 | 0 | 0 | 0 | 0.0042 | 0 | 0.00057666 | 0.00057666 | 766.3471 | 0 | 0 | 0 | 0.0042 | 0 | 0.00057666 | 0.00057666 | 1168.6036 | 0 | 0 | 0 | 0.0042 | 0 | 0 | 0.00057666 | 0.00057666 | 1095.0455
05/17 24:00:00 | 73.94 | 23.3 | 0% | 1.4903 | 55235.1212 | 1.0748 | 3.8692 | 4.6215 | 4.1594 | 0 | 0 | 0 | 384.2411 | 1.4903 | 55235.1212 | 1.0748 | 4.1916 | 5.0067 | 4.2557 | 0 | 0 | 0 | 375.5583 | 0 | 0 | 0 | 0 | 0 | 0 | 0 | 756.2828 | 0 | 0 | 0 | 0 | 0 | 0 | 0 | 1231.4052 | 0 | 0 | 0 | 0 | 0 | 0 | 0 | 0 | 1142.607 | 0 | 0 | 0 | 0.0042 | 0 | 0.00057666 | 0.00057666 | 766.3477 | 0 | 0 | 0 | 0.0042 | 0 | 0.00057666 | 0.00057666 | 1168.6042 | 0 | 0 | 0 | 0.0042 | 0 | 0 | 0.00057666 | 0.00057666 | 1095.046
05/18 01:00:00 | 73.94 | 23.3 | 0% | 1.4903 | 55235.1212 | 1.0748 | 3.8692 | 4.6215 | 4.1594 | 0 | 0 | 0 | 384.2411 | 1.4903 | 55235.1212 | 1.0748 | 4.1916 | 5.0067 | 4.2557 | 0 | 0 | 0 | 375.5583 | 0 | 0 | 0 | 0 | 0 | 0 | 0 | 756.2828 | 0 | 0 | 0 | 0 | 0 | 0 | 0 | 1231.4052 | 0 | 0 | 0 | 0 | 0 | 0 | 0 | 0 | 1142.607 | 0 | 0 | 0 | 0.0042 | 0 | 0.00057666 | 0.00057666 | 766.3482 | 0 | 0 | 0 | 0.0042 | 0 | 0.00057666 | 0.00057666 | 1168.6047 | 0 | 0 | 0 | 0.0042 | 0 | 0 | 0.00057666 | 0.00057666 | 1095.0466
05/18 02:00:00 | 71.96 | 22.2 | 0% | 1.4528 | 53847.5669 | 1.0882 | 3.9177 | 4.5689 | 4.112 | 0 | 0 | 0 | 384.2411 | 1.4528 | 53847.5669 | 1.0882 | 4.2442 | 4.9496 | 4.2072 | 0 | 0 | 0 | 375.5583 | 0 | 0 | 0 | 0 | 0 | 0 | 0 | 756.2828 | 0 | 0 | 0 | 0 | 0 | 0 | 0 | 1231.4052 | 0 | 0 | 0 | 0 | 0 | 0 | 0 | 0 | 1142.607 | 0 | 0 | 0 | 0.0042 | 0 | 0.00057666 | 0.00057666 | 766.3488 | 0 | 0 | 0 | 0.0042 | 0 | 0.00057666 | 0.00057666 | 1168.6053 | 0 | 0 | 0 | 0.0042 | 0 | 0 | 0.00057666 | 0.00057666 | 1095.0472
05/18 03:00:00 | 69.98 | 21.1 | 0% | 1.4159 | 52477.1875 | 1.0999 | 3.9595 | 4.5163 | 4.0647 | 0 | 0 | 0 | 384.2411 | 1.4159 | 52477.1875 | 1.0999 | 4.2895 | 4.8927 | 4.1588 | 0 | 0 | 0 | 375.5583 | 0 | 0 | 0 | 0 | 0 | 0 | 0 | 756.2828 | 0 | 0 | 0 | 0 | 0 | 0 | 0 | 1231.4052 | 0 | 0 | 0 | 0 | 0 | 0 | 0 | 0 | 1142.607 | 0 | 0 | 0 | 0.0042 | 0 | 0.00057666 | 0.00057666 | 766.3494 | 0 | 0 | 0 | 0.0042 | 0 | 0.00057666 | 0.00057666 | 1168.6059 | 0 | 0 | 0 | 0.0042 | 0 | 0 | 0.00057666 | 0.00057666 | 1095.0478
05/18 04:00:00 | 68 | 20 | 0% | 1.3794 | 51123.983 | 1.1095 | 3.9942 | 4.4638 | 4.0174 | 0 | 0 | 0 | 384.2411 | 1.3794 | 51123.983 | 1.1095 | 4.327 | 4.8357 | 4.1104 | 0 | 0 | 0 | 375.5583 | 0 | 0 | 0 | 0 | 0 | 0 | 0 | 756.2828 | 0 | 0 | 0 | 0 | 0 | 0 | 0 | 1231.4052 | 0 | 0 | 0 | 0 | 0 | 0 | 0 | 0 | 1142.607 | 0 | 0 | 0 | 0.0042 | 0 | 0.00057666 | 0.00057666 | 766.35 | 0 | 0 | 0 | 0.0042 | 0 | 0.00057666 | 0.00057666 | 1168.6065 | 0 | 0 | 0 | 0.0042 | 0 | 0 | 0.00057666 | 0.00057666 | 1095.0483
05/18 05:00:00 | 66.92 | 19.4 | 0% | 1.3596 | 50393.1104 | 1.1139 | 4.01 | 4.435 | 3.9915 | 0 | 0 | 0 | 384.2411 | 1.3596 | 50393.1104 | 1.1139 | 4.3441 | 4.8046 | 4.0839 | 0 | 0 | 0 | 375.5583 | 0 | 0 | 0 | 0 | 0 | 0 | 0 | 756.2828 | 0 | 0 | 0 | 0 | 0 | 0 | 0 | 1231.4052 | 0 | 0 | 0 | 0 | 0 | 0 | 0 | 0 | 1142.607 | 0 | 0 | 0 | 0.0042 | 0 | 0.00057666 | 0.00057666 | 766.3505 | 0 | 0 | 0 | 0.0042 | 0 | 0.00057666 | 0.00057666 | 1168.607 | 0 | 0 | 0 | 0.0042 | 0 | 0 | 0.00057666 | 0.00057666 | 1095.0489
05/18 06:00:00 | 71.96 | 22.2 | 0% | 1.4528 | 53847.5669 | 1.0882 | 3.9177 | 4.5689 | 4.112 | 0 | 0 | 0 | 384.2411 | 1.4528 | 53847.5669 | 1.0882 | 4.2442 | 4.9496 | 4.2072 | 0 | 0 | 0 | 375.5583 | 0 | 0 | 0 | 0 | 0 | 0 | 0 | 756.2828 | 0 | 0 | 0 | 0 | 0 | 0 | 0 | 1231.4052 | 0 | 0 | 0 | 0 | 0 | 0 | 0 | 0 | 1142.607 | 0 | 0 | 0 | 0.0042 | 0 | 0.00057666 | 0.00057666 | 766.3511 | 0 | 0 | 0 | 0.0042 | 0 | 0.00057666 | 0.00057666 | 1168.6076 | 0 | 0 | 0 | 0.0042 | 0 | 0 | 0.00057666 | 0.00057666 | 1095.0495
05/18 07:00:00 | 71.96 | 22.2 | 0% | 1.4528 | 53847.5669 | 1.0882 | 3.9177 | 4.5689 | 4.112 | 0 | 0 | 0 | 384.2411 | 1.4528 | 53847.5669 | 1.0882 | 4.2442 | 4.9496 | 4.2072 | 0 | 0 | 0 | 375.5583 | 0 | 0 | 0 | 0 | 0 | 0 | 0 | 756.2828 | 0 | 0 | 0 | 0 | 0 | 0 | 0 | 1231.4052 | 0 | 0 | 0 | 0 | 0 | 0 | 0 | 0 | 1142.607 | 0 | 0 | 0 | 0.0042 | 0 | 0.00057666 | 0.00057666 | 766.3517 | 0 | 0 | 0 | 0.0042 | 0 | 0.00057666 | 0.00057666 | 1168.6082 | 0 | 0 | 0 | 0.0042 | 0 | 0 | 0.00057666 | 0.00057666 | 1095.0501
05/18 08:00:00 | 78.98 | 26.1 | 0% | 1.5877 | 58844.5776 | 1.0332 | 3.7194 | 4.7574 | 4.2816 | 0 | 0 | 0 | 384.2411 | 1.5877 | 58844.5776 | 1.0332 | 4.0294 | 5.1538 | 4.3808 | 0 | 0 | 0 | 375.5583 | 0 | 0 | 0 | 0 | 0 | 0 | 0 | 756.2828 | 0 | 0 | 0 | 0 | 0 | 0 | 0 | 1231.4052 | 0 | 0 | 0 | 0 | 0 | 0 | 0 | 0 | 1142.607 | 0 | 0 | 0 | 0.0042 | 0 | 0.00057666 | 0.00057666 | 766.3523 | 0 | 0 | 0 | 0.0042 | 0 | 0.00057666 | 0.00057666 | 1168.6088 | 0 | 0 | 0 | 0.0042 | 0 | 0 | 0.00057666 | 0.00057666 | 1095.0506
05/18 09:00:00 | 82.04 | 27.8 | 0% | 1.6483 | 61090.3258 | 1.0036 | 3.6131 | 4.8419 | 4.3578 | 0 | 0 | 0 | 384.2411 | 1.6483 | 61090.3258 | 1.0036 | 3.9142 | 5.2454 | 4.4586 | 0 | 0 | 0 | 375.5583 | 0 | 0 | 0 | 0 | 0 | 0 | 0 | 756.2828 | 0 | 0 | 0 | 0 | 0 | 0 | 0 | 1231.4052 | 0 | 0 | 0 | 0 | 0 | 0 | 0 | 0 | 1142.607 | 0 | 0 | 0 | 0.0042 | 0 | 0.00057666 | 0.00057666 | 766.3529 | 0 | 0 | 0 | 0.0042 | 0 | 0.00057666 | 0.00057666 | 1168.6094 | 0 | 0 | 0 | 0.0042 | 0 | 0 | 0.00057666 | 0.00057666 | 1095.0512
05/18 10:00:00 | 84.92 | 29.4 | 0% | 1.7063 | 63241.4437 | 0.97361 | 3.505 | 4.9235 | 4.4311 | 0 | 0 | 0 | 384.2411 | 1.7063 | 63241.4437 | 0.97361 | 3.7971 | 5.3338 | 4.5337 | 0 | 0 | 0 | 375.5583 | 0 | 0 | 0 | 0 | 0 | 0 | 0 | 756.2828 | 0 | 0 | 0 | 0 | 0 | 0 | 0 | 1231.4052 | 0 | 0 | 0 | 0 | 0 | 0 | 0 | 0 | 1142.607 | 0 | 0 | 0 | 0.0042 | 0 | 0.00057666 | 0.00057666 | 766.3534 | 0 | 0 | 0 | 0.0042 | 0 | 0.00057666 | 0.00057666 | 1168.6099 | 0 | 0 | 0 | 0.0042 | 0 | 0 | 0.00057666 | 0.00057666 | 1095.0518
05/18 11:00:00 | 87.08 | 30.6 | 0% | 1.7505 | 64878.6283 | 0.94996 | 3.4199 | 4.9861 | 4.4874 | 0 | 0 | 0 | 384.2411 | 1.7505 | 64878.6283 | 0.94996 | 3.7048 | 5.4016 | 4.5913 | 0 | 0 | 0 | 375.5583 | 0 | 0 | 0 | 0 | 0 | 0 | 0 | 756.2828 | 0 | 0 | 0 | 0 | 0 | 0 | 0 | 1231.4052 | 0 | 0 | 0 | 0 | 0 | 0 | 0 | 0 | 1142.607 | 0 | 0 | 0 | 0.0042 | 0 | 0.00057666 | 0.00057666 | 766.354 | 0 | 0 | 0 | 0.0042 | 0 | 0.00057666 | 0.00057666 | 1168.6105 | 0 | 0 | 0 | 0.0042 | 0 | 0 | 0.00057666 | 0.00057666 | 1095.0524
05/18 12:00:00 | 86 | 30 | 0% | 1.7283 | 64057.4811 | 0.96189 | 3.4628 | 4.9546 | 4.4591 | 0 | 0 | 0 | 384.2411 | 1.7283 | 64057.4811 | 0.96189 | 3.7514 | 5.3675 | 4.5624 | 0 | 0 | 0 | 375.5583 | 0 | 0 | 0 | 0 | 0 | 0 | 0 | 756.2828 | 0 | 0 | 0 | 0 | 0 | 0 | 0 | 1231.4052 | 0 | 0 | 0 | 0 | 0 | 0 | 0 | 0 | 1142.607 | 0 | 0 | 0 | 0.0042 | 0 | 0.00057666 | 0.00057666 | 766.3546 | 0 | 0 | 0 | 0.0042 | 0 | 0.00057666 | 0.00057666 | 1168.6111 | 0 | 0 | 0 | 0.0042 | 0 | 0 | 0.00057666 | 0.00057666 | 1095.0529
05/18 13:00:00 | 86 | 30 | 0% | 1.7283 | 64057.4811 | 0.96189 | 3.4628 | 4.9546 | 4.4591 | 0 | 0 | 0 | 384.2411 | 1.7283 | 64057.4811 | 0.96189 | 3.7514 | 5.3675 | 4.5624 | 0 | 0 | 0 | 375.5583 | 0 | 0 | 0 | 0 | 0 | 0 | 0 | 756.2828 | 0 | 0 | 0 | 0 | 0 | 0 | 0 | 1231.4052 | 0 | 0 | 0 | 0 | 0 | 0 | 0 | 0 | 1142.607 | 0 | 0 | 0 | 0.0042 | 0 | 0.00057666 | 0.00057666 | 766.3552 | 0 | 0 | 0 | 0.0042 | 0 | 0.00057666 | 0.00057666 | 1168.6117 | 0 | 0 | 0 | 0.0042 | 0 | 0 | 0.00057666 | 0.00057666 | 1095.0535
05/18 14:00:00 | 84.02 | 28.9 | 0% | 1.6881 | 62565.316 | 0.9832 | 3.5395 | 4.8978 | 4.408 | 0 | 0 | 0 | 384.2411 | 1.6881 | 62565.316 | 0.9832 | 3.8345 | 5.3059 | 4.51 | 0 | 0 | 0 | 375.5583 | 0 | 0 | 0 | 0 | 0 | 0 | 0 | 756.2828 | 0 | 0 | 0 | 0 | 0 | 0 | 0 | 1231.4052 | 0 | 0 | 0 | 0 | 0 | 0 | 0 | 0 | 1142.607 | 0 | 0 | 0 | 0.0042 | 0 | 0.00057666 | 0.00057666 | 766.3557 | 0 | 0 | 0 | 0.0042 | 0 | 0.00057666 | 0.00057666 | 1168.6122 | 0 | 0 | 0 | 0.0042 | 0 | 0 | 0.00057666 | 0.00057666 | 1095.0541
05/18 15:00:00 | 84.92 | 29.4 | 0% | 1.7063 | 63241.4437 | 0.97361 | 3.505 | 4.9235 | 4.4311 | 0 | 0 | 0 | 384.2411 | 1.7063 | 63241.4437 | 0.97361 | 3.7971 | 5.3338 | 4.5337 | 0 | 0 | 0 | 375.5583 | 0 | 0 | 0 | 0 | 0 | 0 | 0 | 756.2828 | 0 | 0 | 0 | 0 | 0 | 0 | 0 | 1231.4052 | 0 | 0 | 0 | 0 | 0 | 0 | 0 | 0 | 1142.607 | 0 | 0 | 0 | 0.0042 | 0 | 0.00057666 | 0.00057666 | 766.3563 | 0 | 0 | 0 | 0.0042 | 0 | 0.00057666 | 0.00057666 | 1168.6128 | 0 | 0 | 0 | 0.0042 | 0 | 0 | 0.00057666 | 0.00057666 | 1095.0547
05/18 16:00:00 | 87.08 | 30.6 | 0% | 1.7505 | 64878.6283 | 0.94996 | 3.4199 | 4.9861 | 4.4874 | 0 | 0 | 0 | 384.2411 | 1.7505 | 64878.6283 | 0.94996 | 3.7048 | 5.4016 | 4.5913 | 0 | 0 | 0 | 375.5583 | 0 | 0 | 0 | 0 | 0 | 0 | 0 | 756.2828 | 0 | 0 | 0 | 0 | 0 | 0 | 0 | 1231.4052 | 0 | 0 | 0 | 0 | 0 | 0 | 0 | 0 | 1142.607 | 0 | 0 | 0 | 0.0042 | 0 | 0.00057666 | 0.00057666 | 766.3569 | 0 | 0 | 0 | 0.0042 | 0 | 0.00057666 | 0.00057666 | 1168.6134 | 0 | 0 | 0 | 0.0042 | 0 | 0 | 0.00057666 | 0.00057666 | 1095.0553
05/18 17:00:00 | 84.92 | 29.4 | 0% | 1.7063 | 63241.4437 | 0.97361 | 3.505 | 4.9235 | 4.4311 | 0 | 0 | 0 | 384.2411 | 1.7063 | 63241.4437 | 0.97361 | 3.7971 | 5.3338 | 4.5337 | 0 | 0 | 0 | 375.5583 | 0 | 0 | 0 | 0 | 0 | 0 | 0 | 756.2828 | 0 | 0 | 0 | 0 | 0 | 0 | 0 | 1231.4052 | 0 | 0 | 0 | 0 | 0 | 0 | 0 | 0 | 1142.607 | 0 | 0 | 0 | 0.0042 | 0 | 0.00057666 | 0.00057666 | 766.3575 | 0 | 0 | 0 | 0.0042 | 0 | 0.00057666 | 0.00057666 | 1168.614 | 0 | 0 | 0 | 0.0042 | 0 | 0 | 0.00057666 | 0.00057666 | 1095.0558
05/18 18:00:00 | 80.06 | 26.7 | 0% | 1.6089 | 59632.5105 | 1.0231 | 3.6831 | 4.787 | 4.3083 | 0 | 0 | 0 | 384.2411 | 1.6089 | 59632.5105 | 1.0231 | 3.99 | 5.1859 | 4.408 | 0 | 0 | 0 | 375.5583 | 0 | 0 | 0 | 0 | 0 | 0 | 0 | 756.2828 | 0 | 0 | 0 | 0 | 0 | 0 | 0 | 1231.4052 | 0 | 0 | 0 | 0 | 0 | 0 | 0 | 0 | 1142.607 | 0 | 0 | 0 | 0.0042 | 0 | 0.00057666 | 0.00057666 | 766.358 | 0 | 0 | 0 | 0.0042 | 0 | 0.00057666 | 0.00057666 | 1168.6145 | 0 | 0 | 0 | 0.0042 | 0 | 0 | 0.00057666 | 0.00057666 | 1095.0564
05/18 19:00:00 | 80.06 | 26.7 | 0% | 1.6089 | 59632.5105 | 1.0231 | 3.6831 | 4.787 | 4.3083 | 0 | 0 | 0 | 384.2411 | 1.6089 | 59632.5105 | 1.0231 | 3.99 | 5.1859 | 4.408 | 0 | 0 | 0 | 375.5583 | 0 | 0 | 0 | 0 | 0 | 0 | 0 | 756.2828 | 0 | 0 | 0 | 0 | 0 | 0 | 0 | 1231.4052 | 0 | 0 | 0 | 0 | 0 | 0 | 0 | 0 | 1142.607 | 0 | 0 | 0 | 0.0042 | 0 | 0.00057666 | 0.00057666 | 766.3586 | 0 | 0 | 0 | 0.0042 | 0 | 0.00057666 | 0.00057666 | 1168.6151 | 0 | 0 | 0 | 0.0042 | 0 | 0 | 0.00057666 | 0.00057666 | 1095.057
05/18 20:00:00 | 77 | 25 | 0% | 1.5491 | 57413.3053 | 1.0507 | 3.7824 | 4.7036 | 4.2332 | 0 | 0 | 0 | 384.2411 | 1.5491 | 57413.3053 | 1.0507 | 4.0976 | 5.0956 | 4.3312 | 0 | 0 | 0 | 375.5583 | 0 | 0 | 0 | 0 | 0 | 0 | 0 | 756.2828 | 0 | 0 | 0 | 0 | 0 | 0 | 0 | 1231.4052 | 0 | 0 | 0 | 0 | 0 | 0 | 0 | 0 | 1142.607 | 0 | 0 | 0 | 0.0042 | 0 | 0.00057666 | 0.00057666 | 766.3592 | 0 | 0 | 0 | 0.0042 | 0 | 0.00057666 | 0.00057666 | 1168.6157 | 0 | 0 | 0 | 0.0042 | 0 | 0 | 0.00057666 | 0.00057666 | 1095.0576
05/18 21:00:00 | 75.02 | 23.9 | 0% | 1.5109 | 55999.208 | 1.0667 | 3.8401 | 4.6504 | 4.1853 | 0 | 0 | 0 | 384.2411 | 1.5109 | 55999.208 | 1.0667 | 4.1602 | 5.0379 | 4.2822 | 0 | 0 | 0 | 375.5583 | 0 | 0 | 0 | 0 | 0 | 0 | 0 | 756.2828 | 0 | 0 | 0 | 0 | 0 | 0 | 0 | 1231.4052 | 0 | 0 | 0 | 0 | 0 | 0 | 0 | 0 | 1142.607 | 0 | 0 | 0 | 0.0042 | 0 | 0.00057666 | 0.00057666 | 766.3598 | 0 | 0 | 0 | 0.0042 | 0 | 0.00057666 | 0.00057666 | 1168.6163 | 0 | 0 | 0 | 0.0042 | 0 | 0 | 0.00057666 | 0.00057666 | 1095.0581
05/18 22:00:00 | 73.94 | 23.3 | 0% | 1.4903 | 55235.1212 | 1.0748 | 3.8692 | 4.6215 | 4.1594 | 0 | 0 | 0 | 384.2411 | 1.4903 | 55235.1212 | 1.0748 | 4.1916 | 5.0067 | 4.2557 | 0 | 0 | 0 | 375.5583 | 0 | 0 | 0 | 0 | 0 | 0 | 0 | 756.2828 | 0 | 0 | 0 | 0 | 0 | 0 | 0 | 1231.4052 | 0 | 0 | 0 | 0 | 0 | 0 | 0 | 0 | 1142.607 | 0 | 0 | 0 | 0.0042 | 0 | 0.00057666 | 0.00057666 | 766.3604 | 0 | 0 | 0 | 0.0042 | 0 | 0.00057666 | 0.00057666 | 1168.6169 | 0 | 0 | 0 | 0.0042 | 0 | 0 | 0.00057666 | 0.00057666 | 1095.0587
05/18 23:00:00 | 71.96 | 22.2 | 0% | 1.4528 | 53847.5669 | 1.0882 | 3.9177 | 4.5689 | 4.112 | 0 | 0 | 0 | 384.2411 | 1.4528 | 53847.5669 | 1.0882 | 4.2442 | 4.9496 | 4.2072 | 0 | 0 | 0 | 375.5583 | 0 | 0 | 0 | 0 | 0 | 0 | 0 | 756.2828 | 0 | 0 | 0 | 0 | 0 | 0 | 0 | 1231.4052 | 0 | 0 | 0 | 0 | 0 | 0 | 0 | 0 | 1142.607 | 0 | 0 | 0 | 0.0042 | 0 | 0.00057666 | 0.00057666 | 766.3609 | 0 | 0 | 0 | 0.0042 | 0 | 0.00057666 | 0.00057666 | 1168.6174 | 0 | 0 | 0 | 0.0042 | 0 | 0 | 0.00057666 | 0.00057666 | 1095.0593
05/18 24:00:00 | 71.06 | 21.7 | 0% | 1.436 | 53222.538 | 1.0938 | 3.9376 | 4.545 | 4.0905 | 0 | 0 | 0 | 384.2411 | 1.436 | 53222.538 | 1.0938 | 4.2657 | 4.9237 | 4.1852 | 0 | 0 | 0 | 375.5583 | 0 | 0 | 0 | 0 | 0 | 0 | 0 | 756.2828 | 0 | 0 | 0 | 0 | 0 | 0 | 0 | 1231.4052 | 0 | 0 | 0 | 0 | 0 | 0 | 0 | 0 | 1142.607 | 0 | 0 | 0 | 0.0042 | 0 | 0.00057666 | 0.00057666 | 766.3615 | 0 | 0 | 0 | 0.0042 | 0 | 0.00057666 | 0.00057666 | 1168.618 | 0 | 0 | 0 | 0.0042 | 0 | 0 | 0.00057666 | 0.00057666 | 1095.0599
05/19 01:00:00 | 71.06 | 21.7 | 0% | 1.436 | 53222.538 | 1.0938 | 3.9376 | 4.545 | 4.0905 | 0 | 0 | 0 | 384.2411 | 1.436 | 53222.538 | 1.0938 | 4.2657 | 4.9237 | 4.1852 | 0 | 0 | 0 | 375.5583 | 0 | 0 | 0 | 0 | 0 | 0 | 0 | 756.2828 | 0 | 0 | 0 | 0 | 0 | 0 | 0 | 1231.4052 | 0 | 0 | 0 | 0 | 0 | 0 | 0 | 0 | 1142.607 | 0 | 0 | 0 | 0.0042 | 0 | 0.00057666 | 0.00057666 | 766.3621 | 0 | 0 | 0 | 0.0042 | 0 | 0.00057666 | 0.00057666 | 1168.6186 | 0 | 0 | 0 | 0.0042 | 0 | 0 | 0.00057666 | 0.00057666 | 1095.0604
05/19 02:00:00 | 71.06 | 21.7 | 0% | 1.436 | 53222.538 | 1.0938 | 3.9376 | 4.545 | 4.0905 | 0 | 0 | 0 | 384.2411 | 1.436 | 53222.538 | 1.0938 | 4.2657 | 4.9237 | 4.1852 | 0 | 0 | 0 | 375.5583 | 0 | 0 | 0 | 0 | 0 | 0 | 0 | 756.2828 | 0 | 0 | 0 | 0 | 0 | 0 | 0 | 1231.4052 | 0 | 0 | 0 | 0 | 0 | 0 | 0 | 0 | 1142.607 | 0 | 0 | 0 | 0.0042 | 0 | 0.00057666 | 0.00057666 | 766.3627 | 0 | 0 | 0 | 0.0042 | 0 | 0.00057666 | 0.00057666 | 1168.6192 | 0 | 0 | 0 | 0.0042 | 0 | 0 | 0.00057666 | 0.00057666 | 1095.061
05/19 03:00:00 | 69.08 | 20.6 | 0% | 1.3992 | 51859.9654 | 1.1045 | 3.9762 | 4.4925 | 4.0432 | 0 | 0 | 0 | 384.2411 | 1.3992 | 51859.9654 | 1.1045 | 4.3075 | 4.8668 | 4.1368 | 0 | 0 | 0 | 375.5583 | 0 | 0 | 0 | 0 | 0 | 0 | 0 | 756.2828 | 0 | 0 | 0 | 0 | 0 | 0 | 0 | 1231.4052 | 0 | 0 | 0 | 0 | 0 | 0 | 0 | 0 | 1142.607 | 0 | 0 | 0 | 0.0042 | 0 | 0.00057666 | 0.00057666 | 766.3632 | 0 | 0 | 0 | 0.0042 | 0 | 0.00057666 | 0.00057666 | 1168.6197 | 0 | 0 | 0 | 0.0042 | 0 | 0 | 0.00057666 | 0.00057666 | 1095.0616
05/19 04:00:00 | 69.98 | 21.1 | 0% | 1.4159 | 52477.1875 | 1.0999 | 3.9595 | 4.5163 | 4.0647 | 0 | 0 | 0 | 384.2411 | 1.4159 | 52477.1875 | 1.0999 | 4.2895 | 4.8927 | 4.1588 | 0 | 0 | 0 | 375.5583 | 0 | 0 | 0 | 0 | 0 | 0 | 0 | 756.2828 | 0 | 0 | 0 | 0 | 0 | 0 | 0 | 1231.4052 | 0 | 0 | 0 | 0 | 0 | 0 | 0 | 0 | 1142.607 | 0 | 0 | 0 | 0.0042 | 0 | 0.00057666 | 0.00057666 | 766.3638 | 0 | 0 | 0 | 0.0042 | 0 | 0.00057666 | 0.00057666 | 1168.6203 | 0 | 0 | 0 | 0.0042 | 0 | 0 | 0.00057666 | 0.00057666 | 1095.0622
05/19 05:00:00 | 71.06 | 21.7 | 0% | 1.436 | 53222.538 | 1.0938 | 3.9376 | 4.545 | 4.0905 | 0 | 0 | 0 | 384.2411 | 1.436 | 53222.538 | 1.0938 | 4.2657 | 4.9237 | 4.1852 | 0 | 0 | 0 | 375.5583 | 0 | 0 | 0 | 0 | 0 | 0 | 0 | 756.2828 | 0 | 0 | 0 | 0 | 0 | 0 | 0 | 1231.4052 | 0 | 0 | 0 | 0 | 0 | 0 | 0 | 0 | 1142.607 | 0 | 0 | 0 | 0.0042 | 0 | 0.00057666 | 0.00057666 | 766.3644 | 0 | 0 | 0 | 0.0042 | 0 | 0.00057666 | 0.00057666 | 1168.6209 | 0 | 0 | 0 | 0.0042 | 0 | 0 | 0.00057666 | 0.00057666 | 1095.0628
05/19 06:00:00 | 73.04 | 22.8 | 0% | 1.4732 | 54602.2855 | 1.0811 | 3.892 | 4.5976 | 4.1378 | 0 | 0 | 0 | 384.2411 | 1.4732 | 54602.2855 | 1.0811 | 4.2164 | 4.9807 | 4.2336 | 0 | 0 | 0 | 375.5583 | 0 | 0 | 0 | 0 | 0 | 0 | 0 | 756.2828 | 0 | 0 | 0 | 0 | 0 | 0 | 0 | 1231.4052 | 0 | 0 | 0 | 0 | 0 | 0 | 0 | 0 | 1142.607 | 0 | 0 | 0 | 0.0042 | 0 | 0.00057666 | 0.00057666 | 766.365 | 0 | 0 | 0 | 0.0042 | 0 | 0.00057666 | 0.00057666 | 1168.6215 | 0 | 0 | 0 | 0.0042 | 0 | 0 | 0.00057666 | 0.00057666 | 1095.0633
05/19 07:00:00 | 73.04 | 22.8 | 0% | 1.4732 | 54602.2855 | 1.0811 | 3.892 | 4.5976 | 4.1378 | 0 | 0 | 0 | 384.2411 | 1.4732 | 54602.2855 | 1.0811 | 4.2164 | 4.9807 | 4.2336 | 0 | 0 | 0 | 375.5583 | 0 | 0 | 0 | 0 | 0 | 0 | 0 | 756.2828 | 0 | 0 | 0 | 0 | 0 | 0 | 0 | 1231.4052 | 0 | 0 | 0 | 0 | 0 | 0 | 0 | 0 | 1142.607 | 0 | 0 | 0 | 0.0042 | 0 | 0.00057666 | 0.00057666 | 766.3655 | 0 | 0 | 0 | 0.0042 | 0 | 0.00057666 | 0.00057666 | 1168.622 | 0 | 0 | 0 | 0.0042 | 0 | 0 | 0.00057666 | 0.00057666 | 1095.0639
05/19 08:00:00 | 78.98 | 26.1 | 0% | 1.5877 | 58844.5776 | 1.0332 | 3.7194 | 4.7574 | 4.2816 | 0 | 0 | 0 | 384.2411 | 1.5877 | 58844.5776 | 1.0332 | 4.0294 | 5.1538 | 4.3808 | 0 | 0 | 0 | 375.5583 | 0 | 0 | 0 | 0 | 0 | 0 | 0 | 756.2828 | 0 | 0 | 0 | 0 | 0 | 0 | 0 | 1231.4052 | 0 | 0 | 0 | 0 | 0 | 0 | 0 | 0 | 1142.607 | 0 | 0 | 0 | 0.0042 | 0 | 0.00057666 | 0.00057666 | 766.3661 | 0 | 0 | 0 | 0.0042 | 0 | 0.00057666 | 0.00057666 | 1168.6226 | 0 | 0 | 0 | 0.0042 | 0 | 0 | 0.00057666 | 0.00057666 | 1095.0645
05/19 09:00:00 | 80.96 | 27.2 | 0% | 1.6267 | 60293.0247 | 1.0144 | 3.6518 | 4.8119 | 4.3307 | 0 | 0 | 0 | 384.2411 | 1.6267 | 60293.0247 | 1.0144 | 3.9561 | 5.2129 | 4.4309 | 0 | 0 | 0 | 375.5583 | 0 | 0 | 0 | 0 | 0 | 0 | 0 | 756.2828 | 0 | 0 | 0 | 0 | 0 | 0 | 0 | 1231.4052 | 0 | 0 | 0 | 0 | 0 | 0 | 0 | 0 | 1142.607 | 0 | 0 | 0 | 0.0042 | 0 | 0.00057666 | 0.00057666 | 766.3667 | 0 | 0 | 0 | 0.0042 | 0 | 0.00057666 | 0.00057666 | 1168.6232 | 0 | 0 | 0 | 0.0042 | 0 | 0 | 0.00057666 | 0.00057666 | 1095.0651
05/19 10:00:00 | 82.94 | 28.3 | 0% | 1.6663 | 61758.6468 | 0.99447 | 3.5801 | 4.8672 | 4.3805 | 0 | 0 | 0 | 384.2411 | 1.6663 | 61758.6468 | 0.99447 | 3.8784 | 5.2728 | 4.4819 | 0 | 0 | 0 | 375.5583 | 0 | 0 | 0 | 0 | 0 | 0 | 0 | 756.2828 | 0 | 0 | 0 | 0 | 0 | 0 | 0 | 1231.4052 | 0 | 0 | 0 | 0 | 0 | 0 | 0 | 0 | 1142.607 | 0 | 0 | 0 | 0.0042 | 0 | 0.00057666 | 0.00057666 | 766.3673 | 0 | 0 | 0 | 0.0042 | 0 | 0.00057666 | 0.00057666 | 1168.6238 | 0 | 0 | 0 | 0.0042 | 0 | 0 | 0.00057666 | 0.00057666 | 1095.0656
05/19 11:00:00 | 87.08 | 30.6 | 0% | 1.7505 | 64878.6283 | 0.94996 | 3.4199 | 4.9861 | 4.4874 | 0 | 0 | 0 | 384.2411 | 1.7505 | 64878.6283 | 0.94996 | 3.7048 | 5.4016 | 4.5913 | 0 | 0 | 0 | 375.5583 | 0 | 0 | 0 | 0 | 0 | 0 | 0 | 756.2828 | 0 | 0 | 0 | 0 | 0 | 0 | 0 | 1231.4052 | 0 | 0 | 0 | 0 | 0 | 0 | 0 | 0 | 1142.607 | 0 | 0 | 0 | 0.0042 | 0 | 0.00057666 | 0.00057666 | 766.3678 | 0 | 0 | 0 | 0.0042 | 0 | 0.00057666 | 0.00057666 | 1168.6243 | 0 | 0 | 0 | 0.0042 | 0 | 0 | 0.00057666 | 0.00057666 | 1095.0662
05/19 12:00:00 | 87.08 | 30.6 | 0% | 1.7505 | 64878.6283 | 0.94996 | 3.4199 | 4.9861 | 4.4874 | 0 | 0 | 0 | 384.2411 | 1.7505 | 64878.6283 | 0.94996 | 3.7048 | 5.4016 | 4.5913 | 0 | 0 | 0 | 375.5583 | 0 | 0 | 0 | 0 | 0 | 0 | 0 | 756.2828 | 0 | 0 | 0 | 0 | 0 | 0 | 0 | 1231.4052 | 0 | 0 | 0 | 0 | 0 | 0 | 0 | 0 | 1142.607 | 0 | 0 | 0 | 0.0042 | 0 | 0.00057666 | 0.00057666 | 766.3684 | 0 | 0 | 0 | 0.0042 | 0 | 0.00057666 | 0.00057666 | 1168.6249 | 0 | 0 | 0 | 0.0042 | 0 | 0 | 0.00057666 | 0.00057666 | 1095.0668
05/19 13:00:00 | 87.08 | 30.6 | 0% | 1.7505 | 64878.6283 | 0.94996 | 3.4199 | 4.9861 | 4.4874 | 0 | 0 | 0 | 384.2411 | 1.7505 | 64878.6283 | 0.94996 | 3.7048 | 5.4016 | 4.5913 | 0 | 0 | 0 | 375.5583 | 0 | 0 | 0 | 0 | 0 | 0 | 0 | 756.2828 | 0 | 0 | 0 | 0 | 0 | 0 | 0 | 1231.4052 | 0 | 0 | 0 | 0 | 0 | 0 | 0 | 0 | 1142.607 | 0 | 0 | 0 | 0.0042 | 0 | 0.00057666 | 0.00057666 | 766.369 | 0 | 0 | 0 | 0.0042 | 0 | 0.00057666 | 0.00057666 | 1168.6255 | 0 | 0 | 0 | 0.0042 | 0 | 0 | 0.00057666 | 0.00057666 | 1095.0674
05/19 14:00:00 | 89.96 | 32.2 | 0% | 1.8102 | 67093.336 | 0.91733 | 3.3024 | 5.0715 | 4.5644 | 0 | 0 | 0 | 384.2411 | 1.8102 | 67093.336 | 0.91733 | 3.5776 | 5.4942 | 4.67 | 0 | 0 | 0 | 375.5583 | 0 | 0 | 0 | 0 | 0 | 0 | 0 | 756.2828 | 0 | 0 | 0 | 0 | 0 | 0 | 0 | 1231.4052 | 0 | 0 | 0 | 0 | 0 | 0 | 0 | 0 | 1142.607 | 0 | 0 | 0 | 0.0042 | 0 | 0.00057666 | 0.00057666 | 766.3696 | 0 | 0 | 0 | 0.0042 | 0 | 0.00057666 | 0.00057666 | 1168.6261 | 0 | 0 | 0 | 0.0042 | 0 | 0 | 0.00057666 | 0.00057666 | 1095.0679
05/19 15:00:00 | 89.96 | 32.2 | 0% | 1.8102 | 67093.336 | 0.91733 | 3.3024 | 5.0715 | 4.5644 | 0 | 0 | 0 | 384.2411 | 1.8102 | 67093.336 | 0.91733 | 3.5776 | 5.4942 | 4.67 | 0 | 0 | 0 | 375.5583 | 0 | 0 | 0 | 0 | 0 | 0 | 0 | 756.2828 | 0 | 0 | 0 | 0 | 0 | 0 | 0 | 1231.4052 | 0 | 0 | 0 | 0 | 0 | 0 | 0 | 0 | 1142.607 | 0 | 0 | 0 | 0.0042 | 0 | 0.00057666 | 0.00057666 | 766.3702 | 0 | 0 | 0 | 0.0042 | 0 | 0.00057666 | 0.00057666 | 1168.6267 | 0 | 0 | 0 | 0.0042 | 0 | 0 | 0.00057666 | 0.00057666 | 1095.0685
05/19 16:00:00 | 89.96 | 32.2 | 0% | 1.8102 | 67093.336 | 0.91733 | 3.3024 | 5.0715 | 4.5644 | 0 | 0 | 0 | 384.2411 | 1.8102 | 67093.336 | 0.91733 | 3.5776 | 5.4942 | 4.67 | 0 | 0 | 0 | 375.5583 | 0 | 0 | 0 | 0 | 0 | 0 | 0 | 756.2828 | 0 | 0 | 0 | 0 | 0 | 0 | 0 | 1231.4052 | 0 | 0 | 0 | 0 | 0 | 0 | 0 | 0 | 1142.607 | 0 | 0 | 0 | 0.0042 | 0 | 0.00057666 | 0.00057666 | 766.3707 | 0 | 0 | 0 | 0.0042 | 0 | 0.00057666 | 0.00057666 | 1168.6272 | 0 | 0 | 0 | 0.0042 | 0 | 0 | 0.00057666 | 0.00057666 | 1095.0691
05/19 17:00:00 | 89.96 | 32.2 | 0% | 1.8102 | 67093.336 | 0.91733 | 3.3024 | 5.0715 | 4.5644 | 0 | 0 | 0 | 384.2411 | 1.8102 | 67093.336 | 0.91733 | 3.5776 | 5.4942 | 4.67 | 0 | 0 | 0 | 375.5583 | 0 | 0 | 0 | 0 | 0 | 0 | 0 | 756.2828 | 0 | 0 | 0 | 0 | 0 | 0 | 0 | 1231.4052 | 0 | 0 | 0 | 0 | 0 | 0 | 0 | 0 | 1142.607 | 0 | 0 | 0 | 0.0042 | 0 | 0.00057666 | 0.00057666 | 766.3713 | 0 | 0 | 0 | 0.0042 | 0 | 0.00057666 | 0.00057666 | 1168.6278 | 0 | 0 | 0 | 0.0042 | 0 | 0 | 0.00057666 | 0.00057666 | 1095.0697
05/19 18:00:00 | 87.08 | 30.6 | 0% | 1.7505 | 64878.6283 | 0.94996 | 3.4199 | 4.9861 | 4.4874 | 0 | 0 | 0 | 384.2411 | 1.7505 | 64878.6283 | 0.94996 | 3.7048 | 5.4016 | 4.5913 | 0 | 0 | 0 | 375.5583 | 0 | 0 | 0 | 0 | 0 | 0 | 0 | 756.2828 | 0 | 0 | 0 | 0 | 0 | 0 | 0 | 1231.4052 | 0 | 0 | 0 | 0 | 0 | 0 | 0 | 0 | 1142.607 | 0 | 0 | 0 | 0.0042 | 0 | 0.00057666 | 0.00057666 | 766.3719 | 0 | 0 | 0 | 0.0042 | 0 | 0.00057666 | 0.00057666 | 1168.6284 | 0 | 0 | 0 | 0.0042 | 0 | 0 | 0.00057666 | 0.00057666 | 1095.0702
05/19 19:00:00 | 87.08 | 30.6 | 0% | 1.7505 | 64878.6283 | 0.94996 | 3.4199 | 4.9861 | 4.4874 | 0 | 0 | 0 | 384.2411 | 1.7505 | 64878.6283 | 0.94996 | 3.7048 | 5.4016 | 4.5913 | 0 | 0 | 0 | 375.5583 | 0 | 0 | 0 | 0 | 0 | 0 | 0 | 756.2828 | 0 | 0 | 0 | 0 | 0 | 0 | 0 | 1231.4052 | 0 | 0 | 0 | 0 | 0 | 0 | 0 | 0 | 1142.607 | 0 | 0 | 0 | 0.0042 | 0 | 0.00057666 | 0.00057666 | 766.3725 | 0 | 0 | 0 | 0.0042 | 0 | 0.00057666 | 0.00057666 | 1168.629 | 0 | 0 | 0 | 0.0042 | 0 | 0 | 0.00057666 | 0.00057666 | 1095.0708
05/19 20:00:00 | 77 | 25 | 0% | 1.5491 | 57413.3053 | 1.0507 | 3.7824 | 4.7036 | 4.2332 | 0 | 0 | 0 | 384.2411 | 1.5491 | 57413.3053 | 1.0507 | 4.0976 | 5.0956 | 4.3312 | 0 | 0 | 0 | 375.5583 | 0 | 0 | 0 | 0 | 0 | 0 | 0 | 756.2828 | 0 | 0 | 0 | 0 | 0 | 0 | 0 | 1231.4052 | 0 | 0 | 0 | 0 | 0 | 0 | 0 | 0 | 1142.607 | 0 | 0 | 0 | 0.0042 | 0 | 0.00057666 | 0.00057666 | 766.373 | 0 | 0 | 0 | 0.0042 | 0 | 0.00057666 | 0.00057666 | 1168.6295 | 0 | 0 | 0 | 0.0042 | 0 | 0 | 0.00057666 | 0.00057666 | 1095.0714
05/19 21:00:00 | 73.94 | 23.3 | 0% | 1.4903 | 55235.1212 | 1.0748 | 3.8692 | 4.6215 | 4.1594 | 0 | 0 | 0 | 384.2411 | 1.4903 | 55235.1212 | 1.0748 | 4.1916 | 5.0067 | 4.2557 | 0 | 0 | 0 | 375.5583 | 0 | 0 | 0 | 0 | 0 | 0 | 0 | 756.2828 | 0 | 0 | 0 | 0 | 0 | 0 | 0 | 1231.4052 | 0 | 0 | 0 | 0 | 0 | 0 | 0 | 0 | 1142.607 | 0 | 0 | 0 | 0.0042 | 0 | 0.00057666 | 0.00057666 | 766.3736 | 0 | 0 | 0 | 0.0042 | 0 | 0.00057666 | 0.00057666 | 1168.6301 | 0 | 0 | 0 | 0.0042 | 0 | 0 | 0.00057666 | 0.00057666 | 1095.072
05/19 22:00:00 | 75.02 | 23.9 | 0% | 1.5109 | 55999.208 | 1.0667 | 3.8401 | 4.6504 | 4.1853 | 0 | 0 | 0 | 384.2411 | 1.5109 | 55999.208 | 1.0667 | 4.1602 | 5.0379 | 4.2822 | 0 | 0 | 0 | 375.5583 | 0 | 0 | 0 | 0 | 0 | 0 | 0 | 756.2828 | 0 | 0 | 0 | 0 | 0 | 0 | 0 | 1231.4052 | 0 | 0 | 0 | 0 | 0 | 0 | 0 | 0 | 1142.607 | 0 | 0 | 0 | 0.0042 | 0 | 0.00057666 | 0.00057666 | 766.3742 | 0 | 0 | 0 | 0.0042 | 0 | 0.00057666 | 0.00057666 | 1168.6307 | 0 | 0 | 0 | 0.0042 | 0 | 0 | 0.00057666 | 0.00057666 | 1095.0726
05/19 23:00:00 | 73.94 | 23.3 | 0% | 1.4903 | 55235.1212 | 1.0748 | 3.8692 | 4.6215 | 4.1594 | 0 | 0 | 0 | 384.2411 | 1.4903 | 55235.1212 | 1.0748 | 4.1916 | 5.0067 | 4.2557 | 0 | 0 | 0 | 375.5583 | 0 | 0 | 0 | 0 | 0 | 0 | 0 | 756.2828 | 0 | 0 | 0 | 0 | 0 | 0 | 0 | 1231.4052 | 0 | 0 | 0 | 0 | 0 | 0 | 0 | 0 | 1142.607 | 0 | 0 | 0 | 0.0042 | 0 | 0.00057666 | 0.00057666 | 766.3748 | 0 | 0 | 0 | 0.0042 | 0 | 0.00057666 | 0.00057666 | 1168.6313 | 0 | 0 | 0 | 0.0042 | 0 | 0 | 0.00057666 | 0.00057666 | 1095.0731
05/19 24:00:00 | 71.96 | 22.2 | 0% | 1.4528 | 53847.5669 | 1.0882 | 3.9177 | 4.5689 | 4.112 | 0 | 0 | 0 | 384.2411 | 1.4528 | 53847.5669 | 1.0882 | 4.2442 | 4.9496 | 4.2072 | 0 | 0 | 0 | 375.5583 | 0 | 0 | 0 | 0 | 0 | 0 | 0 | 756.2828 | 0 | 0 | 0 | 0 | 0 | 0 | 0 | 1231.4052 | 0 | 0 | 0 | 0 | 0 | 0 | 0 | 0 | 1142.607 | 0 | 0 | 0 | 0.0042 | 0 | 0.00057666 | 0.00057666 | 766.3753 | 0 | 0 | 0 | 0.0042 | 0 | 0.00057666 | 0.00057666 | 1168.6318 | 0 | 0 | 0 | 0.0042 | 0 | 0 | 0.00057666 | 0.00057666 | 1095.0737
05/20 01:00:00 | 71.96 | 22.2 | 0% | 1.4528 | 53847.5669 | 1.0882 | 3.9177 | 4.5689 | 4.112 | 0 | 0 | 0 | 384.2411 | 1.4528 | 53847.5669 | 1.0882 | 4.2442 | 4.9496 | 4.2072 | 0 | 0 | 0 | 375.5583 | 0 | 0 | 0 | 0 | 0 | 0 | 0 | 756.2828 | 0 | 0 | 0 | 0 | 0 | 0 | 0 | 1231.4052 | 0 | 0 | 0 | 0 | 0 | 0 | 0 | 0 | 1142.607 | 0 | 0 | 0 | 0.0042 | 0 | 0.00057666 | 0.00057666 | 766.3759 | 0 | 0 | 0 | 0.0042 | 0 | 0.00057666 | 0.00057666 | 1168.6324 | 0 | 0 | 0 | 0.0042 | 0 | 0 | 0.00057666 | 0.00057666 | 1095.0743
05/20 02:00:00 | 69.98 | 21.1 | 0% | 1.4159 | 52477.1875 | 1.0999 | 3.9595 | 4.5163 | 4.0647 | 0 | 0 | 0 | 384.2411 | 1.4159 | 52477.1875 | 1.0999 | 4.2895 | 4.8927 | 4.1588 | 0 | 0 | 0 | 375.5583 | 0 | 0 | 0 | 0 | 0 | 0 | 0 | 756.2828 | 0 | 0 | 0 | 0 | 0 | 0 | 0 | 1231.4052 | 0 | 0 | 0 | 0 | 0 | 0 | 0 | 0 | 1142.607 | 0 | 0 | 0 | 0.0042 | 0 | 0.00057666 | 0.00057666 | 766.3765 | 0 | 0 | 0 | 0.0042 | 0 | 0.00057666 | 0.00057666 | 1168.633 | 0 | 0 | 0 | 0.0042 | 0 | 0 | 0.00057666 | 0.00057666 | 1095.0749
05/20 03:00:00 | 69.08 | 20.6 | 0% | 1.3992 | 51859.9654 | 1.1045 | 3.9762 | 4.4925 | 4.0432 | 0 | 0 | 0 | 384.2411 | 1.3992 | 51859.9654 | 1.1045 | 4.3075 | 4.8668 | 4.1368 | 0 | 0 | 0 | 375.5583 | 0 | 0 | 0 | 0 | 0 | 0 | 0 | 756.2828 | 0 | 0 | 0 | 0 | 0 | 0 | 0 | 1231.4052 | 0 | 0 | 0 | 0 | 0 | 0 | 0 | 0 | 1142.607 | 0 | 0 | 0 | 0.0042 | 0 | 0.00057666 | 0.00057666 | 766.3771 | 0 | 0 | 0 | 0.0042 | 0 | 0.00057666 | 0.00057666 | 1168.6336 | 0 | 0 | 0 | 0.0042 | 0 | 0 | 0.00057666 | 0.00057666 | 1095.0754
05/20 04:00:00 | 69.08 | 20.6 | 0% | 1.3992 | 51859.9654 | 1.1045 | 3.9762 | 4.4925 | 4.0432 | 0 | 0 | 0 | 384.2411 | 1.3992 | 51859.9654 | 1.1045 | 4.3075 | 4.8668 | 4.1368 | 0 | 0 | 0 | 375.5583 | 0 | 0 | 0 | 0 | 0 | 0 | 0 | 756.2828 | 0 | 0 | 0 | 0 | 0 | 0 | 0 | 1231.4052 | 0 | 0 | 0 | 0 | 0 | 0 | 0 | 0 | 1142.607 | 0 | 0 | 0 | 0.0042 | 0 | 0.00057666 | 0.00057666 | 766.3777 | 0 | 0 | 0 | 0.0042 | 0 | 0.00057666 | 0.00057666 | 1168.6342 | 0 | 0 | 0 | 0.0042 | 0 | 0 | 0.00057666 | 0.00057666 | 1095.076
05/20 05:00:00 | 66.92 | 19.4 | 0% | 1.3596 | 50393.1104 | 1.1139 | 4.01 | 4.435 | 3.9915 | 0 | 0 | 0 | 384.2411 | 1.3596 | 50393.1104 | 1.1139 | 4.3441 | 4.8046 | 4.0839 | 0 | 0 | 0 | 375.5583 | 0 | 0 | 0 | 0 | 0 | 0 | 0 | 756.2828 | 0 | 0 | 0 | 0 | 0 | 0 | 0 | 1231.4052 | 0 | 0 | 0 | 0 | 0 | 0 | 0 | 0 | 1142.607 | 0 | 0 | 0 | 0.0042 | 0 | 0.00057666 | 0.00057666 | 766.3782 | 0 | 0 | 0 | 0.0042 | 0 | 0.00057666 | 0.00057666 | 1168.6347 | 0 | 0 | 0 | 0.0042 | 0 | 0 | 0.00057666 | 0.00057666 | 1095.0766
05/20 06:00:00 | 73.04 | 22.8 | 0% | 1.4732 | 54602.2855 | 1.0811 | 3.892 | 4.5976 | 4.1378 | 0 | 0 | 0 | 384.2411 | 1.4732 | 54602.2855 | 1.0811 | 4.2164 | 4.9807 | 4.2336 | 0 | 0 | 0 | 375.5583 | 0 | 0 | 0 | 0 | 0 | 0 | 0 | 756.2828 | 0 | 0 | 0 | 0 | 0 | 0 | 0 | 1231.4052 | 0 | 0 | 0 | 0 | 0 | 0 | 0 | 0 | 1142.607 | 0 | 0 | 0 | 0.0042 | 0 | 0.00057666 | 0.00057666 | 766.3788 | 0 | 0 | 0 | 0.0042 | 0 | 0.00057666 | 0.00057666 | 1168.6353 | 0 | 0 | 0 | 0.0042 | 0 | 0 | 0.00057666 | 0.00057666 | 1095.0772
05/20 07:00:00 | 73.04 | 22.8 | 0% | 1.4732 | 54602.2855 | 1.0811 | 3.892 | 4.5976 | 4.1378 | 0 | 0 | 0 | 384.2411 | 1.4732 | 54602.2855 | 1.0811 | 4.2164 | 4.9807 | 4.2336 | 0 | 0 | 0 | 375.5583 | 0 | 0 | 0 | 0 | 0 | 0 | 0 | 756.2828 | 0 | 0 | 0 | 0 | 0 | 0 | 0 | 1231.4052 | 0 | 0 | 0 | 0 | 0 | 0 | 0 | 0 | 1142.607 | 0 | 0 | 0 | 0.0042 | 0 | 0.00057666 | 0.00057666 | 766.3794 | 0 | 0 | 0 | 0.0042 | 0 | 0.00057666 | 0.00057666 | 1168.6359 | 0 | 0 | 0 | 0.0042 | 0 | 0 | 0.00057666 | 0.00057666 | 1095.0777
05/20 08:00:00 | 78.08 | 25.6 | 0% | 1.5701 | 58191.8702 | 1.0413 | 3.7487 | 4.7329 | 4.2596 | 0 | 0 | 0 | 384.2411 | 1.5701 | 58191.8702 | 1.0413 | 4.0611 | 5.1273 | 4.3582 | 0 | 0 | 0 | 375.5583 | 0 | 0 | 0 | 0 | 0 | 0 | 0 | 756.2828 | 0 | 0 | 0 | 0 | 0 | 0 | 0 | 1231.4052 | 0 | 0 | 0 | 0 | 0 | 0 | 0 | 0 | 1142.607 | 0 | 0 | 0 | 0.0042 | 0 | 0.00057666 | 0.00057666 | 766.38 | 0 | 0 | 0 | 0.0042 | 0 | 0.00057666 | 0.00057666 | 1168.6365 | 0 | 0 | 0 | 0.0042 | 0 | 0 | 0.00057666 | 0.00057666 | 1095.0783
05/20 09:00:00 | 82.04 | 27.8 | 0% | 1.6483 | 61090.3258 | 1.0036 | 3.6131 | 4.8419 | 4.3578 | 0 | 0 | 0 | 384.2411 | 1.6483 | 61090.3258 | 1.0036 | 3.9142 | 5.2454 | 4.4586 | 0 | 0 | 0 | 375.5583 | 0 | 0 | 0 | 0 | 0 | 0 | 0 | 756.2828 | 0 | 0 | 0 | 0 | 0 | 0 | 0 | 1231.4052 | 0 | 0 | 0 | 0 | 0 | 0 | 0 | 0 | 1142.607 | 0 | 0 | 0 | 0.0042 | 0 | 0.00057666 | 0.00057666 | 766.3805 | 0 | 0 | 0 | 0.0042 | 0 | 0.00057666 | 0.00057666 | 1168.637 | 0 | 0 | 0 | 0.0042 | 0 | 0 | 0.00057666 | 0.00057666 | 1095.0789
05/20 10:00:00 | 84.92 | 29.4 | 0% | 1.7063 | 63241.4437 | 0.97361 | 3.505 | 4.9235 | 4.4311 | 0 | 0 | 0 | 384.2411 | 1.7063 | 63241.4437 | 0.97361 | 3.7971 | 5.3338 | 4.5337 | 0 | 0 | 0 | 375.5583 | 0 | 0 | 0 | 0 | 0 | 0 | 0 | 756.2828 | 0 | 0 | 0 | 0 | 0 | 0 | 0 | 1231.4052 | 0 | 0 | 0 | 0 | 0 | 0 | 0 | 0 | 1142.607 | 0 | 0 | 0 | 0.0042 | 0 | 0.00057666 | 0.00057666 | 766.3811 | 0 | 0 | 0 | 0.0042 | 0 | 0.00057666 | 0.00057666 | 1168.6376 | 0 | 0 | 0 | 0.0042 | 0 | 0 | 0.00057666 | 0.00057666 | 1095.0795
05/20 11:00:00 | 86 | 30 | 0% | 1.7283 | 64057.4811 | 0.96189 | 3.4628 | 4.9546 | 4.4591 | 0 | 0 | 0 | 384.2411 | 1.7283 | 64057.4811 | 0.96189 | 3.7514 | 5.3675 | 4.5624 | 0 | 0 | 0 | 375.5583 | 0 | 0 | 0 | 0 | 0 | 0 | 0 | 756.2828 | 0 | 0 | 0 | 0 | 0 | 0 | 0 | 1231.4052 | 0 | 0 | 0 | 0 | 0 | 0 | 0 | 0 | 1142.607 | 0 | 0 | 0 | 0.0042 | 0 | 0.00057666 | 0.00057666 | 766.3817 | 0 | 0 | 0 | 0.0042 | 0 | 0.00057666 | 0.00057666 | 1168.6382 | 0 | 0 | 0 | 0.0042 | 0 | 0 | 0.00057666 | 0.00057666 | 1095.08
05/20 12:00:00 | 89.06 | 31.7 | 0% | 1.7914 | 66397.3365 | 0.92764 | 3.3395 | 5.0446 | 4.5401 | 0 | 0 | 0 | 384.2411 | 1.7914 | 66397.3365 | 0.92764 | 3.6178 | 5.4649 | 4.6452 | 0 | 0 | 0 | 375.5583 | 0 | 0 | 0 | 0 | 0 | 0 | 0 | 756.2828 | 0 | 0 | 0 | 0 | 0 | 0 | 0 | 1231.4052 | 0 | 0 | 0 | 0 | 0 | 0 | 0 | 0 | 1142.607 | 0 | 0 | 0 | 0.0042 | 0 | 0.00057666 | 0.00057666 | 766.3823 | 0 | 0 | 0 | 0.0042 | 0 | 0.00057666 | 0.00057666 | 1168.6388 | 0 | 0 | 0 | 0.0042 | 0 | 0 | 0.00057666 | 0.00057666 | 1095.0806
05/20 13:00:00 | 89.06 | 31.7 | 0% | 1.7914 | 66397.3365 | 0.92764 | 3.3395 | 5.0446 | 4.5401 | 0 | 0 | 0 | 384.2411 | 1.7914 | 66397.3365 | 0.92764 | 3.6178 | 5.4649 | 4.6452 | 0 | 0 | 0 | 375.5583 | 0 | 0 | 0 | 0 | 0 | 0 | 0 | 756.2828 | 0 | 0 | 0 | 0 | 0 | 0 | 0 | 1231.4052 | 0 | 0 | 0 | 0 | 0 | 0 | 0 | 0 | 1142.607 | 0 | 0 | 0 | 0.0042 | 0 | 0.00057666 | 0.00057666 | 766.3828 | 0 | 0 | 0 | 0.0042 | 0 | 0.00057666 | 0.00057666 | 1168.6393 | 0 | 0 | 0 | 0.0042 | 0 | 0 | 0.00057666 | 0.00057666 | 1095.0812
05/20 14:00:00 | 89.06 | 31.7 | 0% | 1.7914 | 66397.3365 | 0.92764 | 3.3395 | 5.0446 | 4.5401 | 0 | 0 | 0 | 384.2411 | 1.7914 | 66397.3365 | 0.92764 | 3.6178 | 5.4649 | 4.6452 | 0 | 0 | 0 | 375.5583 | 0 | 0 | 0 | 0 | 0 | 0 | 0 | 756.2828 | 0 | 0 | 0 | 0 | 0 | 0 | 0 | 1231.4052 | 0 | 0 | 0 | 0 | 0 | 0 | 0 | 0 | 1142.607 | 0 | 0 | 0 | 0.0042 | 0 | 0.00057666 | 0.00057666 | 766.3834 | 0 | 0 | 0 | 0.0042 | 0 | 0.00057666 | 0.00057666 | 1168.6399 | 0 | 0 | 0 | 0.0042 | 0 | 0 | 0.00057666 | 0.00057666 | 1095.0818
05/20 15:00:00 | 91.04 | 32.8 | 0% | 1.8329 | 67933.2195 | 0.90486 | 3.2575 | 5.1042 | 4.5938 | 0 | 0 | 0 | 384.2411 | 1.8329 | 67933.2195 | 0.90486 | 3.529 | 5.5296 | 4.7002 | 0 | 0 | 0 | 375.5583 | 0 | 0 | 0 | 0 | 0 | 0 | 0 | 756.2828 | 0 | 0 | 0 | 0 | 0 | 0 | 0 | 1231.4052 | 0 | 0 | 0 | 0 | 0 | 0 | 0 | 0 | 1142.607 | 0 | 0 | 0 | 0.0042 | 0 | 0.00057666 | 0.00057666 | 766.384 | 0 | 0 | 0 | 0.0042 | 0 | 0.00057666 | 0.00057666 | 1168.6405 | 0 | 0 | 0 | 0.0042 | 0 | 0 | 0.00057666 | 0.00057666 | 1095.0824
05/20 16:00:00 | 87.98 | 31.1 | 0% | 1.769 | 65566.8211 | 0.93988 | 3.3836 | 5.0125 | 4.5113 | 0 | 0 | 0 | 384.2411 | 1.769 | 65566.8211 | 0.93988 | 3.6655 | 5.4302 | 4.6157 | 0 | 0 | 0 | 375.5583 | 0 | 0 | 0 | 0 | 0 | 0 | 0 | 756.2828 | 0 | 0 | 0 | 0 | 0 | 0 | 0 | 1231.4052 | 0 | 0 | 0 | 0 | 0 | 0 | 0 | 0 | 1142.607 | 0 | 0 | 0 | 0.0042 | 0 | 0.00057666 | 0.00057666 | 766.3846 | 0 | 0 | 0 | 0.0042 | 0 | 0.00057666 | 0.00057666 | 1168.6411 | 0 | 0 | 0 | 0.0042 | 0 | 0 | 0.00057666 | 0.00057666 | 1095.0829
05/20 17:00:00 | 80.96 | 27.2 | 0% | 1.6267 | 60293.0247 | 1.0144 | 3.6518 | 4.8119 | 4.3307 | 0 | 0 | 0 | 384.2411 | 1.6267 | 60293.0247 | 1.0144 | 3.9561 | 5.2129 | 4.4309 | 0 | 0 | 0 | 375.5583 | 0 | 0 | 0 | 0 | 0 | 0 | 0 | 756.2828 | 0 | 0 | 0 | 0 | 0 | 0 | 0 | 1231.4052 | 0 | 0 | 0 | 0 | 0 | 0 | 0 | 0 | 1142.607 | 0 | 0 | 0 | 0.0042 | 0 | 0.00057666 | 0.00057666 | 766.3851 | 0 | 0 | 0 | 0.0042 | 0 | 0.00057666 | 0.00057666 | 1168.6416 | 0 | 0 | 0 | 0.0042 | 0 | 0 | 0.00057666 | 0.00057666 | 1095.0835
05/20 18:00:00 | 71.06 | 21.7 | 0% | 1.436 | 53222.538 | 1.0938 | 3.9376 | 4.545 | 4.0905 | 0 | 0 | 0 | 384.2411 | 1.436 | 53222.538 | 1.0938 | 4.2657 | 4.9237 | 4.1852 | 0 | 0 | 0 | 375.5583 | 0 | 0 | 0 | 0 | 0 | 0 | 0 | 756.2828 | 0 | 0 | 0 | 0 | 0 | 0 | 0 | 1231.4052 | 0 | 0 | 0 | 0 | 0 | 0 | 0 | 0 | 1142.607 | 0 | 0 | 0 | 0.0042 | 0 | 0.00057666 | 0.00057666 | 766.3857 | 0 | 0 | 0 | 0.0042 | 0 | 0.00057666 | 0.00057666 | 1168.6422 | 0 | 0 | 0 | 0.0042 | 0 | 0 | 0.00057666 | 0.00057666 | 1095.0841
05/20 19:00:00 | 70.7 | 21.5 | 0% | 1.4293 | 52973.5201 | 1.0959 | 3.9451 | 4.5354 | 4.0819 | 0 | 0 | 0 | 384.2411 | 1.4293 | 52973.5201 | 1.0959 | 4.2739 | 4.9134 | 4.1764 | 0 | 0 | 0 | 375.5583 | 0 | 0 | 0 | 0 | 0 | 0 | 0 | 756.2828 | 0 | 0 | 0 | 0 | 0 | 0 | 0 | 1231.4052 | 0 | 0 | 0 | 0 | 0 | 0 | 0 | 0 | 1142.607 | 0 | 0 | 0 | 0.0042 | 0 | 0.00057666 | 0.00057666 | 766.3863 | 0 | 0 | 0 | 0.0042 | 0 | 0.00057666 | 0.00057666 | 1168.6428 | 0 | 0 | 0 | 0.0042 | 0 | 0 | 0.00057666 | 0.00057666 | 1095.0847
05/20 20:00:00 | 69.98 | 21.1 | 0% | 1.4159 | 52477.1875 | 1.0999 | 3.9595 | 4.5163 | 4.0647 | 0 | 0 | 0 | 384.2411 | 1.4159 | 52477.1875 | 1.0999 | 4.2895 | 4.8927 | 4.1588 | 0 | 0 | 0 | 375.5583 | 0 | 0 | 0 | 0 | 0 | 0 | 0 | 756.2828 | 0 | 0 | 0 | 0 | 0 | 0 | 0 | 1231.4052 | 0 | 0 | 0 | 0 | 0 | 0 | 0 | 0 | 1142.607 | 0 | 0 | 0 | 0.0042 | 0 | 0.00057666 | 0.00057666 | 766.3869 | 0 | 0 | 0 | 0.0042 | 0 | 0.00057666 | 0.00057666 | 1168.6434 | 0 | 0 | 0 | 0.0042 | 0 | 0 | 0.00057666 | 0.00057666 | 1095.0852
05/20 21:00:00 | 69.08 | 20.6 | 0% | 1.3992 | 51859.9654 | 1.1045 | 3.9762 | 4.4925 | 4.0432 | 0 | 0 | 0 | 384.2411 | 1.3992 | 51859.9654 | 1.1045 | 4.3075 | 4.8668 | 4.1368 | 0 | 0 | 0 | 375.5583 | 0 | 0 | 0 | 0 | 0 | 0 | 0 | 756.2828 | 0 | 0 | 0 | 0 | 0 | 0 | 0 | 1231.4052 | 0 | 0 | 0 | 0 | 0 | 0 | 0 | 0 | 1142.607 | 0 | 0 | 0 | 0.0042 | 0 | 0.00057666 | 0.00057666 | 766.3875 | 0 | 0 | 0 | 0.0042 | 0 | 0.00057666 | 0.00057666 | 1168.644 | 0 | 0 | 0 | 0.0042 | 0 | 0 | 0.00057666 | 0.00057666 | 1095.0858
05/20 22:00:00 | 69.08 | 20.6 | 0% | 1.3992 | 51859.9654 | 1.1045 | 3.9762 | 4.4925 | 4.0432 | 0 | 0 | 0 | 384.2411 | 1.3992 | 51859.9654 | 1.1045 | 4.3075 | 4.8668 | 4.1368 | 0 | 0 | 0 | 375.5583 | 0 | 0 | 0 | 0 | 0 | 0 | 0 | 756.2828 | 0 | 0 | 0 | 0 | 0 | 0 | 0 | 1231.4052 | 0 | 0 | 0 | 0 | 0 | 0 | 0 | 0 | 1142.607 | 0 | 0 | 0 | 0.0042 | 0 | 0.00057666 | 0.00057666 | 766.388 | 0 | 0 | 0 | 0.0042 | 0 | 0.00057666 | 0.00057666 | 1168.6445 | 0 | 0 | 0 | 0.0042 | 0 | 0 | 0.00057666 | 0.00057666 | 1095.0864
05/20 23:00:00 | 69.08 | 20.6 | 0% | 1.3992 | 51859.9654 | 1.1045 | 3.9762 | 4.4925 | 4.0432 | 0 | 0 | 0 | 384.2411 | 1.3992 | 51859.9654 | 1.1045 | 4.3075 | 4.8668 | 4.1368 | 0 | 0 | 0 | 375.5583 | 0 | 0 | 0 | 0 | 0 | 0 | 0 | 756.2828 | 0 | 0 | 0 | 0 | 0 | 0 | 0 | 1231.4052 | 0 | 0 | 0 | 0 | 0 | 0 | 0 | 0 | 1142.607 | 0 | 0 | 0 | 0.0042 | 0 | 0.00057666 | 0.00057666 | 766.3886 | 0 | 0 | 0 | 0.0042 | 0 | 0.00057666 | 0.00057666 | 1168.6451 | 0 | 0 | 0 | 0.0042 | 0 | 0 | 0.00057666 | 0.00057666 | 1095.087
05/20 24:00:00 | 69.08 | 20.6 | 0% | 1.3992 | 51859.9654 | 1.1045 | 3.9762 | 4.4925 | 4.0432 | 0 | 0 | 0 | 384.2411 | 1.3992 | 51859.9654 | 1.1045 | 4.3075 | 4.8668 | 4.1368 | 0 | 0 | 0 | 375.5583 | 0 | 0 | 0 | 0 | 0 | 0 | 0 | 756.2828 | 0 | 0 | 0 | 0 | 0 | 0 | 0 | 1231.4052 | 0 | 0 | 0 | 0 | 0 | 0 | 0 | 0 | 1142.607 | 0 | 0 | 0 | 0.0042 | 0 | 0.00057666 | 0.00057666 | 766.3892 | 0 | 0 | 0 | 0.0042 | 0 | 0.00057666 | 0.00057666 | 1168.6457 | 0 | 0 | 0 | 0.0042 | 0 | 0 | 0.00057666 | 0.00057666 | 1095.0875
05/21 01:00:00 | 69.08 | 20.6 | 0% | 1.3992 | 51859.9654 | 1.1045 | 3.9762 | 4.4925 | 4.0432 | 0 | 0 | 0 | 384.2411 | 1.3992 | 51859.9654 | 1.1045 | 4.3075 | 4.8668 | 4.1368 | 0 | 0 | 0 | 375.5583 | 0 | 0 | 0 | 0 | 0 | 0 | 0 | 756.2828 | 0 | 0 | 0 | 0 | 0 | 0 | 0 | 1231.4052 | 0 | 0 | 0 | 0 | 0 | 0 | 0 | 0 | 1142.607 | 0 | 0 | 0 | 0.0042 | 0 | 0.00057666 | 0.00057666 | 766.3898 | 0 | 0 | 0 | 0.0042 | 0 | 0.00057666 | 0.00057666 | 1168.6463 | 0 | 0 | 0 | 0.0042 | 0 | 0 | 0.00057666 | 0.00057666 | 1095.0881
05/21 02:00:00 | 69.08 | 20.6 | 0% | 1.3992 | 51859.9654 | 1.1045 | 3.9762 | 4.4925 | 4.0432 | 0 | 0 | 0 | 384.2411 | 1.3992 | 51859.9654 | 1.1045 | 4.3075 | 4.8668 | 4.1368 | 0 | 0 | 0 | 375.5583 | 0 | 0 | 0 | 0 | 0 | 0 | 0 | 756.2828 | 0 | 0 | 0 | 0 | 0 | 0 | 0 | 1231.4052 | 0 | 0 | 0 | 0 | 0 | 0 | 0 | 0 | 1142.607 | 0 | 0 | 0 | 0.0042 | 0 | 0.00057666 | 0.00057666 | 766.3903 | 0 | 0 | 0 | 0.0042 | 0 | 0.00057666 | 0.00057666 | 1168.6468 | 0 | 0 | 0 | 0.0042 | 0 | 0 | 0.00057666 | 0.00057666 | 1095.0887
05/21 03:00:00 | 68 | 20 | 0% | 1.3794 | 51123.983 | 1.1095 | 3.9942 | 4.4638 | 4.0174 | 0 | 0 | 0 | 384.2411 | 1.3794 | 51123.983 | 1.1095 | 4.327 | 4.8357 | 4.1104 | 0 | 0 | 0 | 375.5583 | 0 | 0 | 0 | 0 | 0 | 0 | 0 | 756.2828 | 0 | 0 | 0 | 0 | 0 | 0 | 0 | 1231.4052 | 0 | 0 | 0 | 0 | 0 | 0 | 0 | 0 | 1142.607 | 0 | 0 | 0 | 0.0042 | 0 | 0.00057666 | 0.00057666 | 766.3909 | 0 | 0 | 0 | 0.0042 | 0 | 0.00057666 | 0.00057666 | 1168.6474 | 0 | 0 | 0 | 0.0042 | 0 | 0 | 0.00057666 | 0.00057666 | 1095.0893
05/21 04:00:00 | 68 | 20 | 0% | 1.3794 | 51123.983 | 1.1095 | 3.9942 | 4.4638 | 4.0174 | 0 | 0 | 0 | 384.2411 | 1.3794 | 51123.983 | 1.1095 | 4.327 | 4.8357 | 4.1104 | 0 | 0 | 0 | 375.5583 | 0 | 0 | 0 | 0 | 0 | 0 | 0 | 756.2828 | 0 | 0 | 0 | 0 | 0 | 0 | 0 | 1231.4052 | 0 | 0 | 0 | 0 | 0 | 0 | 0 | 0 | 1142.607 | 0 | 0 | 0 | 0.0042 | 0 | 0.00057666 | 0.00057666 | 766.3915 | 0 | 0 | 0 | 0.0042 | 0 | 0.00057666 | 0.00057666 | 1168.648 | 0 | 0 | 0 | 0.0042 | 0 | 0 | 0.00057666 | 0.00057666 | 1095.0899
05/21 05:00:00 | 68 | 20 | 0% | 1.3794 | 51123.983 | 1.1095 | 3.9942 | 4.4638 | 4.0174 | 0 | 0 | 0 | 384.2411 | 1.3794 | 51123.983 | 1.1095 | 4.327 | 4.8357 | 4.1104 | 0 | 0 | 0 | 375.5583 | 0 | 0 | 0 | 0 | 0 | 0 | 0 | 756.2828 | 0 | 0 | 0 | 0 | 0 | 0 | 0 | 1231.4052 | 0 | 0 | 0 | 0 | 0 | 0 | 0 | 0 | 1142.607 | 0 | 0 | 0 | 0.0042 | 0 | 0.00057666 | 0.00057666 | 766.3921 | 0 | 0 | 0 | 0.0042 | 0 | 0.00057666 | 0.00057666 | 1168.6486 | 0 | 0 | 0 | 0.0042 | 0 | 0 | 0.00057666 | 0.00057666 | 1095.0904
05/21 06:00:00 | 69.08 | 20.6 | 0% | 1.3992 | 51859.9654 | 1.1045 | 3.9762 | 4.4925 | 4.0432 | 0 | 0 | 0 | 384.2411 | 1.3992 | 51859.9654 | 1.1045 | 4.3075 | 4.8668 | 4.1368 | 0 | 0 | 0 | 375.5583 | 0 | 0 | 0 | 0 | 0 | 0 | 0 | 756.2828 | 0 | 0 | 0 | 0 | 0 | 0 | 0 | 1231.4052 | 0 | 0 | 0 | 0 | 0 | 0 | 0 | 0 | 1142.607 | 0 | 0 | 0 | 0.0042 | 0 | 0.00057666 | 0.00057666 | 766.3926 | 0 | 0 | 0 | 0.0042 | 0 | 0.00057666 | 0.00057666 | 1168.6491 | 0 | 0 | 0 | 0.0042 | 0 | 0 | 0.00057666 | 0.00057666 | 1095.091
05/21 07:00:00 | 68 | 20 | 0% | 1.3794 | 51123.983 | 1.1095 | 3.9942 | 4.4638 | 4.0174 | 0 | 0 | 0 | 384.2411 | 1.3794 | 51123.983 | 1.1095 | 4.327 | 4.8357 | 4.1104 | 0 | 0 | 0 | 375.5583 | 0 | 0 | 0 | 0 | 0 | 0 | 0 | 756.2828 | 0 | 0 | 0 | 0 | 0 | 0 | 0 | 1231.4052 | 0 | 0 | 0 | 0 | 0 | 0 | 0 | 0 | 1142.607 | 0 | 0 | 0 | 0.0042 | 0 | 0.00057666 | 0.00057666 | 766.3932 | 0 | 0 | 0 | 0.0042 | 0 | 0.00057666 | 0.00057666 | 1168.6497 | 0 | 0 | 0 | 0.0042 | 0 | 0 | 0.00057666 | 0.00057666 | 1095.0916
05/21 08:00:00 | 69.08 | 20.6 | 0% | 1.3992 | 51859.9654 | 1.1045 | 3.9762 | 4.4925 | 4.0432 | 0 | 0 | 0 | 384.2411 | 1.3992 | 51859.9654 | 1.1045 | 4.3075 | 4.8668 | 4.1368 | 0 | 0 | 0 | 375.5583 | 0 | 0 | 0 | 0 | 0 | 0 | 0 | 756.2828 | 0 | 0 | 0 | 0 | 0 | 0 | 0 | 1231.4052 | 0 | 0 | 0 | 0 | 0 | 0 | 0 | 0 | 1142.607 | 0 | 0 | 0 | 0.0042 | 0 | 0.00057666 | 0.00057666 | 766.3938 | 0 | 0 | 0 | 0.0042 | 0 | 0.00057666 | 0.00057666 | 1168.6503 | 0 | 0 | 0 | 0.0042 | 0 | 0 | 0.00057666 | 0.00057666 | 1095.0922
05/21 09:00:00 | 71.96 | 22.2 | 0% | 1.4528 | 53847.5669 | 1.0882 | 3.9177 | 4.5689 | 4.112 | 0 | 0 | 0 | 384.2411 | 1.4528 | 53847.5669 | 1.0882 | 4.2442 | 4.9496 | 4.2072 | 0 | 0 | 0 | 375.5583 | 0 | 0 | 0 | 0 | 0 | 0 | 0 | 756.2828 | 0 | 0 | 0 | 0 | 0 | 0 | 0 | 1231.4052 | 0 | 0 | 0 | 0 | 0 | 0 | 0 | 0 | 1142.607 | 0 | 0 | 0 | 0.0042 | 0 | 0.00057666 | 0.00057666 | 766.3944 | 0 | 0 | 0 | 0.0042 | 0 | 0.00057666 | 0.00057666 | 1168.6509 | 0 | 0 | 0 | 0.0042 | 0 | 0 | 0.00057666 | 0.00057666 | 1095.0927
05/21 10:00:00 | 73.94 | 23.3 | 0% | 1.4903 | 55235.1212 | 1.0748 | 3.8692 | 4.6215 | 4.1594 | 0 | 0 | 0 | 384.2411 | 1.4903 | 55235.1212 | 1.0748 | 4.1916 | 5.0067 | 4.2557 | 0 | 0 | 0 | 375.5583 | 0 | 0 | 0 | 0 | 0 | 0 | 0 | 756.2828 | 0 | 0 | 0 | 0 | 0 | 0 | 0 | 1231.4052 | 0 | 0 | 0 | 0 | 0 | 0 | 0 | 0 | 1142.607 | 0 | 0 | 0 | 0.0042 | 0 | 0.00057666 | 0.00057666 | 766.395 | 0 | 0 | 0 | 0.0042 | 0 | 0.00057666 | 0.00057666 | 1168.6515 | 0 | 0 | 0 | 0.0042 | 0 | 0 | 0.00057666 | 0.00057666 | 1095.0933
05/21 11:00:00 | 71.96 | 22.2 | 0% | 1.4528 | 53847.5669 | 1.0882 | 3.9177 | 4.5689 | 4.112 | 0 | 0 | 0 | 384.2411 | 1.4528 | 53847.5669 | 1.0882 | 4.2442 | 4.9496 | 4.2072 | 0 | 0 | 0 | 375.5583 | 0 | 0 | 0 | 0 | 0 | 0 | 0 | 756.2828 | 0 | 0 | 0 | 0 | 0 | 0 | 0 | 1231.4052 | 0 | 0 | 0 | 0 | 0 | 0 | 0 | 0 | 1142.607 | 0 | 0 | 0 | 0.0042 | 0 | 0.00057666 | 0.00057666 | 766.3955 | 0 | 0 | 0 | 0.0042 | 0 | 0.00057666 | 0.00057666 | 1168.652 | 0 | 0 | 0 | 0.0042 | 0 | 0 | 0.00057666 | 0.00057666 | 1095.0939
05/21 12:00:00 | 78.08 | 25.6 | 0% | 1.5701 | 58191.8702 | 1.0413 | 3.7487 | 4.7329 | 4.2596 | 0 | 0 | 0 | 384.2411 | 1.5701 | 58191.8702 | 1.0413 | 4.0611 | 5.1273 | 4.3582 | 0 | 0 | 0 | 375.5583 | 0 | 0 | 0 | 0 | 0 | 0 | 0 | 756.2828 | 0 | 0 | 0 | 0 | 0 | 0 | 0 | 1231.4052 | 0 | 0 | 0 | 0 | 0 | 0 | 0 | 0 | 1142.607 | 0 | 0 | 0 | 0.0042 | 0 | 0.00057666 | 0.00057666 | 766.3961 | 0 | 0 | 0 | 0.0042 | 0 | 0.00057666 | 0.00057666 | 1168.6526 | 0 | 0 | 0 | 0.0042 | 0 | 0 | 0.00057666 | 0.00057666 | 1095.0945
05/21 13:00:00 | 78.08 | 25.6 | 0% | 1.5701 | 58191.8702 | 1.0413 | 3.7487 | 4.7329 | 4.2596 | 0 | 0 | 0 | 384.2411 | 1.5701 | 58191.8702 | 1.0413 | 4.0611 | 5.1273 | 4.3582 | 0 | 0 | 0 | 375.5583 | 0 | 0 | 0 | 0 | 0 | 0 | 0 | 756.2828 | 0 | 0 | 0 | 0 | 0 | 0 | 0 | 1231.4052 | 0 | 0 | 0 | 0 | 0 | 0 | 0 | 0 | 1142.607 | 0 | 0 | 0 | 0.0042 | 0 | 0.00057666 | 0.00057666 | 766.3967 | 0 | 0 | 0 | 0.0042 | 0 | 0.00057666 | 0.00057666 | 1168.6532 | 0 | 0 | 0 | 0.0042 | 0 | 0 | 0.00057666 | 0.00057666 | 1095.095
05/21 14:00:00 | 78.98 | 26.1 | 0% | 1.5877 | 58844.5776 | 1.0332 | 3.7194 | 4.7574 | 4.2816 | 0 | 0 | 0 | 384.2411 | 1.5877 | 58844.5776 | 1.0332 | 4.0294 | 5.1538 | 4.3808 | 0 | 0 | 0 | 375.5583 | 0 | 0 | 0 | 0 | 0 | 0 | 0 | 756.2828 | 0 | 0 | 0 | 0 | 0 | 0 | 0 | 1231.4052 | 0 | 0 | 0 | 0 | 0 | 0 | 0 | 0 | 1142.607 | 0 | 0 | 0 | 0.0042 | 0 | 0.00057666 | 0.00057666 | 766.3973 | 0 | 0 | 0 | 0.0042 | 0 | 0.00057666 | 0.00057666 | 1168.6538 | 0 | 0 | 0 | 0.0042 | 0 | 0 | 0.00057666 | 0.00057666 | 1095.0956
05/21 15:00:00 | 80.06 | 26.7 | 0% | 1.6089 | 59632.5105 | 1.0231 | 3.6831 | 4.787 | 4.3083 | 0 | 0 | 0 | 384.2411 | 1.6089 | 59632.5105 | 1.0231 | 3.99 | 5.1859 | 4.408 | 0 | 0 | 0 | 375.5583 | 0 | 0 | 0 | 0 | 0 | 0 | 0 | 756.2828 | 0 | 0 | 0 | 0 | 0 | 0 | 0 | 1231.4052 | 0 | 0 | 0 | 0 | 0 | 0 | 0 | 0 | 1142.607 | 0 | 0 | 0 | 0.0042 | 0 | 0.00057666 | 0.00057666 | 766.3978 | 0 | 0 | 0 | 0.0042 | 0 | 0.00057666 | 0.00057666 | 1168.6543 | 0 | 0 | 0 | 0.0042 | 0 | 0 | 0.00057666 | 0.00057666 | 1095.0962
05/21 16:00:00 | 80.96 | 27.2 | 0% | 1.6267 | 60293.0247 | 1.0144 | 3.6518 | 4.8119 | 4.3307 | 0 | 0 | 0 | 384.2411 | 1.6267 | 60293.0247 | 1.0144 | 3.9561 | 5.2129 | 4.4309 | 0 | 0 | 0 | 375.5583 | 0 | 0 | 0 | 0 | 0 | 0 | 0 | 756.2828 | 0 | 0 | 0 | 0 | 0 | 0 | 0 | 1231.4052 | 0 | 0 | 0 | 0 | 0 | 0 | 0 | 0 | 1142.607 | 0 | 0 | 0 | 0.0042 | 0 | 0.00057666 | 0.00057666 | 766.3984 | 0 | 0 | 0 | 0.0042 | 0 | 0.00057666 | 0.00057666 | 1168.6549 | 0 | 0 | 0 | 0.0042 | 0 | 0 | 0.00057666 | 0.00057666 | 1095.0968
05/21 17:00:00 | 78.98 | 26.1 | 0% | 1.5877 | 58844.5776 | 1.0332 | 3.7194 | 4.7574 | 4.2816 | 0 | 0 | 0 | 384.2411 | 1.5877 | 58844.5776 | 1.0332 | 4.0294 | 5.1538 | 4.3808 | 0 | 0 | 0 | 375.5583 | 0 | 0 | 0 | 0 | 0 | 0 | 0 | 756.2828 | 0 | 0 | 0 | 0 | 0 | 0 | 0 | 1231.4052 | 0 | 0 | 0 | 0 | 0 | 0 | 0 | 0 | 1142.607 | 0 | 0 | 0 | 0.0042 | 0 | 0.00057666 | 0.00057666 | 766.399 | 0 | 0 | 0 | 0.0042 | 0 | 0.00057666 | 0.00057666 | 1168.6555 | 0 | 0 | 0 | 0.0042 | 0 | 0 | 0.00057666 | 0.00057666 | 1095.0973
05/21 18:00:00 | 77 | 25 | 0% | 1.5491 | 57413.3053 | 1.0507 | 3.7824 | 4.7036 | 4.2332 | 0 | 0 | 0 | 384.2411 | 1.5491 | 57413.3053 | 1.0507 | 4.0976 | 5.0956 | 4.3312 | 0 | 0 | 0 | 375.5583 | 0 | 0 | 0 | 0 | 0 | 0 | 0 | 756.2828 | 0 | 0 | 0 | 0 | 0 | 0 | 0 | 1231.4052 | 0 | 0 | 0 | 0 | 0 | 0 | 0 | 0 | 1142.607 | 0 | 0 | 0 | 0.0042 | 0 | 0.00057666 | 0.00057666 | 766.3996 | 0 | 0 | 0 | 0.0042 | 0 | 0.00057666 | 0.00057666 | 1168.6561 | 0 | 0 | 0 | 0.0042 | 0 | 0 | 0.00057666 | 0.00057666 | 1095.0979
05/21 19:00:00 | 77 | 25 | 0% | 1.5491 | 57413.3053 | 1.0507 | 3.7824 | 4.7036 | 4.2332 | 0 | 0 | 0 | 384.2411 | 1.5491 | 57413.3053 | 1.0507 | 4.0976 | 5.0956 | 4.3312 | 0 | 0 | 0 | 375.5583 | 0 | 0 | 0 | 0 | 0 | 0 | 0 | 756.2828 | 0 | 0 | 0 | 0 | 0 | 0 | 0 | 1231.4052 | 0 | 0 | 0 | 0 | 0 | 0 | 0 | 0 | 1142.607 | 0 | 0 | 0 | 0.0042 | 0 | 0.00057666 | 0.00057666 | 766.4001 | 0 | 0 | 0 | 0.0042 | 0 | 0.00057666 | 0.00057666 | 1168.6566 | 0 | 0 | 0 | 0.0042 | 0 | 0 | 0.00057666 | 0.00057666 | 1095.0985
05/21 20:00:00 | 73.04 | 22.8 | 0% | 1.4732 | 54602.2855 | 1.0811 | 3.892 | 4.5976 | 4.1378 | 0 | 0 | 0 | 384.2411 | 1.4732 | 54602.2855 | 1.0811 | 4.2164 | 4.9807 | 4.2336 | 0 | 0 | 0 | 375.5583 | 0 | 0 | 0 | 0 | 0 | 0 | 0 | 756.2828 | 0 | 0 | 0 | 0 | 0 | 0 | 0 | 1231.4052 | 0 | 0 | 0 | 0 | 0 | 0 | 0 | 0 | 1142.607 | 0 | 0 | 0 | 0.0042 | 0 | 0.00057666 | 0.00057666 | 766.4007 | 0 | 0 | 0 | 0.0042 | 0 | 0.00057666 | 0.00057666 | 1168.6572 | 0 | 0 | 0 | 0.0042 | 0 | 0 | 0.00057666 | 0.00057666 | 1095.0991
05/21 21:00:00 | 71.06 | 21.7 | 0% | 1.436 | 53222.538 | 1.0938 | 3.9376 | 4.545 | 4.0905 | 0 | 0 | 0 | 384.2411 | 1.436 | 53222.538 | 1.0938 | 4.2657 | 4.9237 | 4.1852 | 0 | 0 | 0 | 375.5583 | 0 | 0 | 0 | 0 | 0 | 0 | 0 | 756.2828 | 0 | 0 | 0 | 0 | 0 | 0 | 0 | 1231.4052 | 0 | 0 | 0 | 0 | 0 | 0 | 0 | 0 | 1142.607 | 0 | 0 | 0 | 0.0042 | 0 | 0.00057666 | 0.00057666 | 766.4013 | 0 | 0 | 0 | 0.0042 | 0 | 0.00057666 | 0.00057666 | 1168.6578 | 0 | 0 | 0 | 0.0042 | 0 | 0 | 0.00057666 | 0.00057666 | 1095.0997
05/21 22:00:00 | 71.06 | 21.7 | 0% | 1.436 | 53222.538 | 1.0938 | 3.9376 | 4.545 | 4.0905 | 0 | 0 | 0 | 384.2411 | 1.436 | 53222.538 | 1.0938 | 4.2657 | 4.9237 | 4.1852 | 0 | 0 | 0 | 375.5583 | 0 | 0 | 0 | 0 | 0 | 0 | 0 | 756.2828 | 0 | 0 | 0 | 0 | 0 | 0 | 0 | 1231.4052 | 0 | 0 | 0 | 0 | 0 | 0 | 0 | 0 | 1142.607 | 0 | 0 | 0 | 0.0042 | 0 | 0.00057666 | 0.00057666 | 766.4019 | 0 | 0 | 0 | 0.0042 | 0 | 0.00057666 | 0.00057666 | 1168.6584 | 0 | 0 | 0 | 0.0042 | 0 | 0 | 0.00057666 | 0.00057666 | 1095.1002
05/21 23:00:00 | 69.98 | 21.1 | 0% | 1.4159 | 52477.1875 | 1.0999 | 3.9595 | 4.5163 | 4.0647 | 0 | 0 | 0 | 384.2411 | 1.4159 | 52477.1875 | 1.0999 | 4.2895 | 4.8927 | 4.1588 | 0 | 0 | 0 | 375.5583 | 0 | 0 | 0 | 0 | 0 | 0 | 0 | 756.2828 | 0 | 0 | 0 | 0 | 0 | 0 | 0 | 1231.4052 | 0 | 0 | 0 | 0 | 0 | 0 | 0 | 0 | 1142.607 | 0 | 0 | 0 | 0.0042 | 0 | 0.00057666 | 0.00057666 | 766.4024 | 0 | 0 | 0 | 0.0042 | 0 | 0.00057666 | 0.00057666 | 1168.6589 | 0 | 0 | 0 | 0.0042 | 0 | 0 | 0.00057666 | 0.00057666 | 1095.1008
05/21 24:00:00 | 69.98 | 21.1 | 0% | 1.4159 | 52477.1875 | 1.0999 | 3.9595 | 4.5163 | 4.0647 | 0 | 0 | 0 | 384.2411 | 1.4159 | 52477.1875 | 1.0999 | 4.2895 | 4.8927 | 4.1588 | 0 | 0 | 0 | 375.5583 | 0 | 0 | 0 | 0 | 0 | 0 | 0 | 756.2828 | 0 | 0 | 0 | 0 | 0 | 0 | 0 | 1231.4052 | 0 | 0 | 0 | 0 | 0 | 0 | 0 | 0 | 1142.607 | 0 | 0 | 0 | 0.0042 | 0 | 0.00057666 | 0.00057666 | 766.403 | 0 | 0 | 0 | 0.0042 | 0 | 0.00057666 | 0.00057666 | 1168.6595 | 0 | 0 | 0 | 0.0042 | 0 | 0 | 0.00057666 | 0.00057666 | 1095.1014
05/22 01:00:00 | 69.08 | 20.6 | 0% | 1.3992 | 51859.9654 | 1.1045 | 3.9762 | 4.4925 | 4.0432 | 0 | 0 | 0 | 384.2411 | 1.3992 | 51859.9654 | 1.1045 | 4.3075 | 4.8668 | 4.1368 | 0 | 0 | 0 | 375.5583 | 0 | 0 | 0 | 0 | 0 | 0 | 0 | 756.2828 | 0 | 0 | 0 | 0 | 0 | 0 | 0 | 1231.4052 | 0 | 0 | 0 | 0 | 0 | 0 | 0 | 0 | 1142.607 | 0 | 0 | 0 | 0.0042 | 0 | 0.00057666 | 0.00057666 | 766.4036 | 0 | 0 | 0 | 0.0042 | 0 | 0.00057666 | 0.00057666 | 1168.6601 | 0 | 0 | 0 | 0.0042 | 0 | 0 | 0.00057666 | 0.00057666 | 1095.102
05/22 02:00:00 | 68 | 20 | 0% | 1.3794 | 51123.983 | 1.1095 | 3.9942 | 4.4638 | 4.0174 | 0 | 0 | 0 | 384.2411 | 1.3794 | 51123.983 | 1.1095 | 4.327 | 4.8357 | 4.1104 | 0 | 0 | 0 | 375.5583 | 0 | 0 | 0 | 0 | 0 | 0 | 0 | 756.2828 | 0 | 0 | 0 | 0 | 0 | 0 | 0 | 1231.4052 | 0 | 0 | 0 | 0 | 0 | 0 | 0 | 0 | 1142.607 | 0 | 0 | 0 | 0.0042 | 0 | 0.00057666 | 0.00057666 | 766.4042 | 0 | 0 | 0 | 0.0042 | 0 | 0.00057666 | 0.00057666 | 1168.6607 | 0 | 0 | 0 | 0.0042 | 0 | 0 | 0.00057666 | 0.00057666 | 1095.1025
05/22 03:00:00 | 68 | 20 | 0% | 1.3794 | 51123.983 | 1.1095 | 3.9942 | 4.4638 | 4.0174 | 0 | 0 | 0 | 384.2411 | 1.3794 | 51123.983 | 1.1095 | 4.327 | 4.8357 | 4.1104 | 0 | 0 | 0 | 375.5583 | 0 | 0 | 0 | 0 | 0 | 0 | 0 | 756.2828 | 0 | 0 | 0 | 0 | 0 | 0 | 0 | 1231.4052 | 0 | 0 | 0 | 0 | 0 | 0 | 0 | 0 | 1142.607 | 0 | 0 | 0 | 0.0042 | 0 | 0.00057666 | 0.00057666 | 766.4048 | 0 | 0 | 0 | 0.0042 | 0 | 0.00057666 | 0.00057666 | 1168.6613 | 0 | 0 | 0 | 0.0042 | 0 | 0 | 0.00057666 | 0.00057666 | 1095.1031
05/22 04:00:00 | 68 | 20 | 0% | 1.3794 | 51123.983 | 1.1095 | 3.9942 | 4.4638 | 4.0174 | 0 | 0 | 0 | 384.2411 | 1.3794 | 51123.983 | 1.1095 | 4.327 | 4.8357 | 4.1104 | 0 | 0 | 0 | 375.5583 | 0 | 0 | 0 | 0 | 0 | 0 | 0 | 756.2828 | 0 | 0 | 0 | 0 | 0 | 0 | 0 | 1231.4052 | 0 | 0 | 0 | 0 | 0 | 0 | 0 | 0 | 1142.607 | 0 | 0 | 0 | 0.0042 | 0 | 0.00057666 | 0.00057666 | 766.4053 | 0 | 0 | 0 | 0.0042 | 0 | 0.00057666 | 0.00057666 | 1168.6618 | 0 | 0 | 0 | 0.0042 | 0 | 0 | 0.00057666 | 0.00057666 | 1095.1037
05/22 05:00:00 | 66.92 | 19.4 | 0% | 1.3596 | 50393.1104 | 1.1139 | 4.01 | 4.435 | 3.9915 | 0 | 0 | 0 | 384.2411 | 1.3596 | 50393.1104 | 1.1139 | 4.3441 | 4.8046 | 4.0839 | 0 | 0 | 0 | 375.5583 | 0 | 0 | 0 | 0 | 0 | 0 | 0 | 756.2828 | 0 | 0 | 0 | 0 | 0 | 0 | 0 | 1231.4052 | 0 | 0 | 0 | 0 | 0 | 0 | 0 | 0 | 1142.607 | 0 | 0 | 0 | 0.0042 | 0 | 0.00057666 | 0.00057666 | 766.4059 | 0 | 0 | 0 | 0.0042 | 0 | 0.00057666 | 0.00057666 | 1168.6624 | 0 | 0 | 0 | 0.0042 | 0 | 0 | 0.00057666 | 0.00057666 | 1095.1043
05/22 06:00:00 | 66.92 | 19.4 | 0% | 1.3596 | 50393.1104 | 1.1139 | 4.01 | 4.435 | 3.9915 | 0 | 0 | 0 | 384.2411 | 1.3596 | 50393.1104 | 1.1139 | 4.3441 | 4.8046 | 4.0839 | 0 | 0 | 0 | 375.5583 | 0 | 0 | 0 | 0 | 0 | 0 | 0 | 756.2828 | 0 | 0 | 0 | 0 | 0 | 0 | 0 | 1231.4052 | 0 | 0 | 0 | 0 | 0 | 0 | 0 | 0 | 1142.607 | 0 | 0 | 0 | 0.0042 | 0 | 0.00057666 | 0.00057666 | 766.4065 | 0 | 0 | 0 | 0.0042 | 0 | 0.00057666 | 0.00057666 | 1168.663 | 0 | 0 | 0 | 0.0042 | 0 | 0 | 0.00057666 | 0.00057666 | 1095.1048
05/22 07:00:00 | 68 | 20 | 0% | 1.3794 | 51123.983 | 1.1095 | 3.9942 | 4.4638 | 4.0174 | 0 | 0 | 0 | 384.2411 | 1.3794 | 51123.983 | 1.1095 | 4.327 | 4.8357 | 4.1104 | 0 | 0 | 0 | 375.5583 | 0 | 0 | 0 | 0 | 0 | 0 | 0 | 756.2828 | 0 | 0 | 0 | 0 | 0 | 0 | 0 | 1231.4052 | 0 | 0 | 0 | 0 | 0 | 0 | 0 | 0 | 1142.607 | 0 | 0 | 0 | 0.0042 | 0 | 0.00057666 | 0.00057666 | 766.4071 | 0 | 0 | 0 | 0.0042 | 0 | 0.00057666 | 0.00057666 | 1168.6636 | 0 | 0 | 0 | 0.0042 | 0 | 0 | 0.00057666 | 0.00057666 | 1095.1054
05/22 08:00:00 | 73.04 | 22.8 | 0% | 1.4732 | 54602.2855 | 1.0811 | 3.892 | 4.5976 | 4.1378 | 0 | 0 | 0 | 384.2411 | 1.4732 | 54602.2855 | 1.0811 | 4.2164 | 4.9807 | 4.2336 | 0 | 0 | 0 | 375.5583 | 0 | 0 | 0 | 0 | 0 | 0 | 0 | 756.2828 | 0 | 0 | 0 | 0 | 0 | 0 | 0 | 1231.4052 | 0 | 0 | 0 | 0 | 0 | 0 | 0 | 0 | 1142.607 | 0 | 0 | 0 | 0.0042 | 0 | 0.00057666 | 0.00057666 | 766.4076 | 0 | 0 | 0 | 0.0042 | 0 | 0.00057666 | 0.00057666 | 1168.6641 | 0 | 0 | 0 | 0.0042 | 0 | 0 | 0.00057666 | 0.00057666 | 1095.106
05/22 09:00:00 | 75.02 | 23.9 | 0% | 1.5109 | 55999.208 | 1.0667 | 3.8401 | 4.6504 | 4.1853 | 0 | 0 | 0 | 384.2411 | 1.5109 | 55999.208 | 1.0667 | 4.1602 | 5.0379 | 4.2822 | 0 | 0 | 0 | 375.5583 | 0 | 0 | 0 | 0 | 0 | 0 | 0 | 756.2828 | 0 | 0 | 0 | 0 | 0 | 0 | 0 | 1231.4052 | 0 | 0 | 0 | 0 | 0 | 0 | 0 | 0 | 1142.607 | 0 | 0 | 0 | 0.0042 | 0 | 0.00057666 | 0.00057666 | 766.4082 | 0 | 0 | 0 | 0.0042 | 0 | 0.00057666 | 0.00057666 | 1168.6647 | 0 | 0 | 0 | 0.0042 | 0 | 0 | 0.00057666 | 0.00057666 | 1095.1066
05/22 10:00:00 | 75.02 | 23.9 | 0% | 1.5109 | 55999.208 | 1.0667 | 3.8401 | 4.6504 | 4.1853 | 0 | 0 | 0 | 384.2411 | 1.5109 | 55999.208 | 1.0667 | 4.1602 | 5.0379 | 4.2822 | 0 | 0 | 0 | 375.5583 | 0 | 0 | 0 | 0 | 0 | 0 | 0 | 756.2828 | 0 | 0 | 0 | 0 | 0 | 0 | 0 | 1231.4052 | 0 | 0 | 0 | 0 | 0 | 0 | 0 | 0 | 1142.607 | 0 | 0 | 0 | 0.0042 | 0 | 0.00057666 | 0.00057666 | 766.4088 | 0 | 0 | 0 | 0.0042 | 0 | 0.00057666 | 0.00057666 | 1168.6653 | 0 | 0 | 0 | 0.0042 | 0 | 0 | 0.00057666 | 0.00057666 | 1095.1072
05/22 11:00:00 | 73.94 | 23.3 | 0% | 1.4903 | 55235.1212 | 1.0748 | 3.8692 | 4.6215 | 4.1594 | 0 | 0 | 0 | 384.2411 | 1.4903 | 55235.1212 | 1.0748 | 4.1916 | 5.0067 | 4.2557 | 0 | 0 | 0 | 375.5583 | 0 | 0 | 0 | 0 | 0 | 0 | 0 | 756.2828 | 0 | 0 | 0 | 0 | 0 | 0 | 0 | 1231.4052 | 0 | 0 | 0 | 0 | 0 | 0 | 0 | 0 | 1142.607 | 0 | 0 | 0 | 0.0042 | 0 | 0.00057666 | 0.00057666 | 766.4094 | 0 | 0 | 0 | 0.0042 | 0 | 0.00057666 | 0.00057666 | 1168.6659 | 0 | 0 | 0 | 0.0042 | 0 | 0 | 0.00057666 | 0.00057666 | 1095.1077
05/22 12:00:00 | 75.92 | 24.4 | 0% | 1.5282 | 56639.8504 | 1.0596 | 3.8146 | 4.6745 | 4.2071 | 0 | 0 | 0 | 384.2411 | 1.5282 | 56639.8504 | 1.0596 | 4.1325 | 5.0641 | 4.3044 | 0 | 0 | 0 | 375.5583 | 0 | 0 | 0 | 0 | 0 | 0 | 0 | 756.2828 | 0 | 0 | 0 | 0 | 0 | 0 | 0 | 1231.4052 | 0 | 0 | 0 | 0 | 0 | 0 | 0 | 0 | 1142.607 | 0 | 0 | 0 | 0.0042 | 0 | 0.00057666 | 0.00057666 | 766.4099 | 0 | 0 | 0 | 0.0042 | 0 | 0.00057666 | 0.00057666 | 1168.6664 | 0 | 0 | 0 | 0.0042 | 0 | 0 | 0.00057666 | 0.00057666 | 1095.1083
05/22 13:00:00 | 75.92 | 24.4 | 0% | 1.5282 | 56639.8504 | 1.0596 | 3.8146 | 4.6745 | 4.2071 | 0 | 0 | 0 | 384.2411 | 1.5282 | 56639.8504 | 1.0596 | 4.1325 | 5.0641 | 4.3044 | 0 | 0 | 0 | 375.5583 | 0 | 0 | 0 | 0 | 0 | 0 | 0 | 756.2828 | 0 | 0 | 0 | 0 | 0 | 0 | 0 | 1231.4052 | 0 | 0 | 0 | 0 | 0 | 0 | 0 | 0 | 1142.607 | 0 | 0 | 0 | 0.0042 | 0 | 0.00057666 | 0.00057666 | 766.4105 | 0 | 0 | 0 | 0.0042 | 0 | 0.00057666 | 0.00057666 | 1168.667 | 0 | 0 | 0 | 0.0042 | 0 | 0 | 0.00057666 | 0.00057666 | 1095.1089
05/22 14:00:00 | 75.92 | 24.4 | 0% | 1.5282 | 56639.8504 | 1.0596 | 3.8146 | 4.6745 | 4.2071 | 0 | 0 | 0 | 384.2411 | 1.5282 | 56639.8504 | 1.0596 | 4.1325 | 5.0641 | 4.3044 | 0 | 0 | 0 | 375.5583 | 0 | 0 | 0 | 0 | 0 | 0 | 0 | 756.2828 | 0 | 0 | 0 | 0 | 0 | 0 | 0 | 1231.4052 | 0 | 0 | 0 | 0 | 0 | 0 | 0 | 0 | 1142.607 | 0 | 0 | 0 | 0.0042 | 0 | 0.00057666 | 0.00057666 | 766.4111 | 0 | 0 | 0 | 0.0042 | 0 | 0.00057666 | 0.00057666 | 1168.6676 | 0 | 0 | 0 | 0.0042 | 0 | 0 | 0.00057666 | 0.00057666 | 1095.1095
05/22 15:00:00 | 75.92 | 24.4 | 0% | 1.5282 | 56639.8504 | 1.0596 | 3.8146 | 4.6745 | 4.2071 | 0 | 0 | 0 | 384.2411 | 1.5282 | 56639.8504 | 1.0596 | 4.1325 | 5.0641 | 4.3044 | 0 | 0 | 0 | 375.5583 | 0 | 0 | 0 | 0 | 0 | 0 | 0 | 756.2828 | 0 | 0 | 0 | 0 | 0 | 0 | 0 | 1231.4052 | 0 | 0 | 0 | 0 | 0 | 0 | 0 | 0 | 1142.607 | 0 | 0 | 0 | 0.0042 | 0 | 0.00057666 | 0.00057666 | 766.4117 | 0 | 0 | 0 | 0.0042 | 0 | 0.00057666 | 0.00057666 | 1168.6682 | 0 | 0 | 0 | 0.0042 | 0 | 0 | 0.00057666 | 0.00057666 | 1095.11
05/22 16:00:00 | 75.02 | 23.9 | 0% | 1.5109 | 55999.208 | 1.0667 | 3.8401 | 4.6504 | 4.1853 | 0 | 0 | 0 | 384.2411 | 1.5109 | 55999.208 | 1.0667 | 4.1602 | 5.0379 | 4.2822 | 0 | 0 | 0 | 375.5583 | 0 | 0 | 0 | 0 | 0 | 0 | 0 | 756.2828 | 0 | 0 | 0 | 0 | 0 | 0 | 0 | 1231.4052 | 0 | 0 | 0 | 0 | 0 | 0 | 0 | 0 | 1142.607 | 0 | 0 | 0 | 0.0042 | 0 | 0.00057666 | 0.00057666 | 766.4123 | 0 | 0 | 0 | 0.0042 | 0 | 0.00057666 | 0.00057666 | 1168.6688 | 0 | 0 | 0 | 0.0042 | 0 | 0 | 0.00057666 | 0.00057666 | 1095.1106
05/22 17:00:00 | 75.02 | 23.9 | 0% | 1.5109 | 55999.208 | 1.0667 | 3.8401 | 4.6504 | 4.1853 | 0 | 0 | 0 | 384.2411 | 1.5109 | 55999.208 | 1.0667 | 4.1602 | 5.0379 | 4.2822 | 0 | 0 | 0 | 375.5583 | 0 | 0 | 0 | 0 | 0 | 0 | 0 | 756.2828 | 0 | 0 | 0 | 0 | 0 | 0 | 0 | 1231.4052 | 0 | 0 | 0 | 0 | 0 | 0 | 0 | 0 | 1142.607 | 0 | 0 | 0 | 0.0042 | 0 | 0.00057666 | 0.00057666 | 766.4128 | 0 | 0 | 0 | 0.0042 | 0 | 0.00057666 | 0.00057666 | 1168.6693 | 0 | 0 | 0 | 0.0042 | 0 | 0 | 0.00057666 | 0.00057666 | 1095.1112
05/22 18:00:00 | 73.94 | 23.3 | 0% | 1.4903 | 55235.1212 | 1.0748 | 3.8692 | 4.6215 | 4.1594 | 0 | 0 | 0 | 384.2411 | 1.4903 | 55235.1212 | 1.0748 | 4.1916 | 5.0067 | 4.2557 | 0 | 0 | 0 | 375.5583 | 0 | 0 | 0 | 0 | 0 | 0 | 0 | 756.2828 | 0 | 0 | 0 | 0 | 0 | 0 | 0 | 1231.4052 | 0 | 0 | 0 | 0 | 0 | 0 | 0 | 0 | 1142.607 | 0 | 0 | 0 | 0.0042 | 0 | 0.00057666 | 0.00057666 | 766.4134 | 0 | 0 | 0 | 0.0042 | 0 | 0.00057666 | 0.00057666 | 1168.6699 | 0 | 0 | 0 | 0.0042 | 0 | 0 | 0.00057666 | 0.00057666 | 1095.1118
05/22 19:00:00 | 73.94 | 23.3 | 0% | 1.4903 | 55235.1212 | 1.0748 | 3.8692 | 4.6215 | 4.1594 | 0 | 0 | 0 | 384.2411 | 1.4903 | 55235.1212 | 1.0748 | 4.1916 | 5.0067 | 4.2557 | 0 | 0 | 0 | 375.5583 | 0 | 0 | 0 | 0 | 0 | 0 | 0 | 756.2828 | 0 | 0 | 0 | 0 | 0 | 0 | 0 | 1231.4052 | 0 | 0 | 0 | 0 | 0 | 0 | 0 | 0 | 1142.607 | 0 | 0 | 0 | 0.0042 | 0 | 0.00057666 | 0.00057666 | 766.414 | 0 | 0 | 0 | 0.0042 | 0 | 0.00057666 | 0.00057666 | 1168.6705 | 0 | 0 | 0 | 0.0042 | 0 | 0 | 0.00057666 | 0.00057666 | 1095.1123
05/22 20:00:00 | 69.98 | 21.1 | 0% | 1.4159 | 52477.1875 | 1.0999 | 3.9595 | 4.5163 | 4.0647 | 0 | 0 | 0 | 384.2411 | 1.4159 | 52477.1875 | 1.0999 | 4.2895 | 4.8927 | 4.1588 | 0 | 0 | 0 | 375.5583 | 0 | 0 | 0 | 0 | 0 | 0 | 0 | 756.2828 | 0 | 0 | 0 | 0 | 0 | 0 | 0 | 1231.4052 | 0 | 0 | 0 | 0 | 0 | 0 | 0 | 0 | 1142.607 | 0 | 0 | 0 | 0.0042 | 0 | 0.00057666 | 0.00057666 | 766.4146 | 0 | 0 | 0 | 0.0042 | 0 | 0.00057666 | 0.00057666 | 1168.6711 | 0 | 0 | 0 | 0.0042 | 0 | 0 | 0.00057666 | 0.00057666 | 1095.1129
05/22 21:00:00 | 69.08 | 20.6 | 0% | 1.3992 | 51859.9654 | 1.1045 | 3.9762 | 4.4925 | 4.0432 | 0 | 0 | 0 | 384.2411 | 1.3992 | 51859.9654 | 1.1045 | 4.3075 | 4.8668 | 4.1368 | 0 | 0 | 0 | 375.5583 | 0 | 0 | 0 | 0 | 0 | 0 | 0 | 756.2828 | 0 | 0 | 0 | 0 | 0 | 0 | 0 | 1231.4052 | 0 | 0 | 0 | 0 | 0 | 0 | 0 | 0 | 1142.607 | 0 | 0 | 0 | 0.0042 | 0 | 0.00057666 | 0.00057666 | 766.4151 | 0 | 0 | 0 | 0.0042 | 0 | 0.00057666 | 0.00057666 | 1168.6716 | 0 | 0 | 0 | 0.0042 | 0 | 0 | 0.00057666 | 0.00057666 | 1095.1135
05/22 22:00:00 | 69.08 | 20.6 | 0% | 1.3992 | 51859.9654 | 1.1045 | 3.9762 | 4.4925 | 4.0432 | 0 | 0 | 0 | 384.2411 | 1.3992 | 51859.9654 | 1.1045 | 4.3075 | 4.8668 | 4.1368 | 0 | 0 | 0 | 375.5583 | 0 | 0 | 0 | 0 | 0 | 0 | 0 | 756.2828 | 0 | 0 | 0 | 0 | 0 | 0 | 0 | 1231.4052 | 0 | 0 | 0 | 0 | 0 | 0 | 0 | 0 | 1142.607 | 0 | 0 | 0 | 0.0042 | 0 | 0.00057666 | 0.00057666 | 766.4157 | 0 | 0 | 0 | 0.0042 | 0 | 0.00057666 | 0.00057666 | 1168.6722 | 0 | 0 | 0 | 0.0042 | 0 | 0 | 0.00057666 | 0.00057666 | 1095.1141
05/22 23:00:00 | 68 | 20 | 0% | 1.3794 | 51123.983 | 1.1095 | 3.9942 | 4.4638 | 4.0174 | 0 | 0 | 0 | 384.2411 | 1.3794 | 51123.983 | 1.1095 | 4.327 | 4.8357 | 4.1104 | 0 | 0 | 0 | 375.5583 | 0 | 0 | 0 | 0 | 0 | 0 | 0 | 756.2828 | 0 | 0 | 0 | 0 | 0 | 0 | 0 | 1231.4052 | 0 | 0 | 0 | 0 | 0 | 0 | 0 | 0 | 1142.607 | 0 | 0 | 0 | 0.0042 | 0 | 0.00057666 | 0.00057666 | 766.4163 | 0 | 0 | 0 | 0.0042 | 0 | 0.00057666 | 0.00057666 | 1168.6728 | 0 | 0 | 0 | 0.0042 | 0 | 0 | 0.00057666 | 0.00057666 | 1095.1146
05/22 24:00:00 | 68 | 20 | 0% | 1.3794 | 51123.983 | 1.1095 | 3.9942 | 4.4638 | 4.0174 | 0 | 0 | 0 | 384.2411 | 1.3794 | 51123.983 | 1.1095 | 4.327 | 4.8357 | 4.1104 | 0 | 0 | 0 | 375.5583 | 0 | 0 | 0 | 0 | 0 | 0 | 0 | 756.2828 | 0 | 0 | 0 | 0 | 0 | 0 | 0 | 1231.4052 | 0 | 0 | 0 | 0 | 0 | 0 | 0 | 0 | 1142.607 | 0 | 0 | 0 | 0.0042 | 0 | 0.00057666 | 0.00057666 | 766.4169 | 0 | 0 | 0 | 0.0042 | 0 | 0.00057666 | 0.00057666 | 1168.6734 | 0 | 0 | 0 | 0.0042 | 0 | 0 | 0.00057666 | 0.00057666 | 1095.1152
05/23 01:00:00 | 66.92 | 19.4 | 0% | 1.3596 | 50393.1104 | 1.1139 | 4.01 | 4.435 | 3.9915 | 0 | 0 | 0 | 384.2411 | 1.3596 | 50393.1104 | 1.1139 | 4.3441 | 4.8046 | 4.0839 | 0 | 0 | 0 | 375.5583 | 0 | 0 | 0 | 0 | 0 | 0 | 0 | 756.2828 | 0 | 0 | 0 | 0 | 0 | 0 | 0 | 1231.4052 | 0 | 0 | 0 | 0 | 0 | 0 | 0 | 0 | 1142.607 | 0 | 0 | 0 | 0.0042 | 0 | 0.00057666 | 0.00057666 | 766.4174 | 0 | 0 | 0 | 0.0042 | 0 | 0.00057666 | 0.00057666 | 1168.6739 | 0 | 0 | 0 | 0.0042 | 0 | 0 | 0.00057666 | 0.00057666 | 1095.1158
05/23 02:00:00 | 66.92 | 19.4 | 0% | 1.3596 | 50393.1104 | 1.1139 | 4.01 | 4.435 | 3.9915 | 0 | 0 | 0 | 384.2411 | 1.3596 | 50393.1104 | 1.1139 | 4.3441 | 4.8046 | 4.0839 | 0 | 0 | 0 | 375.5583 | 0 | 0 | 0 | 0 | 0 | 0 | 0 | 756.2828 | 0 | 0 | 0 | 0 | 0 | 0 | 0 | 1231.4052 | 0 | 0 | 0 | 0 | 0 | 0 | 0 | 0 | 1142.607 | 0 | 0 | 0 | 0.0042 | 0 | 0.00057666 | 0.00057666 | 766.418 | 0 | 0 | 0 | 0.0042 | 0 | 0.00057666 | 0.00057666 | 1168.6745 | 0 | 0 | 0 | 0.0042 | 0 | 0 | 0.00057666 | 0.00057666 | 1095.1164
05/23 03:00:00 | 66.92 | 19.4 | 0% | 1.3596 | 50393.1104 | 1.1139 | 4.01 | 4.435 | 3.9915 | 0 | 0 | 0 | 384.2411 | 1.3596 | 50393.1104 | 1.1139 | 4.3441 | 4.8046 | 4.0839 | 0 | 0 | 0 | 375.5583 | 0 | 0 | 0 | 0 | 0 | 0 | 0 | 756.2828 | 0 | 0 | 0 | 0 | 0 | 0 | 0 | 1231.4052 | 0 | 0 | 0 | 0 | 0 | 0 | 0 | 0 | 1142.607 | 0 | 0 | 0 | 0.0042 | 0 | 0.00057666 | 0.00057666 | 766.4186 | 0 | 0 | 0 | 0.0042 | 0 | 0.00057666 | 0.00057666 | 1168.6751 | 0 | 0 | 0 | 0.0042 | 0 | 0 | 0.00057666 | 0.00057666 | 1095.117
05/23 04:00:00 | 66.92 | 19.4 | 0% | 1.3596 | 50393.1104 | 1.1139 | 4.01 | 4.435 | 3.9915 | 0 | 0 | 0 | 384.2411 | 1.3596 | 50393.1104 | 1.1139 | 4.3441 | 4.8046 | 4.0839 | 0 | 0 | 0 | 375.5583 | 0 | 0 | 0 | 0 | 0 | 0 | 0 | 756.2828 | 0 | 0 | 0 | 0 | 0 | 0 | 0 | 1231.4052 | 0 | 0 | 0 | 0 | 0 | 0 | 0 | 0 | 1142.607 | 0 | 0 | 0 | 0.0042 | 0 | 0.00057666 | 0.00057666 | 766.4192 | 0 | 0 | 0 | 0.0042 | 0 | 0.00057666 | 0.00057666 | 1168.6757 | 0 | 0 | 0 | 0.0042 | 0 | 0 | 0.00057666 | 0.00057666 | 1095.1175
05/23 05:00:00 | 66.92 | 19.4 | 0% | 1.3596 | 50393.1104 | 1.1139 | 4.01 | 4.435 | 3.9915 | 0 | 0 | 0 | 384.2411 | 1.3596 | 50393.1104 | 1.1139 | 4.3441 | 4.8046 | 4.0839 | 0 | 0 | 0 | 375.5583 | 0 | 0 | 0 | 0 | 0 | 0 | 0 | 756.2828 | 0 | 0 | 0 | 0 | 0 | 0 | 0 | 1231.4052 | 0 | 0 | 0 | 0 | 0 | 0 | 0 | 0 | 1142.607 | 0 | 0 | 0 | 0.0042 | 0 | 0.00057666 | 0.00057666 | 766.4197 | 0 | 0 | 0 | 0.0042 | 0 | 0.00057666 | 0.00057666 | 1168.6762 | 0 | 0 | 0 | 0.0042 | 0 | 0 | 0.00057666 | 0.00057666 | 1095.1181
05/23 06:00:00 | 66.02 | 18.9 | 0% | 1.3433 | 49787.9534 | 1.117 | 4.0213 | 4.4109 | 3.9698 | 0 | 0 | 0 | 384.2411 | 1.3433 | 49787.9534 | 1.117 | 4.3565 | 4.7785 | 4.0617 | 0 | 0 | 0 | 375.5583 | 0 | 0 | 0 | 0 | 0 | 0 | 0 | 756.2828 | 0 | 0 | 0 | 0 | 0 | 0 | 0 | 1231.4052 | 0 | 0 | 0 | 0 | 0 | 0 | 0 | 0 | 1142.607 | 0 | 0 | 0 | 0.0042 | 0 | 0.00057666 | 0.00057666 | 766.4203 | 0 | 0 | 0 | 0.0042 | 0 | 0.00057666 | 0.00057666 | 1168.6768 | 0 | 0 | 0 | 0.0042 | 0 | 0 | 0.00057666 | 0.00057666 | 1095.1187
05/23 07:00:00 | 66.02 | 18.9 | 0% | 1.3433 | 49787.9534 | 1.117 | 4.0213 | 4.4109 | 3.9698 | 0 | 0 | 0 | 384.2411 | 1.3433 | 49787.9534 | 1.117 | 4.3565 | 4.7785 | 4.0617 | 0 | 0 | 0 | 375.5583 | 0 | 0 | 0 | 0 | 0 | 0 | 0 | 756.2828 | 0 | 0 | 0 | 0 | 0 | 0 | 0 | 1231.4052 | 0 | 0 | 0 | 0 | 0 | 0 | 0 | 0 | 1142.607 | 0 | 0 | 0 | 0.0042 | 0 | 0.00057666 | 0.00057666 | 766.4209 | 0 | 0 | 0 | 0.0042 | 0 | 0.00057666 | 0.00057666 | 1168.6774 | 0 | 0 | 0 | 0.0042 | 0 | 0 | 0.00057666 | 0.00057666 | 1095.1193
05/23 08:00:00 | 66.92 | 19.4 | 0% | 1.3596 | 50393.1104 | 1.1139 | 4.01 | 4.435 | 3.9915 | 0 | 0 | 0 | 384.2411 | 1.3596 | 50393.1104 | 1.1139 | 4.3441 | 4.8046 | 4.0839 | 0 | 0 | 0 | 375.5583 | 0 | 0 | 0 | 0 | 0 | 0 | 0 | 756.2828 | 0 | 0 | 0 | 0 | 0 | 0 | 0 | 1231.4052 | 0 | 0 | 0 | 0 | 0 | 0 | 0 | 0 | 1142.607 | 0 | 0 | 0 | 0.0042 | 0 | 0.00057666 | 0.00057666 | 766.4215 | 0 | 0 | 0 | 0.0042 | 0 | 0.00057666 | 0.00057666 | 1168.678 | 0 | 0 | 0 | 0.0042 | 0 | 0 | 0.00057666 | 0.00057666 | 1095.1198
05/23 09:00:00 | 68 | 20 | 0% | 1.3794 | 51123.983 | 1.1095 | 3.9942 | 4.4638 | 4.0174 | 0 | 0 | 0 | 384.2411 | 1.3794 | 51123.983 | 1.1095 | 4.327 | 4.8357 | 4.1104 | 0 | 0 | 0 | 375.5583 | 0 | 0 | 0 | 0 | 0 | 0 | 0 | 756.2828 | 0 | 0 | 0 | 0 | 0 | 0 | 0 | 1231.4052 | 0 | 0 | 0 | 0 | 0 | 0 | 0 | 0 | 1142.607 | 0 | 0 | 0 | 0.0042 | 0 | 0.00057666 | 0.00057666 | 766.4221 | 0 | 0 | 0 | 0.0042 | 0 | 0.00057666 | 0.00057666 | 1168.6786 | 0 | 0 | 0 | 0.0042 | 0 | 0 | 0.00057666 | 0.00057666 | 1095.1204
05/23 10:00:00 | 69.98 | 21.1 | 0% | 1.4159 | 52477.1875 | 1.0999 | 3.9595 | 4.5163 | 4.0647 | 0 | 0 | 0 | 384.2411 | 1.4159 | 52477.1875 | 1.0999 | 4.2895 | 4.8927 | 4.1588 | 0 | 0 | 0 | 375.5583 | 0 | 0 | 0 | 0 | 0 | 0 | 0 | 756.2828 | 0 | 0 | 0 | 0 | 0 | 0 | 0 | 1231.4052 | 0 | 0 | 0 | 0 | 0 | 0 | 0 | 0 | 1142.607 | 0 | 0 | 0 | 0.0042 | 0 | 0.00057666 | 0.00057666 | 766.4226 | 0 | 0 | 0 | 0.0042 | 0 | 0.00057666 | 0.00057666 | 1168.6791 | 0 | 0 | 0 | 0.0042 | 0 | 0 | 0.00057666 | 0.00057666 | 1095.121
05/23 11:00:00 | 69.98 | 21.1 | 0% | 1.4159 | 52477.1875 | 1.0999 | 3.9595 | 4.5163 | 4.0647 | 0 | 0 | 0 | 384.2411 | 1.4159 | 52477.1875 | 1.0999 | 4.2895 | 4.8927 | 4.1588 | 0 | 0 | 0 | 375.5583 | 0 | 0 | 0 | 0 | 0 | 0 | 0 | 756.2828 | 0 | 0 | 0 | 0 | 0 | 0 | 0 | 1231.4052 | 0 | 0 | 0 | 0 | 0 | 0 | 0 | 0 | 1142.607 | 0 | 0 | 0 | 0.0042 | 0 | 0.00057666 | 0.00057666 | 766.4232 | 0 | 0 | 0 | 0.0042 | 0 | 0.00057666 | 0.00057666 | 1168.6797 | 0 | 0 | 0 | 0.0042 | 0 | 0 | 0.00057666 | 0.00057666 | 1095.1216
05/23 12:00:00 | 71.96 | 22.2 | 0% | 1.4528 | 53847.5669 | 1.0882 | 3.9177 | 4.5689 | 4.112 | 0 | 0 | 0 | 384.2411 | 1.4528 | 53847.5669 | 1.0882 | 4.2442 | 4.9496 | 4.2072 | 0 | 0 | 0 | 375.5583 | 0 | 0 | 0 | 0 | 0 | 0 | 0 | 756.2828 | 0 | 0 | 0 | 0 | 0 | 0 | 0 | 1231.4052 | 0 | 0 | 0 | 0 | 0 | 0 | 0 | 0 | 1142.607 | 0 | 0 | 0 | 0.0042 | 0 | 0.00057666 | 0.00057666 | 766.4238 | 0 | 0 | 0 | 0.0042 | 0 | 0.00057666 | 0.00057666 | 1168.6803 | 0 | 0 | 0 | 0.0042 | 0 | 0 | 0.00057666 | 0.00057666 | 1095.1221
05/23 13:00:00 | 73.04 | 22.8 | 0% | 1.4732 | 54602.2855 | 1.0811 | 3.892 | 4.5976 | 4.1378 | 0 | 0 | 0 | 384.2411 | 1.4732 | 54602.2855 | 1.0811 | 4.2164 | 4.9807 | 4.2336 | 0 | 0 | 0 | 375.5583 | 0 | 0 | 0 | 0 | 0 | 0 | 0 | 756.2828 | 0 | 0 | 0 | 0 | 0 | 0 | 0 | 1231.4052 | 0 | 0 | 0 | 0 | 0 | 0 | 0 | 0 | 1142.607 | 0 | 0 | 0 | 0.0042 | 0 | 0.00057666 | 0.00057666 | 766.4244 | 0 | 0 | 0 | 0.0042 | 0 | 0.00057666 | 0.00057666 | 1168.6809 | 0 | 0 | 0 | 0.0042 | 0 | 0 | 0.00057666 | 0.00057666 | 1095.1227
05/23 14:00:00 | 77 | 25 | 0% | 1.5491 | 57413.3053 | 1.0507 | 3.7824 | 4.7036 | 4.2332 | 0 | 0 | 0 | 384.2411 | 1.5491 | 57413.3053 | 1.0507 | 4.0976 | 5.0956 | 4.3312 | 0 | 0 | 0 | 375.5583 | 0 | 0 | 0 | 0 | 0 | 0 | 0 | 756.2828 | 0 | 0 | 0 | 0 | 0 | 0 | 0 | 1231.4052 | 0 | 0 | 0 | 0 | 0 | 0 | 0 | 0 | 1142.607 | 0 | 0 | 0 | 0.0042 | 0 | 0.00057666 | 0.00057666 | 766.4249 | 0 | 0 | 0 | 0.0042 | 0 | 0.00057666 | 0.00057666 | 1168.6814 | 0 | 0 | 0 | 0.0042 | 0 | 0 | 0.00057666 | 0.00057666 | 1095.1233
05/23 15:00:00 | 75.92 | 24.4 | 0% | 1.5282 | 56639.8504 | 1.0596 | 3.8146 | 4.6745 | 4.2071 | 0 | 0 | 0 | 384.2411 | 1.5282 | 56639.8504 | 1.0596 | 4.1325 | 5.0641 | 4.3044 | 0 | 0 | 0 | 375.5583 | 0 | 0 | 0 | 0 | 0 | 0 | 0 | 756.2828 | 0 | 0 | 0 | 0 | 0 | 0 | 0 | 1231.4052 | 0 | 0 | 0 | 0 | 0 | 0 | 0 | 0 | 1142.607 | 0 | 0 | 0 | 0.0042 | 0 | 0.00057666 | 0.00057666 | 766.4255 | 0 | 0 | 0 | 0.0042 | 0 | 0.00057666 | 0.00057666 | 1168.682 | 0 | 0 | 0 | 0.0042 | 0 | 0 | 0.00057666 | 0.00057666 | 1095.1239
05/23 16:00:00 | 75.02 | 23.9 | 0% | 1.5109 | 55999.208 | 1.0667 | 3.8401 | 4.6504 | 4.1853 | 0 | 0 | 0 | 384.2411 | 1.5109 | 55999.208 | 1.0667 | 4.1602 | 5.0379 | 4.2822 | 0 | 0 | 0 | 375.5583 | 0 | 0 | 0 | 0 | 0 | 0 | 0 | 756.2828 | 0 | 0 | 0 | 0 | 0 | 0 | 0 | 1231.4052 | 0 | 0 | 0 | 0 | 0 | 0 | 0 | 0 | 1142.607 | 0 | 0 | 0 | 0.0042 | 0 | 0.00057666 | 0.00057666 | 766.4261 | 0 | 0 | 0 | 0.0042 | 0 | 0.00057666 | 0.00057666 | 1168.6826 | 0 | 0 | 0 | 0.0042 | 0 | 0 | 0.00057666 | 0.00057666 | 1095.1245
05/23 17:00:00 | 73.94 | 23.3 | 0% | 1.4903 | 55235.1212 | 1.0748 | 3.8692 | 4.6215 | 4.1594 | 0 | 0 | 0 | 384.2411 | 1.4903 | 55235.1212 | 1.0748 | 4.1916 | 5.0067 | 4.2557 | 0 | 0 | 0 | 375.5583 | 0 | 0 | 0 | 0 | 0 | 0 | 0 | 756.2828 | 0 | 0 | 0 | 0 | 0 | 0 | 0 | 1231.4052 | 0 | 0 | 0 | 0 | 0 | 0 | 0 | 0 | 1142.607 | 0 | 0 | 0 | 0.0042 | 0 | 0.00057666 | 0.00057666 | 766.4267 | 0 | 0 | 0 | 0.0042 | 0 | 0.00057666 | 0.00057666 | 1168.6832 | 0 | 0 | 0 | 0.0042 | 0 | 0 | 0.00057666 | 0.00057666 | 1095.125
05/23 18:00:00 | 71.06 | 21.7 | 0% | 1.436 | 53222.538 | 1.0938 | 3.9376 | 4.545 | 4.0905 | 0 | 0 | 0 | 384.2411 | 1.436 | 53222.538 | 1.0938 | 4.2657 | 4.9237 | 4.1852 | 0 | 0 | 0 | 375.5583 | 0 | 0 | 0 | 0 | 0 | 0 | 0 | 756.2828 | 0 | 0 | 0 | 0 | 0 | 0 | 0 | 1231.4052 | 0 | 0 | 0 | 0 | 0 | 0 | 0 | 0 | 1142.607 | 0 | 0 | 0 | 0.0042 | 0 | 0.00057666 | 0.00057666 | 766.4272 | 0 | 0 | 0 | 0.0042 | 0 | 0.00057666 | 0.00057666 | 1168.6837 | 0 | 0 | 0 | 0.0042 | 0 | 0 | 0.00057666 | 0.00057666 | 1095.1256
05/23 19:00:00 | 66.92 | 19.4 | 0% | 1.3596 | 50393.1104 | 1.1139 | 4.01 | 4.435 | 3.9915 | 0 | 0 | 0 | 384.2411 | 1.3596 | 50393.1104 | 1.1139 | 4.3441 | 4.8046 | 4.0839 | 0 | 0 | 0 | 375.5583 | 0 | 0 | 0 | 0 | 0 | 0 | 0 | 756.2828 | 0 | 0 | 0 | 0 | 0 | 0 | 0 | 1231.4052 | 0 | 0 | 0 | 0 | 0 | 0 | 0 | 0 | 1142.607 | 0 | 0 | 0 | 0.0042 | 0 | 0.00057666 | 0.00057666 | 766.4278 | 0 | 0 | 0 | 0.0042 | 0 | 0.00057666 | 0.00057666 | 1168.6843 | 0 | 0 | 0 | 0.0042 | 0 | 0 | 0.00057666 | 0.00057666 | 1095.1262
05/23 20:00:00 | 64.94 | 18.3 | 0% | 1.3238 | 49066.449 | 1.1202 | 4.0329 | 4.3819 | 3.9437 | 0 | 0 | 0 | 384.2411 | 1.3238 | 49066.449 | 1.1202 | 4.3689 | 4.7471 | 4.035 | 0 | 0 | 0 | 375.5583 | 0 | 0 | 0 | 0 | 0 | 0 | 0 | 756.2828 | 0 | 0 | 0 | 0 | 0 | 0 | 0 | 1231.4052 | 0 | 0 | 0 | 0 | 0 | 0 | 0 | 0 | 1142.607 | 0 | 0 | 0 | 0.0042 | 0 | 0.00057666 | 0.00057666 | 766.4284 | 0 | 0 | 0 | 0.0042 | 0 | 0.00057666 | 0.00057666 | 1168.6849 | 0 | 0 | 0 | 0.0042 | 0 | 0 | 0.00057666 | 0.00057666 | 1095.1268
05/23 21:00:00 | 62.96 | 17.2 | 0% | 1.2885 | 47756.9624 | 1.1244 | 4.0478 | 4.3283 | 3.8955 | 0 | 0 | 0 | 384.2411 | 1.2885 | 47756.9624 | 1.1244 | 4.3851 | 4.689 | 3.9857 | 0 | 0 | 0 | 375.5583 | 0 | 0 | 0 | 0 | 0 | 0 | 0 | 756.2828 | 0 | 0 | 0 | 0 | 0 | 0 | 0 | 1231.4052 | 0 | 0 | 0 | 0 | 0 | 0 | 0 | 0 | 1142.607 | 0 | 0 | 0 | 0.0042 | 0 | 0.00057666 | 0.00057666 | 766.429 | 0 | 0 | 0 | 0.0042 | 0 | 0.00057666 | 0.00057666 | 1168.6855 | 0 | 0 | 0 | 0.0042 | 0 | 0 | 0.00057666 | 0.00057666 | 1095.1273
05/23 22:00:00 | 62.96 | 17.2 | 0% | 1.2885 | 47756.9624 | 1.1244 | 4.0478 | 4.3283 | 3.8955 | 0 | 0 | 0 | 384.2411 | 1.2885 | 47756.9624 | 1.1244 | 4.3851 | 4.689 | 3.9857 | 0 | 0 | 0 | 375.5583 | 0 | 0 | 0 | 0 | 0 | 0 | 0 | 756.2828 | 0 | 0 | 0 | 0 | 0 | 0 | 0 | 1231.4052 | 0 | 0 | 0 | 0 | 0 | 0 | 0 | 0 | 1142.607 | 0 | 0 | 0 | 0.0042 | 0 | 0.00057666 | 0.00057666 | 766.4296 | 0 | 0 | 0 | 0.0042 | 0 | 0.00057666 | 0.00057666 | 1168.6861 | 0 | 0 | 0 | 0.0042 | 0 | 0 | 0.00057666 | 0.00057666 | 1095.1279
05/23 23:00:00 | 64.04 | 17.8 | 0% | 1.3077 | 48469.0987 | 1.1224 | 4.0406 | 4.3577 | 3.9219 | 0 | 0 | 0 | 384.2411 | 1.3077 | 48469.0987 | 1.1224 | 4.3774 | 4.7208 | 4.0127 | 0 | 0 | 0 | 375.5583 | 0 | 0 | 0 | 0 | 0 | 0 | 0 | 756.2828 | 0 | 0 | 0 | 0 | 0 | 0 | 0 | 1231.4052 | 0 | 0 | 0 | 0 | 0 | 0 | 0 | 0 | 1142.607 | 0 | 0 | 0 | 0.0042 | 0 | 0.00057666 | 0.00057666 | 766.4301 | 0 | 0 | 0 | 0.0042 | 0 | 0.00057666 | 0.00057666 | 1168.6866 | 0 | 0 | 0 | 0.0042 | 0 | 0 | 0.00057666 | 0.00057666 | 1095.1285
05/23 24:00:00 | 62.96 | 17.2 | 0% | 1.2885 | 47756.9624 | 1.1244 | 4.0478 | 4.3283 | 3.8955 | 0 | 0 | 0 | 384.2411 | 1.2885 | 47756.9624 | 1.1244 | 4.3851 | 4.689 | 3.9857 | 0 | 0 | 0 | 375.5583 | 0 | 0 | 0 | 0 | 0 | 0 | 0 | 756.2828 | 0 | 0 | 0 | 0 | 0 | 0 | 0 | 1231.4052 | 0 | 0 | 0 | 0 | 0 | 0 | 0 | 0 | 1142.607 | 0 | 0 | 0 | 0.0042 | 0 | 0.00057666 | 0.00057666 | 766.4307 | 0 | 0 | 0 | 0.0042 | 0 | 0.00057666 | 0.00057666 | 1168.6872 | 0 | 0 | 0 | 0.0042 | 0 | 0 | 0.00057666 | 0.00057666 | 1095.1291
05/24 01:00:00 | 62.96 | 17.2 | 0% | 1.2885 | 47756.9624 | 1.1244 | 4.0478 | 4.3283 | 3.8955 | 0 | 0 | 0 | 384.2411 | 1.2885 | 47756.9624 | 1.1244 | 4.3851 | 4.689 | 3.9857 | 0 | 0 | 0 | 375.5583 | 0 | 0 | 0 | 0 | 0 | 0 | 0 | 756.2828 | 0 | 0 | 0 | 0 | 0 | 0 | 0 | 1231.4052 | 0 | 0 | 0 | 0 | 0 | 0 | 0 | 0 | 1142.607 | 0 | 0 | 0 | 0.0042 | 0 | 0.00057666 | 0.00057666 | 766.4313 | 0 | 0 | 0 | 0.0042 | 0 | 0.00057666 | 0.00057666 | 1168.6878 | 0 | 0 | 0 | 0.0042 | 0 | 0 | 0.00057666 | 0.00057666 | 1095.1296
05/24 02:00:00 | 62.96 | 17.2 | 1.878% | 1.2885 | 47756.9624 | 1.1244 | 4.0478 | 4.3283 | 3.8955 | 0.014572 | 0.052359 | 0.0071889 | 384.2483 | 1.2885 | 47756.9624 | 1.1244 | 4.3851 | 4.689 | 3.9857 | 0 | 0 | 0 | 375.5583 | 695.9273 | 0.018777 | 859.1696 | 0.0042916 | 0.016678 | 0.00058923 | 0.017268 | 756.3001 | 695.9273 | 0.018777 | 859.1696 | 0.0042916 | 0.027527 | 0.00058923 | 0.028116 | 1231.4333 | 695.9273 | 0.018777 | 895.6594 | 0.0042916 | 0.002028 | 0.025221 | 0.00086767 | 0.026088 | 1142.6331 | 695.9273 | 0.018777 | 899.1309 | 0.0042 | 0.017454 | 0.00057666 | 0.018031 | 766.4493 | 695.9273 | 0.018777 | 831.4544 | 0.0042 | 0.026639 | 0.00057666 | 0.027215 | 1168.715 | 695.9273 | 0.018777 | 876.4828 | 0.0042 | 0.002028 | 0.024681 | 0.0008551 | 0.025536 | 1095.1552
05/24 03:00:00 | 62.96 | 17.2 | 4.081% | 1.2885 | 47756.9624 | 1.1244 | 4.0478 | 4.3283 | 3.8955 | 0.031671 | 0.1138 | 0.015624 | 384.2639 | 1.2885 | 47756.9624 | 1.1244 | 4.3851 | 4.689 | 3.9857 | 0.031671 | 0.11122 | 0.015271 | 375.5736 | 1512.5237 | 0.040809 | 1867.3132 | 0.0093272 | 0.036249 | 0.0012806 | 0.03753 | 756.3376 | 1512.5237 | 0.040809 | 1867.3132 | 0.0093272 | 0.059826 | 0.0012806 | 0.061107 | 1231.4944 | 1512.5237 | 0.040809 | 1946.62 | 0.0093272 | 0.0044076 | 0.054815 | 0.0018858 | 0.0567 | 1142.6898 | 1512.5237 | 0.040809 | 1954.165 | 0.0042 | 0.037935 | 0.00057666 | 0.038512 | 766.4878 | 1512.5237 | 0.040809 | 1807.0773 | 0.0042 | 0.057896 | 0.00057666 | 0.058473 | 1168.7735 | 1512.5237 | 0.040809 | 1904.9417 | 0.0042 | 0.0044076 | 0.053641 | 0.0011818 | 0.054823 | 1095.21
05/24 04:00:00 | 62.96 | 17.2 | 5.278% | 1.2885 | 47756.9624 | 1.1244 | 4.0478 | 4.3283 | 3.8955 | 0.040964 | 0.14719 | 0.020209 | 384.2841 | 1.2885 | 47756.9624 | 1.1244 | 4.3851 | 4.689 | 3.9857 | 0.031671 | 0.11122 | 0.015271 | 375.5889 | 1956.3083 | 0.052783 | 2415.1954 | 0.012064 | 0.046885 | 0.0016564 | 0.048541 | 756.3861 | 1956.3083 | 0.052783 | 2415.1954 | 0.012064 | 0.07738 | 0.0016564 | 0.079036 | 1231.5734 | 1956.3083 | 0.052783 | 2517.7713 | 0.012064 | 0.0057008 | 0.070898 | 0.0024391 | 0.073337 | 1142.7631 | 1956.3083 | 0.052783 | 2527.5301 | 0.0042 | 0.049065 | 0.00057666 | 0.049642 | 766.5375 | 1956.3083 | 0.052783 | 2337.2859 | 0.0042 | 0.074884 | 0.00057666 | 0.07546 | 1168.8489 | 1956.3083 | 0.052783 | 2463.8644 | 0.0042 | 0.0057008 | 0.06938 | 0.0013594 | 0.070739 | 1095.2807
05/24 05:00:00 | 64.04 | 17.8 | 5.185% | 1.3077 | 48469.0987 | 1.1224 | 4.0406 | 4.3577 | 3.9219 | 0.039649 | 0.14361 | 0.019718 | 384.3039 | 1.3077 | 48469.0987 | 1.1224 | 4.3774 | 4.7208 | 4.0127 | 0.039649 | 0.14036 | 0.019272 | 375.6081 | 1921.7277 | 0.05185 | 2372.5034 | 0.011851 | 0.046056 | 0.0016271 | 0.047683 | 756.4338 | 1921.7277 | 0.05185 | 2372.5034 | 0.011851 | 0.076012 | 0.0016271 | 0.077639 | 1231.6511 | 1921.7277 | 0.05185 | 2473.2661 | 0.011851 | 0.0056 | 0.069644 | 0.002396 | 0.07204 | 1142.8352 | 1921.7277 | 0.05185 | 2482.8524 | 0.0042 | 0.048198 | 0.00057666 | 0.048775 | 766.5862 | 1921.7277 | 0.05185 | 2295.971 | 0.0042 | 0.07356 | 0.00057666 | 0.074137 | 1168.9231 | 1921.7277 | 0.05185 | 2420.312 | 0.0042 | 0.0056 | 0.068153 | 0.0013455 | 0.069499 | 1095.3502
05/24 06:00:00 | 64.94 | 18.3 | 2.889% | 1.3238 | 49066.449 | 1.1202 | 4.0329 | 4.3819 | 3.9437 | 0.021821 | 0.079569 | 0.010925 | 384.3148 | 1.3238 | 49066.449 | 1.1202 | 4.3689 | 4.7471 | 4.035 | 0.039166 | 0.13958 | 0.019165 | 375.6273 | 1070.6833 | 0.028888 | 1321.8313 | 0.0066025 | 0.02566 | 0.00090653 | 0.026566 | 756.4604 | 1070.6833 | 0.028888 | 1321.8313 | 0.0066025 | 0.04235 | 0.00090653 | 0.043256 | 1231.6943 | 1070.6833 | 0.028888 | 1377.9708 | 0.0066025 | 0.00312 | 0.038802 | 0.0013349 | 0.040137 | 1142.8753 | 1070.6833 | 0.028888 | 1383.3118 | 0.0042 | 0.026853 | 0.00057666 | 0.02743 | 766.6137 | 1070.6833 | 0.028888 | 1279.1915 | 0.0042 | 0.040984 | 0.00057666 | 0.04156 | 1168.9646 | 1070.6833 | 0.028888 | 1348.4677 | 0.0042 | 0.00312 | 0.037971 | 0.001005 | 0.038976 | 1095.3892
05/24 07:00:00 | 64.94 | 18.3 | 0.05655% | 1.3238 | 49066.449 | 1.1202 | 4.0329 | 4.3819 | 3.9437 | 0.00042716 | 0.0015576 | 0.00021386 | 384.315 | 1.3238 | 49066.449 | 1.1202 | 4.3689 | 4.7471 | 4.035 | 0.00042716 | 0.0015224 | 0.00020902 | 375.6275 | 20.9593 | 0.0005655 | 25.8757 | 0.00012925 | 0.00050231 | 1.7746e-05 | 0.00052005 | 756.4609 | 20.9593 | 0.0005655 | 25.8757 | 0.00012925 | 0.00082902 | 1.7746e-05 | 0.00084677 | 1231.6952 | 20.9593 | 0.0005655 | 26.9746 | 0.00012925 | 6.1077e-05 | 0.00075957 | 2.6132e-05 | 0.00078571 | 1142.8761 | 20.9593 | 0.0005655 | 27.0792 | 0.0042 | 0.00052567 | 0.00057666 | 0.0011023 | 766.6148 | 20.9593 | 0.0005655 | 25.041 | 0.0042 | 0.00080228 | 0.00057666 | 0.0013789 | 1168.966 | 20.9593 | 0.0005655 | 26.3971 | 0.0042 | 6.1077e-05 | 0.00074331 | 0.00058505 | 0.0013284 | 1095.3905
05/24 08:00:00 | 66.92 | 19.4 | 0% | 1.3596 | 50393.1104 | 1.1139 | 4.01 | 4.435 | 3.9915 | 0 | 0 | 0 | 384.315 | 1.3596 | 50393.1104 | 1.1139 | 4.3441 | 4.8046 | 4.0839 | 0.00041592 | 0.0015042 | 0.00020652 | 375.6277 | 0 | 0 | 0 | 0 | 0 | 0 | 0 | 756.4609 | 0 | 0 | 0 | 0 | 0 | 0 | 0 | 1231.6952 | 0 | 0 | 0 | 0 | 0 | 0 | 0 | 0 | 1142.8761 | 0 | 0 | 0 | 0.0042 | 0 | 0.00057666 | 0.00057666 | 766.6153 | 0 | 0 | 0 | 0.0042 | 0 | 0.00057666 | 0.00057666 | 1168.9666 | 0 | 0 | 0 | 0.0042 | 0 | 0 | 0.00057666 | 0.00057666 | 1095.3911
05/24 09:00:00 | 66.92 | 19.4 | 0% | 1.3596 | 50393.1104 | 1.1139 | 4.01 | 4.435 | 3.9915 | 0 | 0 | 0 | 384.315 | 1.3596 | 50393.1104 | 1.1139 | 4.3441 | 4.8046 | 4.0839 | 0 | 0 | 0 | 375.6277 | 0 | 0 | 0 | 0 | 0 | 0 | 0 | 756.4609 | 0 | 0 | 0 | 0 | 0 | 0 | 0 | 1231.6952 | 0 | 0 | 0 | 0 | 0 | 0 | 0 | 0 | 1142.8761 | 0 | 0 | 0 | 0.0042 | 0 | 0.00057666 | 0.00057666 | 766.6159 | 0 | 0 | 0 | 0.0042 | 0 | 0.00057666 | 0.00057666 | 1168.9672 | 0 | 0 | 0 | 0.0042 | 0 | 0 | 0.00057666 | 0.00057666 | 1095.3917
05/24 10:00:00 | 62.06 | 16.7 | 0% | 1.2726 | 47167.4189 | 1.1255 | 4.0519 | 4.3037 | 3.8734 | 0 | 0 | 0 | 384.315 | 1.2726 | 47167.4189 | 1.1255 | 4.3895 | 4.6624 | 3.963 | 0 | 0 | 0 | 375.6277 | 0 | 0 | 0 | 0 | 0 | 0 | 0 | 756.4609 | 0 | 0 | 0 | 0 | 0 | 0 | 0 | 1231.6952 | 0 | 0 | 0 | 0 | 0 | 0 | 0 | 0 | 1142.8761 | 0 | 0 | 0 | 0.0042 | 0 | 0.00057666 | 0.00057666 | 766.6165 | 0 | 0 | 0 | 0.0042 | 0 | 0.00057666 | 0.00057666 | 1168.9677 | 0 | 0 | 0 | 0.0042 | 0 | 0 | 0.00057666 | 0.00057666 | 1095.3923
05/24 11:00:00 | 62.06 | 16.7 | 0% | 1.2726 | 47167.4189 | 1.1255 | 4.0519 | 4.3037 | 3.8734 | 0 | 0 | 0 | 384.315 | 1.2726 | 47167.4189 | 1.1255 | 4.3895 | 4.6624 | 3.963 | 0 | 0 | 0 | 375.6277 | 0 | 0 | 0 | 0 | 0 | 0 | 0 | 756.4609 | 0 | 0 | 0 | 0 | 0 | 0 | 0 | 1231.6952 | 0 | 0 | 0 | 0 | 0 | 0 | 0 | 0 | 1142.8761 | 0 | 0 | 0 | 0.0042 | 0 | 0.00057666 | 0.00057666 | 766.6171 | 0 | 0 | 0 | 0.0042 | 0 | 0.00057666 | 0.00057666 | 1168.9683 | 0 | 0 | 0 | 0.0042 | 0 | 0 | 0.00057666 | 0.00057666 | 1095.3929
05/24 12:00:00 | 69.98 | 21.1 | 0% | 1.4159 | 52477.1875 | 1.0999 | 3.9595 | 4.5163 | 4.0647 | 0 | 0 | 0 | 384.315 | 1.4159 | 52477.1875 | 1.0999 | 4.2895 | 4.8927 | 4.1588 | 0 | 0 | 0 | 375.6277 | 0 | 0 | 0 | 0 | 0 | 0 | 0 | 756.4609 | 0 | 0 | 0 | 0 | 0 | 0 | 0 | 1231.6952 | 0 | 0 | 0 | 0 | 0 | 0 | 0 | 0 | 1142.8761 | 0 | 0 | 0 | 0.0042 | 0 | 0.00057666 | 0.00057666 | 766.6177 | 0 | 0 | 0 | 0.0042 | 0 | 0.00057666 | 0.00057666 | 1168.9689 | 0 | 0 | 0 | 0.0042 | 0 | 0 | 0.00057666 | 0.00057666 | 1095.3934
05/24 13:00:00 | 69.98 | 21.1 | 0% | 1.4159 | 52477.1875 | 1.0999 | 3.9595 | 4.5163 | 4.0647 | 0 | 0 | 0 | 384.315 | 1.4159 | 52477.1875 | 1.0999 | 4.2895 | 4.8927 | 4.1588 | 0 | 0 | 0 | 375.6277 | 0 | 0 | 0 | 0 | 0 | 0 | 0 | 756.4609 | 0 | 0 | 0 | 0 | 0 | 0 | 0 | 1231.6952 | 0 | 0 | 0 | 0 | 0 | 0 | 0 | 0 | 1142.8761 | 0 | 0 | 0 | 0.0042 | 0 | 0.00057666 | 0.00057666 | 766.6182 | 0 | 0 | 0 | 0.0042 | 0 | 0.00057666 | 0.00057666 | 1168.9695 | 0 | 0 | 0 | 0.0042 | 0 | 0 | 0.00057666 | 0.00057666 | 1095.394
05/24 14:00:00 | 75.92 | 24.4 | 0% | 1.5282 | 56639.8504 | 1.0596 | 3.8146 | 4.6745 | 4.2071 | 0 | 0 | 0 | 384.315 | 1.5282 | 56639.8504 | 1.0596 | 4.1325 | 5.0641 | 4.3044 | 0 | 0 | 0 | 375.6277 | 0 | 0 | 0 | 0 | 0 | 0 | 0 | 756.4609 | 0 | 0 | 0 | 0 | 0 | 0 | 0 | 1231.6952 | 0 | 0 | 0 | 0 | 0 | 0 | 0 | 0 | 1142.8761 | 0 | 0 | 0 | 0.0042 | 0 | 0.00057666 | 0.00057666 | 766.6188 | 0 | 0 | 0 | 0.0042 | 0 | 0.00057666 | 0.00057666 | 1168.97 | 0 | 0 | 0 | 0.0042 | 0 | 0 | 0.00057666 | 0.00057666 | 1095.3946
05/24 15:00:00 | 73.94 | 23.3 | 0% | 1.4903 | 55235.1212 | 1.0748 | 3.8692 | 4.6215 | 4.1594 | 0 | 0 | 0 | 384.315 | 1.4903 | 55235.1212 | 1.0748 | 4.1916 | 5.0067 | 4.2557 | 0 | 0 | 0 | 375.6277 | 0 | 0 | 0 | 0 | 0 | 0 | 0 | 756.4609 | 0 | 0 | 0 | 0 | 0 | 0 | 0 | 1231.6952 | 0 | 0 | 0 | 0 | 0 | 0 | 0 | 0 | 1142.8761 | 0 | 0 | 0 | 0.0042 | 0 | 0.00057666 | 0.00057666 | 766.6194 | 0 | 0 | 0 | 0.0042 | 0 | 0.00057666 | 0.00057666 | 1168.9706 | 0 | 0 | 0 | 0.0042 | 0 | 0 | 0.00057666 | 0.00057666 | 1095.3952
05/24 16:00:00 | 69.98 | 21.1 | 0% | 1.4159 | 52477.1875 | 1.0999 | 3.9595 | 4.5163 | 4.0647 | 0 | 0 | 0 | 384.315 | 1.4159 | 52477.1875 | 1.0999 | 4.2895 | 4.8927 | 4.1588 | 0 | 0 | 0 | 375.6277 | 0 | 0 | 0 | 0 | 0 | 0 | 0 | 756.4609 | 0 | 0 | 0 | 0 | 0 | 0 | 0 | 1231.6952 | 0 | 0 | 0 | 0 | 0 | 0 | 0 | 0 | 1142.8761 | 0 | 0 | 0 | 0.0042 | 0 | 0.00057666 | 0.00057666 | 766.62 | 0 | 0 | 0 | 0.0042 | 0 | 0.00057666 | 0.00057666 | 1168.9712 | 0 | 0 | 0 | 0.0042 | 0 | 0 | 0.00057666 | 0.00057666 | 1095.3957
05/24 17:00:00 | 69.08 | 20.6 | 0% | 1.3992 | 51859.9654 | 1.1045 | 3.9762 | 4.4925 | 4.0432 | 0 | 0 | 0 | 384.315 | 1.3992 | 51859.9654 | 1.1045 | 4.3075 | 4.8668 | 4.1368 | 0 | 0 | 0 | 375.6277 | 0 | 0 | 0 | 0 | 0 | 0 | 0 | 756.4609 | 0 | 0 | 0 | 0 | 0 | 0 | 0 | 1231.6952 | 0 | 0 | 0 | 0 | 0 | 0 | 0 | 0 | 1142.8761 | 0 | 0 | 0 | 0.0042 | 0 | 0.00057666 | 0.00057666 | 766.6205 | 0 | 0 | 0 | 0.0042 | 0 | 0.00057666 | 0.00057666 | 1168.9718 | 0 | 0 | 0 | 0.0042 | 0 | 0 | 0.00057666 | 0.00057666 | 1095.3963
05/24 18:00:00 | 64.94 | 18.3 | 0% | 1.3238 | 49066.449 | 1.1202 | 4.0329 | 4.3819 | 3.9437 | 0 | 0 | 0 | 384.315 | 1.3238 | 49066.449 | 1.1202 | 4.3689 | 4.7471 | 4.035 | 0 | 0 | 0 | 375.6277 | 0 | 0 | 0 | 0 | 0 | 0 | 0 | 756.4609 | 0 | 0 | 0 | 0 | 0 | 0 | 0 | 1231.6952 | 0 | 0 | 0 | 0 | 0 | 0 | 0 | 0 | 1142.8761 | 0 | 0 | 0 | 0.0042 | 0 | 0.00057666 | 0.00057666 | 766.6211 | 0 | 0 | 0 | 0.0042 | 0 | 0.00057666 | 0.00057666 | 1168.9723 | 0 | 0 | 0 | 0.0042 | 0 | 0 | 0.00057666 | 0.00057666 | 1095.3969
05/24 19:00:00 | 64.94 | 18.3 | 0% | 1.3238 | 49066.449 | 1.1202 | 4.0329 | 4.3819 | 3.9437 | 0 | 0 | 0 | 384.315 | 1.3238 | 49066.449 | 1.1202 | 4.3689 | 4.7471 | 4.035 | 0 | 0 | 0 | 375.6277 | 0 | 0 | 0 | 0 | 0 | 0 | 0 | 756.4609 | 0 | 0 | 0 | 0 | 0 | 0 | 0 | 1231.6952 | 0 | 0 | 0 | 0 | 0 | 0 | 0 | 0 | 1142.8761 | 0 | 0 | 0 | 0.0042 | 0 | 0.00057666 | 0.00057666 | 766.6217 | 0 | 0 | 0 | 0.0042 | 0 | 0.00057666 | 0.00057666 | 1168.9729 | 0 | 0 | 0 | 0.0042 | 0 | 0 | 0.00057666 | 0.00057666 | 1095.3975
05/24 20:00:00 | 60.98 | 16.1 | 0% | 1.2536 | 46464.6508 | 1.1263 | 4.0545 | 4.274 | 3.8466 | 0 | 0 | 0 | 384.315 | 1.2536 | 46464.6508 | 1.1263 | 4.3924 | 4.6301 | 3.9356 | 0 | 0 | 0 | 375.6277 | 0 | 0 | 0 | 0 | 0 | 0 | 0 | 756.4609 | 0 | 0 | 0 | 0 | 0 | 0 | 0 | 1231.6952 | 0 | 0 | 0 | 0 | 0 | 0 | 0 | 0 | 1142.8761 | 0 | 0 | 0 | 0.0042 | 0 | 0.00057666 | 0.00057666 | 766.6223 | 0 | 0 | 0 | 0.0042 | 0 | 0.00057666 | 0.00057666 | 1168.9735 | 0 | 0 | 0 | 0.0042 | 0 | 0 | 0.00057666 | 0.00057666 | 1095.398
05/24 21:00:00 | 60.08 | 15.6 | 0% | 1.238 | 45882.914 | 1.1264 | 4.0549 | 4.249 | 3.8241 | 0 | 0 | 0 | 384.315 | 1.238 | 45882.914 | 1.1264 | 4.3928 | 4.603 | 3.9126 | 0 | 0 | 0 | 375.6277 | 0 | 0 | 0 | 0 | 0 | 0 | 0 | 756.4609 | 0 | 0 | 0 | 0 | 0 | 0 | 0 | 1231.6952 | 0 | 0 | 0 | 0 | 0 | 0 | 0 | 0 | 1142.8761 | 0 | 0 | 0 | 0.0042 | 0 | 0.00057666 | 0.00057666 | 766.6228 | 0 | 0 | 0 | 0.0042 | 0 | 0.00057666 | 0.00057666 | 1168.9741 | 0 | 0 | 0 | 0.0042 | 0 | 0 | 0.00057666 | 0.00057666 | 1095.3986
05/24 22:00:00 | 60.98 | 16.1 | 0% | 1.2536 | 46464.6508 | 1.1263 | 4.0545 | 4.274 | 3.8466 | 0 | 0 | 0 | 384.315 | 1.2536 | 46464.6508 | 1.1263 | 4.3924 | 4.6301 | 3.9356 | 0 | 0 | 0 | 375.6277 | 0 | 0 | 0 | 0 | 0 | 0 | 0 | 756.4609 | 0 | 0 | 0 | 0 | 0 | 0 | 0 | 1231.6952 | 0 | 0 | 0 | 0 | 0 | 0 | 0 | 0 | 1142.8761 | 0 | 0 | 0 | 0.0042 | 0 | 0.00057666 | 0.00057666 | 766.6234 | 0 | 0 | 0 | 0.0042 | 0 | 0.00057666 | 0.00057666 | 1168.9747 | 0 | 0 | 0 | 0.0042 | 0 | 0 | 0.00057666 | 0.00057666 | 1095.3992
05/24 23:00:00 | 62.06 | 16.7 | 0% | 1.2726 | 47167.4189 | 1.1255 | 4.0519 | 4.3037 | 3.8734 | 0 | 0 | 0 | 384.315 | 1.2726 | 47167.4189 | 1.1255 | 4.3895 | 4.6624 | 3.963 | 0 | 0 | 0 | 375.6277 | 0 | 0 | 0 | 0 | 0 | 0 | 0 | 756.4609 | 0 | 0 | 0 | 0 | 0 | 0 | 0 | 1231.6952 | 0 | 0 | 0 | 0 | 0 | 0 | 0 | 0 | 1142.8761 | 0 | 0 | 0 | 0.0042 | 0 | 0.00057666 | 0.00057666 | 766.624 | 0 | 0 | 0 | 0.0042 | 0 | 0.00057666 | 0.00057666 | 1168.9752 | 0 | 0 | 0 | 0.0042 | 0 | 0 | 0.00057666 | 0.00057666 | 1095.3998
05/24 24:00:00 | 60.08 | 15.6 | 3.272% | 1.238 | 45882.914 | 1.1264 | 4.0549 | 4.249 | 3.8241 | 0.026433 | 0.092953 | 0.012762 | 384.3278 | 1.238 | 45882.914 | 1.1264 | 4.3928 | 4.603 | 3.9126 | 0 | 0 | 0 | 375.6277 | 1212.819 | 0.032723 | 1497.3074 | 0.0074791 | 0.029066 | 0.0010269 | 0.030093 | 756.491 | 1212.819 | 0.032723 | 1497.3074 | 0.0074791 | 0.047972 | 0.0010269 | 0.048999 | 1231.7442 | 1212.819 | 0.032723 | 1560.8996 | 0.0074791 | 0.0035342 | 0.043953 | 0.0015121 | 0.045465 | 1142.9216 | 1212.819 | 0.032723 | 1566.9496 | 0.0042 | 0.030418 | 0.00057666 | 0.030995 | 766.655 | 1212.819 | 0.032723 | 1449.0071 | 0.0042 | 0.046424 | 0.00057666 | 0.047001 | 1169.0222 | 1212.819 | 0.032723 | 1527.4798 | 0.0042 | 0.0035342 | 0.043012 | 0.0010619 | 0.044074 | 1095.4438
05/25 01:00:00 | 60.08 | 15.6 | 8.598% | 1.238 | 45882.914 | 1.1264 | 4.0549 | 4.249 | 3.8241 | 0.069454 | 0.24424 | 0.033534 | 384.3613 | 1.238 | 45882.914 | 1.1264 | 4.3928 | 4.603 | 3.9126 | 0.069454 | 0.23871 | 0.032775 | 375.6605 | 3186.7433 | 0.085981 | 3934.251 | 0.019652 | 0.076373 | 0.0026982 | 0.079071 | 756.5701 | 3186.7433 | 0.085981 | 3934.251 | 0.019652 | 0.12605 | 0.0026982 | 0.12875 | 1231.8729 | 3186.7433 | 0.085981 | 4101.3427 | 0.019652 | 0.0092864 | 0.11549 | 0.0039732 | 0.11946 | 1143.041 | 3186.7433 | 0.085981 | 4117.2394 | 0.0042 | 0.079925 | 0.00057666 | 0.080502 | 766.7355 | 3186.7433 | 0.085981 | 3807.3397 | 0.0042 | 0.12198 | 0.00057666 | 0.12256 | 1169.1448 | 3186.7433 | 0.085981 | 4013.5306 | 0.0042 | 0.0092864 | 0.11302 | 0.0018517 | 0.11487 | 1095.5587
05/25 02:00:00 | 57.02 | 13.9 | 12.98% | 1.1853 | 43931.5522 | 1.1231 | 4.0433 | 4.1622 | 3.746 | 0.10953 | 0.37646 | 0.051688 | 384.413 | 1.1853 | 43931.5522 | 1.1231 | 4.3802 | 4.5091 | 3.8327 | 0.072539 | 0.24369 | 0.033458 | 375.694 | 4811.6372 | 0.12982 | 5940.2929 | 0.029672 | 0.11531 | 0.0040739 | 0.11939 | 756.6894 | 4811.6372 | 0.12982 | 5940.2929 | 0.029672 | 0.19032 | 0.0040739 | 0.19439 | 1232.0673 | 4811.6372 | 0.12982 | 6192.5833 | 0.029672 | 0.014021 | 0.17438 | 0.0059991 | 0.18038 | 1143.2214 | 4811.6372 | 0.12982 | 6216.5856 | 0.0042 | 0.12068 | 0.00057666 | 0.12126 | 766.8567 | 4811.6372 | 0.12982 | 5748.6705 | 0.0042 | 0.18418 | 0.00057666 | 0.18476 | 1169.3295 | 4811.6372 | 0.12982 | 6059.9965 | 0.0042 | 0.014021 | 0.17064 | 0.0025018 | 0.17314 | 1095.7319
05/25 03:00:00 | 57.02 | 13.9 | 14.44% | 1.1853 | 43931.5522 | 1.1231 | 4.0433 | 4.1622 | 3.746 | 0.12184 | 0.41877 | 0.057497 | 384.4705 | 1.1853 | 43931.5522 | 1.1231 | 4.3802 | 4.5091 | 3.8327 | 0.12184 | 0.4093 | 0.056196 | 375.7502 | 5352.4485 | 0.14441 | 6607.9611 | 0.033007 | 0.12828 | 0.0045318 | 0.13281 | 756.8223 | 5352.4485 | 0.14441 | 6607.9611 | 0.033007 | 0.21171 | 0.0045318 | 0.21624 | 1232.2836 | 5352.4485 | 0.14441 | 6888.6081 | 0.033007 | 0.015597 | 0.19398 | 0.0066733 | 0.20065 | 1143.4221 | 5352.4485 | 0.14441 | 6915.3082 | 0.0042 | 0.13424 | 0.00057666 | 0.13482 | 766.9916 | 5352.4485 | 0.14441 | 6394.8011 | 0.0042 | 0.20488 | 0.00057666 | 0.20546 | 1169.535 | 5352.4485 | 0.14441 | 6741.119 | 0.0042 | 0.015597 | 0.18982 | 0.0027182 | 0.19254 | 1095.9244
05/25 04:00:00 | 57.02 | 13.9 | 15.31% | 1.1853 | 43931.5522 | 1.1231 | 4.0433 | 4.1622 | 3.746 | 0.12915 | 0.44391 | 0.060949 | 384.5314 | 1.1853 | 43931.5522 | 1.1231 | 4.3802 | 4.5091 | 3.8327 | 0.12184 | 0.4093 | 0.056196 | 375.8064 | 5673.7874 | 0.15308 | 7004.6758 | 0.034988 | 0.13598 | 0.0048039 | 0.14078 | 756.963 | 5673.7874 | 0.15308 | 7004.6758 | 0.034988 | 0.22442 | 0.0048039 | 0.22922 | 1232.5128 | 5673.7874 | 0.15308 | 7302.1717 | 0.034988 | 0.016534 | 0.20562 | 0.007074 | 0.21269 | 1143.6347 | 5673.7874 | 0.15308 | 7330.4747 | 0.0042 | 0.1423 | 0.00057666 | 0.14288 | 767.1344 | 5673.7874 | 0.15308 | 6778.7185 | 0.0042 | 0.21718 | 0.00057666 | 0.21776 | 1169.7528 | 5673.7874 | 0.15308 | 7145.828 | 0.0042 | 0.016534 | 0.20122 | 0.0028467 | 0.20407 | 1096.1285
05/25 05:00:00 | 57.02 | 13.9 | 16.06% | 1.1853 | 43931.5522 | 1.1231 | 4.0433 | 4.1622 | 3.746 | 0.13545 | 0.46558 | 0.063924 | 384.5954 | 1.1853 | 43931.5522 | 1.1231 | 4.3802 | 4.5091 | 3.8327 | 0.13545 | 0.45504 | 0.062478 | 375.8688 | 5950.7052 | 0.16055 | 7346.5496 | 0.036696 | 0.14261 | 0.0050384 | 0.14765 | 757.1107 | 5950.7052 | 0.16055 | 7346.5496 | 0.036696 | 0.23537 | 0.0050384 | 0.24041 | 1232.7532 | 5950.7052 | 0.16055 | 7658.5652 | 0.036696 | 0.017341 | 0.21566 | 0.0074192 | 0.22308 | 1143.8578 | 5950.7052 | 0.16055 | 7688.2495 | 0.0042 | 0.14925 | 0.00057666 | 0.14982 | 767.2843 | 5950.7052 | 0.16055 | 7109.5641 | 0.0042 | 0.22778 | 0.00057666 | 0.22836 | 1169.9811 | 5950.7052 | 0.16055 | 7494.5909 | 0.0042 | 0.017341 | 0.21104 | 0.0029575 | 0.214 | 1096.3425
05/25 06:00:00 | 57.02 | 13.9 | 13.63% | 1.1853 | 43931.5522 | 1.1231 | 4.0433 | 4.1622 | 3.746 | 0.11497 | 0.39517 | 0.054257 | 384.6496 | 1.1853 | 43931.5522 | 1.1231 | 4.3802 | 4.5091 | 3.8327 | 0.13545 | 0.45504 | 0.062478 | 375.9313 | 5050.8324 | 0.13628 | 6235.5955 | 0.031147 | 0.12105 | 0.0042765 | 0.12532 | 757.236 | 5050.8324 | 0.13628 | 6235.5955 | 0.031147 | 0.19978 | 0.0042765 | 0.20406 | 1232.9573 | 5050.8324 | 0.13628 | 6500.4278 | 0.031147 | 0.014718 | 0.18304 | 0.0062973 | 0.18934 | 1144.0472 | 5050.8324 | 0.13628 | 6525.6232 | 0.0042 | 0.12668 | 0.00057666 | 0.12725 | 767.4115 | 5050.8324 | 0.13628 | 6034.4473 | 0.0042 | 0.19334 | 0.00057666 | 0.19391 | 1170.175 | 5050.8324 | 0.13628 | 6361.2498 | 0.0042 | 0.014718 | 0.17913 | 0.0025975 | 0.18172 | 1096.5242
05/25 07:00:00 | 57.92 | 14.4 | 5.764% | 1.2007 | 44501.2239 | 1.1247 | 4.0487 | 4.188 | 3.7692 | 0.04801 | 0.16613 | 0.022809 | 384.6724 | 1.2007 | 44501.2239 | 1.1247 | 4.3861 | 4.537 | 3.8565 | 0.04801 | 0.16237 | 0.022293 | 375.9536 | 2136.484 | 0.057644 | 2637.6345 | 0.013175 | 0.051203 | 0.0018089 | 0.053012 | 757.289 | 2136.484 | 0.057644 | 2637.6345 | 0.013175 | 0.084506 | 0.0018089 | 0.086315 | 1233.0436 | 2136.484 | 0.057644 | 2749.6576 | 0.013175 | 0.0062258 | 0.077427 | 0.0026637 | 0.080091 | 1144.1273 | 2136.484 | 0.057644 | 2760.3152 | 0.0042 | 0.053584 | 0.00057666 | 0.054161 | 767.4657 | 2136.484 | 0.057644 | 2552.5496 | 0.0042 | 0.08178 | 0.00057666 | 0.082357 | 1170.2574 | 2136.484 | 0.057644 | 2690.7859 | 0.0042 | 0.0062258 | 0.075769 | 0.0014315 | 0.077201 | 1096.6014
05/25 08:00:00 | 62.06 | 16.7 | 1.154% | 1.2726 | 47167.4189 | 1.1255 | 4.0519 | 4.3037 | 3.8734 | 0.0090664 | 0.032358 | 0.0044428 | 384.6769 | 1.2726 | 47167.4189 | 1.1255 | 4.3895 | 4.6624 | 3.963 | 0.045296 | 0.158 | 0.021694 | 375.9753 | 427.641 | 0.011538 | 527.9519 | 0.0026371 | 0.010249 | 0.00036208 | 0.010611 | 757.2996 | 427.641 | 0.011538 | 527.9519 | 0.0026371 | 0.016915 | 0.00036208 | 0.017277 | 1233.0609 | 427.641 | 0.011538 | 550.3745 | 0.0026371 | 0.0012462 | 0.015498 | 0.00053318 | 0.016031 | 1144.1433 | 427.641 | 0.011538 | 552.5078 | 0.0042 | 0.010725 | 0.00057666 | 0.011302 | 767.477 | 427.641 | 0.011538 | 510.9212 | 0.0042 | 0.016369 | 0.00057666 | 0.016946 | 1170.2743 | 427.641 | 0.011538 | 538.5907 | 0.0042 | 0.0012462 | 0.015166 | 0.00074776 | 0.015914 | 1096.6173
05/25 09:00:00 | 62.96 | 17.2 | 0% | 1.2885 | 47756.9624 | 1.1244 | 4.0478 | 4.3283 | 3.8955 | 0 | 0 | 0 | 384.6769 | 1.2885 | 47756.9624 | 1.1244 | 4.3851 | 4.689 | 3.9857 | 0 | 0 | 0 | 375.9753 | 0 | 0 | 0 | 0 | 0 | 0 | 0 | 757.2996 | 0 | 0 | 0 | 0 | 0 | 0 | 0 | 1233.0609 | 0 | 0 | 0 | 0 | 0 | 0 | 0 | 0 | 1144.1433 | 0 | 0 | 0 | 0.0042 | 0 | 0.00057666 | 0.00057666 | 767.4776 | 0 | 0 | 0 | 0.0042 | 0 | 0.00057666 | 0.00057666 | 1170.2749 | 0 | 0 | 0 | 0.0042 | 0 | 0 | 0.00057666 | 0.00057666 | 1096.6179
05/25 10:00:00 | 66.92 | 19.4 | 0% | 1.3596 | 50393.1104 | 1.1139 | 4.01 | 4.435 | 3.9915 | 0 | 0 | 0 | 384.6769 | 1.3596 | 50393.1104 | 1.1139 | 4.3441 | 4.8046 | 4.0839 | 0 | 0 | 0 | 375.9753 | 0 | 0 | 0 | 0 | 0 | 0 | 0 | 757.2996 | 0 | 0 | 0 | 0 | 0 | 0 | 0 | 1233.0609 | 0 | 0 | 0 | 0 | 0 | 0 | 0 | 0 | 1144.1433 | 0 | 0 | 0 | 0.0042 | 0 | 0.00057666 | 0.00057666 | 767.4781 | 0 | 0 | 0 | 0.0042 | 0 | 0.00057666 | 0.00057666 | 1170.2755 | 0 | 0 | 0 | 0.0042 | 0 | 0 | 0.00057666 | 0.00057666 | 1096.6184
05/25 11:00:00 | 69.98 | 21.1 | 0% | 1.4159 | 52477.1875 | 1.0999 | 3.9595 | 4.5163 | 4.0647 | 0 | 0 | 0 | 384.6769 | 1.4159 | 52477.1875 | 1.0999 | 4.2895 | 4.8927 | 4.1588 | 0 | 0 | 0 | 375.9753 | 0 | 0 | 0 | 0 | 0 | 0 | 0 | 757.2996 | 0 | 0 | 0 | 0 | 0 | 0 | 0 | 1233.0609 | 0 | 0 | 0 | 0 | 0 | 0 | 0 | 0 | 1144.1433 | 0 | 0 | 0 | 0.0042 | 0 | 0.00057666 | 0.00057666 | 767.4787 | 0 | 0 | 0 | 0.0042 | 0 | 0.00057666 | 0.00057666 | 1170.2761 | 0 | 0 | 0 | 0.0042 | 0 | 0 | 0.00057666 | 0.00057666 | 1096.619
05/25 12:00:00 | 69.98 | 21.1 | 0% | 1.4159 | 52477.1875 | 1.0999 | 3.9595 | 4.5163 | 4.0647 | 0 | 0 | 0 | 384.6769 | 1.4159 | 52477.1875 | 1.0999 | 4.2895 | 4.8927 | 4.1588 | 0 | 0 | 0 | 375.9753 | 0 | 0 | 0 | 0 | 0 | 0 | 0 | 757.2996 | 0 | 0 | 0 | 0 | 0 | 0 | 0 | 1233.0609 | 0 | 0 | 0 | 0 | 0 | 0 | 0 | 0 | 1144.1433 | 0 | 0 | 0 | 0.0042 | 0 | 0.00057666 | 0.00057666 | 767.4793 | 0 | 0 | 0 | 0.0042 | 0 | 0.00057666 | 0.00057666 | 1170.2766 | 0 | 0 | 0 | 0.0042 | 0 | 0 | 0.00057666 | 0.00057666 | 1096.6196
05/25 13:00:00 | 69.98 | 21.1 | 0% | 1.4159 | 52477.1875 | 1.0999 | 3.9595 | 4.5163 | 4.0647 | 0 | 0 | 0 | 384.6769 | 1.4159 | 52477.1875 | 1.0999 | 4.2895 | 4.8927 | 4.1588 | 0 | 0 | 0 | 375.9753 | 0 | 0 | 0 | 0 | 0 | 0 | 0 | 757.2996 | 0 | 0 | 0 | 0 | 0 | 0 | 0 | 1233.0609 | 0 | 0 | 0 | 0 | 0 | 0 | 0 | 0 | 1144.1433 | 0 | 0 | 0 | 0.0042 | 0 | 0.00057666 | 0.00057666 | 767.4799 | 0 | 0 | 0 | 0.0042 | 0 | 0.00057666 | 0.00057666 | 1170.2772 | 0 | 0 | 0 | 0.0042 | 0 | 0 | 0.00057666 | 0.00057666 | 1096.6202
05/25 14:00:00 | 73.04 | 22.8 | 0% | 1.4732 | 54602.2855 | 1.0811 | 3.892 | 4.5976 | 4.1378 | 0 | 0 | 0 | 384.6769 | 1.4732 | 54602.2855 | 1.0811 | 4.2164 | 4.9807 | 4.2336 | 0 | 0 | 0 | 375.9753 | 0 | 0 | 0 | 0 | 0 | 0 | 0 | 757.2996 | 0 | 0 | 0 | 0 | 0 | 0 | 0 | 1233.0609 | 0 | 0 | 0 | 0 | 0 | 0 | 0 | 0 | 1144.1433 | 0 | 0 | 0 | 0.0042 | 0 | 0.00057666 | 0.00057666 | 767.4804 | 0 | 0 | 0 | 0.0042 | 0 | 0.00057666 | 0.00057666 | 1170.2778 | 0 | 0 | 0 | 0.0042 | 0 | 0 | 0.00057666 | 0.00057666 | 1096.6208
05/25 15:00:00 | 73.94 | 23.3 | 0% | 1.4903 | 55235.1212 | 1.0748 | 3.8692 | 4.6215 | 4.1594 | 0 | 0 | 0 | 384.6769 | 1.4903 | 55235.1212 | 1.0748 | 4.1916 | 5.0067 | 4.2557 | 0 | 0 | 0 | 375.9753 | 0 | 0 | 0 | 0 | 0 | 0 | 0 | 757.2996 | 0 | 0 | 0 | 0 | 0 | 0 | 0 | 1233.0609 | 0 | 0 | 0 | 0 | 0 | 0 | 0 | 0 | 1144.1433 | 0 | 0 | 0 | 0.0042 | 0 | 0.00057666 | 0.00057666 | 767.481 | 0 | 0 | 0 | 0.0042 | 0 | 0.00057666 | 0.00057666 | 1170.2784 | 0 | 0 | 0 | 0.0042 | 0 | 0 | 0.00057666 | 0.00057666 | 1096.6213
05/25 16:00:00 | 73.04 | 22.8 | 0% | 1.4732 | 54602.2855 | 1.0811 | 3.892 | 4.5976 | 4.1378 | 0 | 0 | 0 | 384.6769 | 1.4732 | 54602.2855 | 1.0811 | 4.2164 | 4.9807 | 4.2336 | 0 | 0 | 0 | 375.9753 | 0 | 0 | 0 | 0 | 0 | 0 | 0 | 757.2996 | 0 | 0 | 0 | 0 | 0 | 0 | 0 | 1233.0609 | 0 | 0 | 0 | 0 | 0 | 0 | 0 | 0 | 1144.1433 | 0 | 0 | 0 | 0.0042 | 0 | 0.00057666 | 0.00057666 | 767.4816 | 0 | 0 | 0 | 0.0042 | 0 | 0.00057666 | 0.00057666 | 1170.2789 | 0 | 0 | 0 | 0.0042 | 0 | 0 | 0.00057666 | 0.00057666 | 1096.6219
05/25 17:00:00 | 73.04 | 22.8 | 0% | 1.4732 | 54602.2855 | 1.0811 | 3.892 | 4.5976 | 4.1378 | 0 | 0 | 0 | 384.6769 | 1.4732 | 54602.2855 | 1.0811 | 4.2164 | 4.9807 | 4.2336 | 0 | 0 | 0 | 375.9753 | 0 | 0 | 0 | 0 | 0 | 0 | 0 | 757.2996 | 0 | 0 | 0 | 0 | 0 | 0 | 0 | 1233.0609 | 0 | 0 | 0 | 0 | 0 | 0 | 0 | 0 | 1144.1433 | 0 | 0 | 0 | 0.0042 | 0 | 0.00057666 | 0.00057666 | 767.4822 | 0 | 0 | 0 | 0.0042 | 0 | 0.00057666 | 0.00057666 | 1170.2795 | 0 | 0 | 0 | 0.0042 | 0 | 0 | 0.00057666 | 0.00057666 | 1096.6225
05/25 18:00:00 | 71.06 | 21.7 | 0% | 1.436 | 53222.538 | 1.0938 | 3.9376 | 4.545 | 4.0905 | 0 | 0 | 0 | 384.6769 | 1.436 | 53222.538 | 1.0938 | 4.2657 | 4.9237 | 4.1852 | 0 | 0 | 0 | 375.9753 | 0 | 0 | 0 | 0 | 0 | 0 | 0 | 757.2996 | 0 | 0 | 0 | 0 | 0 | 0 | 0 | 1233.0609 | 0 | 0 | 0 | 0 | 0 | 0 | 0 | 0 | 1144.1433 | 0 | 0 | 0 | 0.0042 | 0 | 0.00057666 | 0.00057666 | 767.4828 | 0 | 0 | 0 | 0.0042 | 0 | 0.00057666 | 0.00057666 | 1170.2801 | 0 | 0 | 0 | 0.0042 | 0 | 0 | 0.00057666 | 0.00057666 | 1096.6231
05/25 19:00:00 | 71.06 | 21.7 | 0% | 1.436 | 53222.538 | 1.0938 | 3.9376 | 4.545 | 4.0905 | 0 | 0 | 0 | 384.6769 | 1.436 | 53222.538 | 1.0938 | 4.2657 | 4.9237 | 4.1852 | 0 | 0 | 0 | 375.9753 | 0 | 0 | 0 | 0 | 0 | 0 | 0 | 757.2996 | 0 | 0 | 0 | 0 | 0 | 0 | 0 | 1233.0609 | 0 | 0 | 0 | 0 | 0 | 0 | 0 | 0 | 1144.1433 | 0 | 0 | 0 | 0.0042 | 0 | 0.00057666 | 0.00057666 | 767.4833 | 0 | 0 | 0 | 0.0042 | 0 | 0.00057666 | 0.00057666 | 1170.2807 | 0 | 0 | 0 | 0.0042 | 0 | 0 | 0.00057666 | 0.00057666 | 1096.6236
05/25 20:00:00 | 60.98 | 16.1 | 0% | 1.2536 | 46464.6508 | 1.1263 | 4.0545 | 4.274 | 3.8466 | 0 | 0 | 0 | 384.6769 | 1.2536 | 46464.6508 | 1.1263 | 4.3924 | 4.6301 | 3.9356 | 0 | 0 | 0 | 375.9753 | 0 | 0 | 0 | 0 | 0 | 0 | 0 | 757.2996 | 0 | 0 | 0 | 0 | 0 | 0 | 0 | 1233.0609 | 0 | 0 | 0 | 0 | 0 | 0 | 0 | 0 | 1144.1433 | 0 | 0 | 0 | 0.0042 | 0 | 0.00057666 | 0.00057666 | 767.4839 | 0 | 0 | 0 | 0.0042 | 0 | 0.00057666 | 0.00057666 | 1170.2813 | 0 | 0 | 0 | 0.0042 | 0 | 0 | 0.00057666 | 0.00057666 | 1096.6242
05/25 21:00:00 | 60.08 | 15.6 | 0% | 1.238 | 45882.914 | 1.1264 | 4.0549 | 4.249 | 3.8241 | 0 | 0 | 0 | 384.6769 | 1.238 | 45882.914 | 1.1264 | 4.3928 | 4.603 | 3.9126 | 0 | 0 | 0 | 375.9753 | 0 | 0 | 0 | 0 | 0 | 0 | 0 | 757.2996 | 0 | 0 | 0 | 0 | 0 | 0 | 0 | 1233.0609 | 0 | 0 | 0 | 0 | 0 | 0 | 0 | 0 | 1144.1433 | 0 | 0 | 0 | 0.0042 | 0 | 0.00057666 | 0.00057666 | 767.4845 | 0 | 0 | 0 | 0.0042 | 0 | 0.00057666 | 0.00057666 | 1170.2818 | 0 | 0 | 0 | 0.0042 | 0 | 0 | 0.00057666 | 0.00057666 | 1096.6248
05/25 22:00:00 | 57.92 | 14.4 | 0% | 1.2007 | 44501.2239 | 1.1247 | 4.0487 | 4.188 | 3.7692 | 0 | 0 | 0 | 384.6769 | 1.2007 | 44501.2239 | 1.1247 | 4.3861 | 4.537 | 3.8565 | 0 | 0 | 0 | 375.9753 | 0 | 0 | 0 | 0 | 0 | 0 | 0 | 757.2996 | 0 | 0 | 0 | 0 | 0 | 0 | 0 | 1233.0609 | 0 | 0 | 0 | 0 | 0 | 0 | 0 | 0 | 1144.1433 | 0 | 0 | 0 | 0.0042 | 0 | 0.00057666 | 0.00057666 | 767.4851 | 0 | 0 | 0 | 0.0042 | 0 | 0.00057666 | 0.00057666 | 1170.2824 | 0 | 0 | 0 | 0.0042 | 0 | 0 | 0.00057666 | 0.00057666 | 1096.6254
05/25 23:00:00 | 55.94 | 13.3 | 4.353% | 1.167 | 43252.6302 | 1.1207 | 4.0346 | 4.1309 | 3.7178 | 0.037303 | 0.12719 | 0.017464 | 384.6943 | 1.167 | 43252.6302 | 1.1207 | 4.3708 | 4.4751 | 3.8039 | 0.037303 | 0.12432 | 0.017069 | 375.9924 | 1613.4705 | 0.043533 | 1991.9389 | 0.0099497 | 0.038668 | 0.0013661 | 0.040034 | 757.3397 | 1613.4705 | 0.043533 | 1991.9389 | 0.0099497 | 0.063819 | 0.0013661 | 0.065185 | 1233.126 | 1613.4705 | 0.043533 | 2076.5386 | 0.0099497 | 0.0047018 | 0.058473 | 0.0020116 | 0.060485 | 1144.2038 | 1613.4705 | 0.043533 | 2084.5872 | 0.0042 | 0.040467 | 0.00057666 | 0.041043 | 767.5261 | 1613.4705 | 0.043533 | 1927.6828 | 0.0042 | 0.06176 | 0.00057666 | 0.062337 | 1170.3447 | 1613.4705 | 0.043533 | 2032.0787 | 0.0042 | 0.0047018 | 0.057221 | 0.0012222 | 0.058443 | 1096.6838
05/25 24:00:00 | 55.04 | 12.8 | 10.94% | 1.1518 | 42690.7653 | 1.1182 | 4.0255 | 4.1045 | 3.694 | 0.094944 | 0.32158 | 0.044153 | 384.7385 | 1.1518 | 42690.7653 | 1.1182 | 4.3609 | 4.4465 | 3.7795 | 0.037794 | 0.12512 | 0.017178 | 376.0095 | 4053.2117 | 0.10936 | 5003.965 | 0.024995 | 0.097139 | 0.0034318 | 0.10057 | 757.4402 | 4053.2117 | 0.10936 | 5003.965 | 0.024995 | 0.16032 | 0.0034318 | 0.16375 | 1233.2898 | 4053.2117 | 0.10936 | 5216.4886 | 0.024995 | 0.011811 | 0.14689 | 0.0050535 | 0.15194 | 1144.3557 | 4053.2117 | 0.10936 | 5236.7076 | 0.0042 | 0.10166 | 0.00057666 | 0.10223 | 767.6283 | 4053.2117 | 0.10936 | 4842.5468 | 0.0042 | 0.15515 | 0.00057666 | 0.15573 | 1170.5005 | 4053.2117 | 0.10936 | 5104.8006 | 0.0042 | 0.011811 | 0.14375 | 0.0021984 | 0.14594 | 1096.8298
05/26 01:00:00 | 55.04 | 12.8 | 16.03% | 1.1518 | 42690.7653 | 1.1182 | 4.0255 | 4.1045 | 3.694 | 0.13916 | 0.47135 | 0.064716 | 384.8032 | 1.1518 | 42690.7653 | 1.1182 | 4.3609 | 4.4465 | 3.7795 | 0.13916 | 0.46068 | 0.063252 | 376.0728 | 5940.8694 | 0.16029 | 7334.4066 | 0.036635 | 0.14238 | 0.00503 | 0.14741 | 757.5876 | 5940.8694 | 0.16029 | 7334.4066 | 0.036635 | 0.23498 | 0.00503 | 0.24001 | 1233.5298 | 5940.8694 | 0.16029 | 7645.9065 | 0.036635 | 0.017312 | 0.2153 | 0.007407 | 0.22271 | 1144.5784 | 5940.8694 | 0.16029 | 7675.5418 | 0.0042 | 0.149 | 0.00057666 | 0.14958 | 767.7779 | 5940.8694 | 0.16029 | 7097.8129 | 0.0042 | 0.2274 | 0.00057666 | 0.22798 | 1170.7285 | 5940.8694 | 0.16029 | 7482.2033 | 0.0042 | 0.017312 | 0.21069 | 0.0029536 | 0.21364 | 1097.0434
05/26 02:00:00 | 51.98 | 11.1 | 21.35% | 1.101 | 40806.9675 | 1.1062 | 3.9825 | 4.0124 | 3.6112 | 0.19387 | 0.64209 | 0.088159 | 384.8914 | 1.101 | 40806.9675 | 1.1062 | 4.3143 | 4.3468 | 3.6948 | 0.14558 | 0.47125 | 0.064703 | 376.1375 | 7911.4104 | 0.21346 | 9767.1733 | 0.048787 | 0.1896 | 0.0066985 | 0.1963 | 757.7839 | 7911.4104 | 0.21346 | 9767.1733 | 0.048787 | 0.31293 | 0.0066985 | 0.31963 | 1233.8494 | 7911.4104 | 0.21346 | 10181.9954 | 0.048787 | 0.023054 | 0.28671 | 0.0098638 | 0.29658 | 1144.875 | 7911.4104 | 0.21346 | 10221.4605 | 0.0042 | 0.19842 | 0.00057666 | 0.199 | 767.9769 | 7911.4104 | 0.21346 | 9452.1032 | 0.0042 | 0.30283 | 0.00057666 | 0.30341 | 1171.0319 | 7911.4104 | 0.21346 | 9963.993 | 0.0042 | 0.023054 | 0.28057 | 0.003742 | 0.28432 | 1097.3277
05/26 03:00:00 | 53.06 | 11.7 | 24.38% | 1.1188 | 41467.1533 | 1.111 | 3.9997 | 4.0453 | 3.6408 | 0.21787 | 0.72729 | 0.099856 | 384.9912 | 1.1188 | 41467.1533 | 1.111 | 4.333 | 4.3824 | 3.7251 | 0.21787 | 0.71083 | 0.097597 | 376.2351 | 9034.6248 | 0.24376 | 11153.8577 | 0.055714 | 0.21652 | 0.0076495 | 0.22417 | 758.0081 | 9034.6248 | 0.24376 | 11153.8577 | 0.055714 | 0.35735 | 0.0076495 | 0.365 | 1234.2144 | 9034.6248 | 0.24376 | 11627.5737 | 0.055714 | 0.026327 | 0.32742 | 0.011264 | 0.33868 | 1145.2137 | 9034.6248 | 0.24376 | 11672.6418 | 0.0042 | 0.22659 | 0.00057666 | 0.22717 | 768.2041 | 9034.6248 | 0.24376 | 10794.0559 | 0.0042 | 0.34583 | 0.00057666 | 0.3464 | 1171.3783 | 9034.6248 | 0.24376 | 11378.6206 | 0.0042 | 0.026327 | 0.32041 | 0.0041914 | 0.3246 | 1097.6523
05/26 04:00:00 | 51.08 | 10.6 | 27.39% | 1.0863 | 40260.7161 | 1.1018 | 3.9664 | 3.9846 | 3.5861 | 0.25212 | 0.82958 | 0.1139 | 385.1051 | 1.0863 | 40260.7161 | 1.1018 | 4.2969 | 4.3166 | 3.6692 | 0.2244 | 0.72166 | 0.099085 | 376.3342 | 10150.6846 | 0.27387 | 12531.7094 | 0.062596 | 0.24327 | 0.0085944 | 0.25186 | 758.26 | 10150.6846 | 0.27387 | 12531.7094 | 0.062596 | 0.4015 | 0.0085944 | 0.41009 | 1234.6245 | 10150.6846 | 0.27387 | 13063.9442 | 0.062596 | 0.02958 | 0.36787 | 0.012656 | 0.38052 | 1145.5942 | 10150.6846 | 0.27387 | 13114.5796 | 0.0042 | 0.25458 | 0.00057666 | 0.25516 | 768.4592 | 10150.6846 | 0.27387 | 12127.4607 | 0.0042 | 0.38855 | 0.00057666 | 0.38912 | 1171.7674 | 10150.6846 | 0.27387 | 12784.2376 | 0.0042 | 0.02958 | 0.35999 | 0.004638 | 0.36463 | 1098.0169
05/26 05:00:00 | 51.08 | 10.6 | 29% | 1.0863 | 40260.7161 | 1.1018 | 3.9664 | 3.9846 | 3.5861 | 0.26695 | 0.87835 | 0.1206 | 385.2257 | 1.0863 | 40260.7161 | 1.1018 | 4.2969 | 4.3166 | 3.6692 | 0.26695 | 0.85848 | 0.11787 | 376.452 | 10747.4363 | 0.28997 | 13268.4399 | 0.066276 | 0.25757 | 0.0090997 | 0.26667 | 758.5267 | 10747.4363 | 0.28997 | 13268.4399 | 0.066276 | 0.4251 | 0.0090997 | 0.4342 | 1235.0587 | 10747.4363 | 0.28997 | 13831.9644 | 0.066276 | 0.031319 | 0.38949 | 0.0134 | 0.40289 | 1145.9971 | 10747.4363 | 0.28997 | 13885.5766 | 0.0042 | 0.26955 | 0.00057666 | 0.27013 | 768.7294 | 10747.4363 | 0.28997 | 12840.4257 | 0.0042 | 0.41139 | 0.00057666 | 0.41197 | 1172.1794 | 10747.4363 | 0.28997 | 13535.814 | 0.0042 | 0.031319 | 0.38115 | 0.0048767 | 0.38603 | 1098.403
05/26 06:00:00 | 55.94 | 13.3 | 21.53% | 1.167 | 43252.6302 | 1.1207 | 4.0346 | 4.1309 | 3.7178 | 0.18447 | 0.629 | 0.086362 | 385.3121 | 1.167 | 43252.6302 | 1.1207 | 4.3708 | 4.4751 | 3.8039 | 0.24848 | 0.82808 | 0.11369 | 376.5657 | 7978.9935 | 0.21528 | 9850.6093 | 0.049204 | 0.19122 | 0.0067557 | 0.19798 | 758.7246 | 7978.9935 | 0.21528 | 9850.6093 | 0.049204 | 0.3156 | 0.0067557 | 0.32236 | 1235.3811 | 7978.9935 | 0.21528 | 10268.9749 | 0.049204 | 0.023251 | 0.28916 | 0.0099481 | 0.29911 | 1146.2962 | 7978.9935 | 0.21528 | 10308.7772 | 0.0042 | 0.20012 | 0.00057666 | 0.20069 | 768.9301 | 7978.9935 | 0.21528 | 9532.8477 | 0.0042 | 0.30542 | 0.00057666 | 0.306 | 1172.4854 | 7978.9935 | 0.21528 | 10049.1102 | 0.0042 | 0.023251 | 0.28297 | 0.0037691 | 0.28674 | 1098.6897
05/26 07:00:00 | 55.94 | 13.3 | 4.811% | 1.167 | 43252.6302 | 1.1207 | 4.0346 | 4.1309 | 3.7178 | 0.041226 | 0.14057 | 0.0193 | 385.3314 | 1.167 | 43252.6302 | 1.1207 | 4.3708 | 4.4751 | 3.8039 | 0.041226 | 0.13739 | 0.018864 | 376.5846 | 1783.1504 | 0.048111 | 2201.4203 | 0.010996 | 0.042735 | 0.0015098 | 0.044244 | 758.7689 | 1783.1504 | 0.048111 | 2201.4203 | 0.010996 | 0.070531 | 0.0015098 | 0.07204 | 1235.4531 | 1783.1504 | 0.048111 | 2294.9169 | 0.010996 | 0.0051962 | 0.064622 | 0.0022232 | 0.066845 | 1146.3631 | 1783.1504 | 0.048111 | 2303.8119 | 0.0042 | 0.044722 | 0.00057666 | 0.045299 | 768.9754 | 1783.1504 | 0.048111 | 2130.4067 | 0.0042 | 0.068255 | 0.00057666 | 0.068832 | 1172.5542 | 1783.1504 | 0.048111 | 2245.7814 | 0.0042 | 0.0051962 | 0.063239 | 0.0012901 | 0.064529 | 1098.7542
05/26 08:00:00 | 66.02 | 18.9 | 0% | 1.3433 | 49787.9534 | 1.117 | 4.0213 | 4.4109 | 3.9698 | 0 | 0 | 0 | 385.3314 | 1.3433 | 49787.9534 | 1.117 | 4.3565 | 4.7785 | 4.0617 | 0.035815 | 0.12867 | 0.017666 | 376.6023 | 0 | 0 | 0 | 0 | 0 | 0 | 0 | 758.7689 | 0 | 0 | 0 | 0 | 0 | 0 | 0 | 1235.4531 | 0 | 0 | 0 | 0 | 0 | 0 | 0 | 0 | 1146.3631 | 0 | 0 | 0 | 0.0042 | 0 | 0.00057666 | 0.00057666 | 768.9759 | 0 | 0 | 0 | 0.0042 | 0 | 0.00057666 | 0.00057666 | 1172.5548 | 0 | 0 | 0 | 0.0042 | 0 | 0 | 0.00057666 | 0.00057666 | 1098.7548
05/26 09:00:00 | 71.96 | 22.2 | 0% | 1.4528 | 53847.5669 | 1.0882 | 3.9177 | 4.5689 | 4.112 | 0 | 0 | 0 | 385.3314 | 1.4528 | 53847.5669 | 1.0882 | 4.2442 | 4.9496 | 4.2072 | 0 | 0 | 0 | 376.6023 | 0 | 0 | 0 | 0 | 0 | 0 | 0 | 758.7689 | 0 | 0 | 0 | 0 | 0 | 0 | 0 | 1235.4531 | 0 | 0 | 0 | 0 | 0 | 0 | 0 | 0 | 1146.3631 | 0 | 0 | 0 | 0.0042 | 0 | 0.00057666 | 0.00057666 | 768.9765 | 0 | 0 | 0 | 0.0042 | 0 | 0.00057666 | 0.00057666 | 1172.5553 | 0 | 0 | 0 | 0.0042 | 0 | 0 | 0.00057666 | 0.00057666 | 1098.7554
05/26 10:00:00 | 75.02 | 23.9 | 0% | 1.5109 | 55999.208 | 1.0667 | 3.8401 | 4.6504 | 4.1853 | 0 | 0 | 0 | 385.3314 | 1.5109 | 55999.208 | 1.0667 | 4.1602 | 5.0379 | 4.2822 | 0 | 0 | 0 | 376.6023 | 0 | 0 | 0 | 0 | 0 | 0 | 0 | 758.7689 | 0 | 0 | 0 | 0 | 0 | 0 | 0 | 1235.4531 | 0 | 0 | 0 | 0 | 0 | 0 | 0 | 0 | 1146.3631 | 0 | 0 | 0 | 0.0042 | 0 | 0.00057666 | 0.00057666 | 768.9771 | 0 | 0 | 0 | 0.0042 | 0 | 0.00057666 | 0.00057666 | 1172.5559 | 0 | 0 | 0 | 0.0042 | 0 | 0 | 0.00057666 | 0.00057666 | 1098.756
05/26 11:00:00 | 78.08 | 25.6 | 0% | 1.5701 | 58191.8702 | 1.0413 | 3.7487 | 4.7329 | 4.2596 | 0 | 0 | 0 | 385.3314 | 1.5701 | 58191.8702 | 1.0413 | 4.0611 | 5.1273 | 4.3582 | 0 | 0 | 0 | 376.6023 | 0 | 0 | 0 | 0 | 0 | 0 | 0 | 758.7689 | 0 | 0 | 0 | 0 | 0 | 0 | 0 | 1235.4531 | 0 | 0 | 0 | 0 | 0 | 0 | 0 | 0 | 1146.3631 | 0 | 0 | 0 | 0.0042 | 0 | 0.00057666 | 0.00057666 | 768.9777 | 0 | 0 | 0 | 0.0042 | 0 | 0.00057666 | 0.00057666 | 1172.5565 | 0 | 0 | 0 | 0.0042 | 0 | 0 | 0.00057666 | 0.00057666 | 1098.7565
05/26 12:00:00 | 80.96 | 27.2 | 0% | 1.6267 | 60293.0247 | 1.0144 | 3.6518 | 4.8119 | 4.3307 | 0 | 0 | 0 | 385.3314 | 1.6267 | 60293.0247 | 1.0144 | 3.9561 | 5.2129 | 4.4309 | 0 | 0 | 0 | 376.6023 | 0 | 0 | 0 | 0 | 0 | 0 | 0 | 758.7689 | 0 | 0 | 0 | 0 | 0 | 0 | 0 | 1235.4531 | 0 | 0 | 0 | 0 | 0 | 0 | 0 | 0 | 1146.3631 | 0 | 0 | 0 | 0.0042 | 0 | 0.00057666 | 0.00057666 | 768.9782 | 0 | 0 | 0 | 0.0042 | 0 | 0.00057666 | 0.00057666 | 1172.5571 | 0 | 0 | 0 | 0.0042 | 0 | 0 | 0.00057666 | 0.00057666 | 1098.7571
05/26 13:00:00 | 80.96 | 27.2 | 0% | 1.6267 | 60293.0247 | 1.0144 | 3.6518 | 4.8119 | 4.3307 | 0 | 0 | 0 | 385.3314 | 1.6267 | 60293.0247 | 1.0144 | 3.9561 | 5.2129 | 4.4309 | 0 | 0 | 0 | 376.6023 | 0 | 0 | 0 | 0 | 0 | 0 | 0 | 758.7689 | 0 | 0 | 0 | 0 | 0 | 0 | 0 | 1235.4531 | 0 | 0 | 0 | 0 | 0 | 0 | 0 | 0 | 1146.3631 | 0 | 0 | 0 | 0.0042 | 0 | 0.00057666 | 0.00057666 | 768.9788 | 0 | 0 | 0 | 0.0042 | 0 | 0.00057666 | 0.00057666 | 1172.5576 | 0 | 0 | 0 | 0.0042 | 0 | 0 | 0.00057666 | 0.00057666 | 1098.7577
05/26 14:00:00 | 82.04 | 27.8 | 0% | 1.6483 | 61090.3258 | 1.0036 | 3.6131 | 4.8419 | 4.3578 | 0 | 0 | 0 | 385.3314 | 1.6483 | 61090.3258 | 1.0036 | 3.9142 | 5.2454 | 4.4586 | 0 | 0 | 0 | 376.6023 | 0 | 0 | 0 | 0 | 0 | 0 | 0 | 758.7689 | 0 | 0 | 0 | 0 | 0 | 0 | 0 | 1235.4531 | 0 | 0 | 0 | 0 | 0 | 0 | 0 | 0 | 1146.3631 | 0 | 0 | 0 | 0.0042 | 0 | 0.00057666 | 0.00057666 | 768.9794 | 0 | 0 | 0 | 0.0042 | 0 | 0.00057666 | 0.00057666 | 1172.5582 | 0 | 0 | 0 | 0.0042 | 0 | 0 | 0.00057666 | 0.00057666 | 1098.7583
05/26 15:00:00 | 82.94 | 28.3 | 0% | 1.6663 | 61758.6468 | 0.99447 | 3.5801 | 4.8672 | 4.3805 | 0 | 0 | 0 | 385.3314 | 1.6663 | 61758.6468 | 0.99447 | 3.8784 | 5.2728 | 4.4819 | 0 | 0 | 0 | 376.6023 | 0 | 0 | 0 | 0 | 0 | 0 | 0 | 758.7689 | 0 | 0 | 0 | 0 | 0 | 0 | 0 | 1235.4531 | 0 | 0 | 0 | 0 | 0 | 0 | 0 | 0 | 1146.3631 | 0 | 0 | 0 | 0.0042 | 0 | 0.00057666 | 0.00057666 | 768.98 | 0 | 0 | 0 | 0.0042 | 0 | 0.00057666 | 0.00057666 | 1172.5588 | 0 | 0 | 0 | 0.0042 | 0 | 0 | 0.00057666 | 0.00057666 | 1098.7589
05/26 16:00:00 | 84.02 | 28.9 | 0% | 1.6881 | 62565.316 | 0.9832 | 3.5395 | 4.8978 | 4.408 | 0 | 0 | 0 | 385.3314 | 1.6881 | 62565.316 | 0.9832 | 3.8345 | 5.3059 | 4.51 | 0 | 0 | 0 | 376.6023 | 0 | 0 | 0 | 0 | 0 | 0 | 0 | 758.7689 | 0 | 0 | 0 | 0 | 0 | 0 | 0 | 1235.4531 | 0 | 0 | 0 | 0 | 0 | 0 | 0 | 0 | 1146.3631 | 0 | 0 | 0 | 0.0042 | 0 | 0.00057666 | 0.00057666 | 768.9806 | 0 | 0 | 0 | 0.0042 | 0 | 0.00057666 | 0.00057666 | 1172.5594 | 0 | 0 | 0 | 0.0042 | 0 | 0 | 0.00057666 | 0.00057666 | 1098.7594
05/26 17:00:00 | 82.94 | 28.3 | 0% | 1.6663 | 61758.6468 | 0.99447 | 3.5801 | 4.8672 | 4.3805 | 0 | 0 | 0 | 385.3314 | 1.6663 | 61758.6468 | 0.99447 | 3.8784 | 5.2728 | 4.4819 | 0 | 0 | 0 | 376.6023 | 0 | 0 | 0 | 0 | 0 | 0 | 0 | 758.7689 | 0 | 0 | 0 | 0 | 0 | 0 | 0 | 1235.4531 | 0 | 0 | 0 | 0 | 0 | 0 | 0 | 0 | 1146.3631 | 0 | 0 | 0 | 0.0042 | 0 | 0.00057666 | 0.00057666 | 768.9811 | 0 | 0 | 0 | 0.0042 | 0 | 0.00057666 | 0.00057666 | 1172.56 | 0 | 0 | 0 | 0.0042 | 0 | 0 | 0.00057666 | 0.00057666 | 1098.76
05/26 18:00:00 | 80.96 | 27.2 | 0% | 1.6267 | 60293.0247 | 1.0144 | 3.6518 | 4.8119 | 4.3307 | 0 | 0 | 0 | 385.3314 | 1.6267 | 60293.0247 | 1.0144 | 3.9561 | 5.2129 | 4.4309 | 0 | 0 | 0 | 376.6023 | 0 | 0 | 0 | 0 | 0 | 0 | 0 | 758.7689 | 0 | 0 | 0 | 0 | 0 | 0 | 0 | 1235.4531 | 0 | 0 | 0 | 0 | 0 | 0 | 0 | 0 | 1146.3631 | 0 | 0 | 0 | 0.0042 | 0 | 0.00057666 | 0.00057666 | 768.9817 | 0 | 0 | 0 | 0.0042 | 0 | 0.00057666 | 0.00057666 | 1172.5605 | 0 | 0 | 0 | 0.0042 | 0 | 0 | 0.00057666 | 0.00057666 | 1098.7606
05/26 19:00:00 | 80.96 | 27.2 | 0% | 1.6267 | 60293.0247 | 1.0144 | 3.6518 | 4.8119 | 4.3307 | 0 | 0 | 0 | 385.3314 | 1.6267 | 60293.0247 | 1.0144 | 3.9561 | 5.2129 | 4.4309 | 0 | 0 | 0 | 376.6023 | 0 | 0 | 0 | 0 | 0 | 0 | 0 | 758.7689 | 0 | 0 | 0 | 0 | 0 | 0 | 0 | 1235.4531 | 0 | 0 | 0 | 0 | 0 | 0 | 0 | 0 | 1146.3631 | 0 | 0 | 0 | 0.0042 | 0 | 0.00057666 | 0.00057666 | 768.9823 | 0 | 0 | 0 | 0.0042 | 0 | 0.00057666 | 0.00057666 | 1172.5611 | 0 | 0 | 0 | 0.0042 | 0 | 0 | 0.00057666 | 0.00057666 | 1098.7612
05/26 20:00:00 | 71.96 | 22.2 | 0% | 1.4528 | 53847.5669 | 1.0882 | 3.9177 | 4.5689 | 4.112 | 0 | 0 | 0 | 385.3314 | 1.4528 | 53847.5669 | 1.0882 | 4.2442 | 4.9496 | 4.2072 | 0 | 0 | 0 | 376.6023 | 0 | 0 | 0 | 0 | 0 | 0 | 0 | 758.7689 | 0 | 0 | 0 | 0 | 0 | 0 | 0 | 1235.4531 | 0 | 0 | 0 | 0 | 0 | 0 | 0 | 0 | 1146.3631 | 0 | 0 | 0 | 0.0042 | 0 | 0.00057666 | 0.00057666 | 768.9829 | 0 | 0 | 0 | 0.0042 | 0 | 0.00057666 | 0.00057666 | 1172.5617 | 0 | 0 | 0 | 0.0042 | 0 | 0 | 0.00057666 | 0.00057666 | 1098.7617
05/26 21:00:00 | 69.08 | 20.6 | 0% | 1.3992 | 51859.9654 | 1.1045 | 3.9762 | 4.4925 | 4.0432 | 0 | 0 | 0 | 385.3314 | 1.3992 | 51859.9654 | 1.1045 | 4.3075 | 4.8668 | 4.1368 | 0 | 0 | 0 | 376.6023 | 0 | 0 | 0 | 0 | 0 | 0 | 0 | 758.7689 | 0 | 0 | 0 | 0 | 0 | 0 | 0 | 1235.4531 | 0 | 0 | 0 | 0 | 0 | 0 | 0 | 0 | 1146.3631 | 0 | 0 | 0 | 0.0042 | 0 | 0.00057666 | 0.00057666 | 768.9834 | 0 | 0 | 0 | 0.0042 | 0 | 0.00057666 | 0.00057666 | 1172.5623 | 0 | 0 | 0 | 0.0042 | 0 | 0 | 0.00057666 | 0.00057666 | 1098.7623
05/26 22:00:00 | 68 | 20 | 0% | 1.3794 | 51123.983 | 1.1095 | 3.9942 | 4.4638 | 4.0174 | 0 | 0 | 0 | 385.3314 | 1.3794 | 51123.983 | 1.1095 | 4.327 | 4.8357 | 4.1104 | 0 | 0 | 0 | 376.6023 | 0 | 0 | 0 | 0 | 0 | 0 | 0 | 758.7689 | 0 | 0 | 0 | 0 | 0 | 0 | 0 | 1235.4531 | 0 | 0 | 0 | 0 | 0 | 0 | 0 | 0 | 1146.3631 | 0 | 0 | 0 | 0.0042 | 0 | 0.00057666 | 0.00057666 | 768.984 | 0 | 0 | 0 | 0.0042 | 0 | 0.00057666 | 0.00057666 | 1172.5628 | 0 | 0 | 0 | 0.0042 | 0 | 0 | 0.00057666 | 0.00057666 | 1098.7629
05/26 23:00:00 | 66.92 | 19.4 | 0% | 1.3596 | 50393.1104 | 1.1139 | 4.01 | 4.435 | 3.9915 | 0 | 0 | 0 | 385.3314 | 1.3596 | 50393.1104 | 1.1139 | 4.3441 | 4.8046 | 4.0839 | 0 | 0 | 0 | 376.6023 | 0 | 0 | 0 | 0 | 0 | 0 | 0 | 758.7689 | 0 | 0 | 0 | 0 | 0 | 0 | 0 | 1235.4531 | 0 | 0 | 0 | 0 | 0 | 0 | 0 | 0 | 1146.3631 | 0 | 0 | 0 | 0.0042 | 0 | 0.00057666 | 0.00057666 | 768.9846 | 0 | 0 | 0 | 0.0042 | 0 | 0.00057666 | 0.00057666 | 1172.5634 | 0 | 0 | 0 | 0.0042 | 0 | 0 | 0.00057666 | 0.00057666 | 1098.7635
05/26 24:00:00 | 66.02 | 18.9 | 0% | 1.3433 | 49787.9534 | 1.117 | 4.0213 | 4.4109 | 3.9698 | 0 | 0 | 0 | 385.3314 | 1.3433 | 49787.9534 | 1.117 | 4.3565 | 4.7785 | 4.0617 | 0 | 0 | 0 | 376.6023 | 0 | 0 | 0 | 0 | 0 | 0 | 0 | 758.7689 | 0 | 0 | 0 | 0 | 0 | 0 | 0 | 1235.4531 | 0 | 0 | 0 | 0 | 0 | 0 | 0 | 0 | 1146.3631 | 0 | 0 | 0 | 0.0042 | 0 | 0.00057666 | 0.00057666 | 768.9852 | 0 | 0 | 0 | 0.0042 | 0 | 0.00057666 | 0.00057666 | 1172.564 | 0 | 0 | 0 | 0.0042 | 0 | 0 | 0.00057666 | 0.00057666 | 1098.764
05/27 01:00:00 | 66.02 | 18.9 | 0% | 1.3433 | 49787.9534 | 1.117 | 4.0213 | 4.4109 | 3.9698 | 0 | 0 | 0 | 385.3314 | 1.3433 | 49787.9534 | 1.117 | 4.3565 | 4.7785 | 4.0617 | 0 | 0 | 0 | 376.6023 | 0 | 0 | 0 | 0 | 0 | 0 | 0 | 758.7689 | 0 | 0 | 0 | 0 | 0 | 0 | 0 | 1235.4531 | 0 | 0 | 0 | 0 | 0 | 0 | 0 | 0 | 1146.3631 | 0 | 0 | 0 | 0.0042 | 0 | 0.00057666 | 0.00057666 | 768.9857 | 0 | 0 | 0 | 0.0042 | 0 | 0.00057666 | 0.00057666 | 1172.5646 | 0 | 0 | 0 | 0.0042 | 0 | 0 | 0.00057666 | 0.00057666 | 1098.7646
05/27 02:00:00 | 64.94 | 18.3 | 0% | 1.3238 | 49066.449 | 1.1202 | 4.0329 | 4.3819 | 3.9437 | 0 | 0 | 0 | 385.3314 | 1.3238 | 49066.449 | 1.1202 | 4.3689 | 4.7471 | 4.035 | 0 | 0 | 0 | 376.6023 | 0 | 0 | 0 | 0 | 0 | 0 | 0 | 758.7689 | 0 | 0 | 0 | 0 | 0 | 0 | 0 | 1235.4531 | 0 | 0 | 0 | 0 | 0 | 0 | 0 | 0 | 1146.3631 | 0 | 0 | 0 | 0.0042 | 0 | 0.00057666 | 0.00057666 | 768.9863 | 0 | 0 | 0 | 0.0042 | 0 | 0.00057666 | 0.00057666 | 1172.5651 | 0 | 0 | 0 | 0.0042 | 0 | 0 | 0.00057666 | 0.00057666 | 1098.7652
05/27 03:00:00 | 64.04 | 17.8 | 0% | 1.3077 | 48469.0987 | 1.1224 | 4.0406 | 4.3577 | 3.9219 | 0 | 0 | 0 | 385.3314 | 1.3077 | 48469.0987 | 1.1224 | 4.3774 | 4.7208 | 4.0127 | 0 | 0 | 0 | 376.6023 | 0 | 0 | 0 | 0 | 0 | 0 | 0 | 758.7689 | 0 | 0 | 0 | 0 | 0 | 0 | 0 | 1235.4531 | 0 | 0 | 0 | 0 | 0 | 0 | 0 | 0 | 1146.3631 | 0 | 0 | 0 | 0.0042 | 0 | 0.00057666 | 0.00057666 | 768.9869 | 0 | 0 | 0 | 0.0042 | 0 | 0.00057666 | 0.00057666 | 1172.5657 | 0 | 0 | 0 | 0.0042 | 0 | 0 | 0.00057666 | 0.00057666 | 1098.7658
05/27 04:00:00 | 62.96 | 17.2 | 0.4487% | 1.2885 | 47756.9624 | 1.1244 | 4.0478 | 4.3283 | 3.8955 | 0.0034821 | 0.012511 | 0.0017178 | 385.3331 | 1.2885 | 47756.9624 | 1.1244 | 4.3851 | 4.689 | 3.9857 | 0 | 0 | 0 | 376.6023 | 166.2931 | 0.0044867 | 205.3001 | 0.0010255 | 0.0039854 | 0.0001408 | 0.0041262 | 758.773 | 166.2931 | 0.0044867 | 205.3001 | 0.0010255 | 0.0065775 | 0.0001408 | 0.0067183 | 1235.4598 | 166.2931 | 0.0044867 | 214.0194 | 0.0010255 | 0.00048459 | 0.0060265 | 0.00020733 | 0.0062339 | 1146.3693 | 166.2931 | 0.0044867 | 214.849 | 0.0042 | 0.0041707 | 0.00057666 | 0.0047474 | 768.9916 | 166.2931 | 0.0044867 | 198.6775 | 0.0042 | 0.0063654 | 0.00057666 | 0.006942 | 1172.5727 | 166.2931 | 0.0044867 | 209.4371 | 0.0042 | 0.00048459 | 0.0058975 | 0.00064319 | 0.0065407 | 1098.7723
05/27 05:00:00 | 62.06 | 16.7 | 3.446% | 1.2726 | 47167.4189 | 1.1255 | 4.0519 | 4.3037 | 3.8734 | 0.02708 | 0.096649 | 0.01327 | 385.3464 | 1.2726 | 47167.4189 | 1.1255 | 4.3895 | 4.6624 | 3.963 | 0.02708 | 0.094462 | 0.01297 | 376.6152 | 1277.2958 | 0.034462 | 1576.9084 | 0.0078767 | 0.030611 | 0.0010815 | 0.031693 | 758.8047 | 1277.2958 | 0.034462 | 1576.9084 | 0.0078767 | 0.050522 | 0.0010815 | 0.051604 | 1235.5114 | 1277.2958 | 0.034462 | 1643.8813 | 0.0078767 | 0.0037221 | 0.04629 | 0.0015925 | 0.047882 | 1146.4172 | 1277.2958 | 0.034462 | 1650.2529 | 0.0042 | 0.032035 | 0.00057666 | 0.032612 | 769.0243 | 1277.2958 | 0.034462 | 1526.0403 | 0.0042 | 0.048892 | 0.00057666 | 0.049469 | 1172.6221 | 1277.2958 | 0.034462 | 1608.6848 | 0.0042 | 0.0037221 | 0.045299 | 0.0010877 | 0.046386 | 1098.8187
05/27 06:00:00 | 66.92 | 19.4 | 1.552% | 1.3596 | 50393.1104 | 1.1139 | 4.01 | 4.435 | 3.9915 | 0.011414 | 0.042233 | 0.0057986 | 385.3522 | 1.3596 | 50393.1104 | 1.1139 | 4.3441 | 4.8046 | 4.0839 | 0.025347 | 0.091666 | 0.012586 | 376.6278 | 575.1726 | 0.015519 | 710.0896 | 0.0035469 | 0.013784 | 0.00048699 | 0.014271 | 758.819 | 575.1726 | 0.015519 | 710.0896 | 0.0035469 | 0.02275 | 0.00048699 | 0.023237 | 1235.5347 | 575.1726 | 0.015519 | 740.2478 | 0.0035469 | 0.0016761 | 0.020845 | 0.00071712 | 0.021562 | 1146.4387 | 575.1726 | 0.015519 | 743.117 | 0.0042 | 0.014426 | 0.00057666 | 0.015002 | 769.0393 | 575.1726 | 0.015519 | 687.1835 | 0.0042 | 0.022016 | 0.00057666 | 0.022593 | 1172.6447 | 575.1726 | 0.015519 | 724.3987 | 0.0042 | 0.0016761 | 0.020398 | 0.00080679 | 0.021205 | 1098.8399
05/27 07:00:00 | 66.92 | 19.4 | 0% | 1.3596 | 50393.1104 | 1.1139 | 4.01 | 4.435 | 3.9915 | 0 | 0 | 0 | 385.3522 | 1.3596 | 50393.1104 | 1.1139 | 4.3441 | 4.8046 | 4.0839 | 0 | 0 | 0 | 376.6278 | 0 | 0 | 0 | 0 | 0 | 0 | 0 | 758.819 | 0 | 0 | 0 | 0 | 0 | 0 | 0 | 1235.5347 | 0 | 0 | 0 | 0 | 0 | 0 | 0 | 0 | 1146.4387 | 0 | 0 | 0 | 0.0042 | 0 | 0.00057666 | 0.00057666 | 769.0398 | 0 | 0 | 0 | 0.0042 | 0 | 0.00057666 | 0.00057666 | 1172.6453 | 0 | 0 | 0 | 0.0042 | 0 | 0 | 0.00057666 | 0.00057666 | 1098.8405
05/27 08:00:00 | 73.04 | 22.8 | 0% | 1.4732 | 54602.2855 | 1.0811 | 3.892 | 4.5976 | 4.1378 | 0 | 0 | 0 | 385.3522 | 1.4732 | 54602.2855 | 1.0811 | 4.2164 | 4.9807 | 4.2336 | 0 | 0 | 0 | 376.6278 | 0 | 0 | 0 | 0 | 0 | 0 | 0 | 758.819 | 0 | 0 | 0 | 0 | 0 | 0 | 0 | 1235.5347 | 0 | 0 | 0 | 0 | 0 | 0 | 0 | 0 | 1146.4387 | 0 | 0 | 0 | 0.0042 | 0 | 0.00057666 | 0.00057666 | 769.0404 | 0 | 0 | 0 | 0.0042 | 0 | 0.00057666 | 0.00057666 | 1172.6459 | 0 | 0 | 0 | 0.0042 | 0 | 0 | 0.00057666 | 0.00057666 | 1098.8411
05/27 09:00:00 | 75.92 | 24.4 | 0% | 1.5282 | 56639.8504 | 1.0596 | 3.8146 | 4.6745 | 4.2071 | 0 | 0 | 0 | 385.3522 | 1.5282 | 56639.8504 | 1.0596 | 4.1325 | 5.0641 | 4.3044 | 0 | 0 | 0 | 376.6278 | 0 | 0 | 0 | 0 | 0 | 0 | 0 | 758.819 | 0 | 0 | 0 | 0 | 0 | 0 | 0 | 1235.5347 | 0 | 0 | 0 | 0 | 0 | 0 | 0 | 0 | 1146.4387 | 0 | 0 | 0 | 0.0042 | 0 | 0.00057666 | 0.00057666 | 769.041 | 0 | 0 | 0 | 0.0042 | 0 | 0.00057666 | 0.00057666 | 1172.6465 | 0 | 0 | 0 | 0.0042 | 0 | 0 | 0.00057666 | 0.00057666 | 1098.8416
05/27 10:00:00 | 78.08 | 25.6 | 0% | 1.5701 | 58191.8702 | 1.0413 | 3.7487 | 4.7329 | 4.2596 | 0 | 0 | 0 | 385.3522 | 1.5701 | 58191.8702 | 1.0413 | 4.0611 | 5.1273 | 4.3582 | 0 | 0 | 0 | 376.6278 | 0 | 0 | 0 | 0 | 0 | 0 | 0 | 758.819 | 0 | 0 | 0 | 0 | 0 | 0 | 0 | 1235.5347 | 0 | 0 | 0 | 0 | 0 | 0 | 0 | 0 | 1146.4387 | 0 | 0 | 0 | 0.0042 | 0 | 0.00057666 | 0.00057666 | 769.0416 | 0 | 0 | 0 | 0.0042 | 0 | 0.00057666 | 0.00057666 | 1172.647 | 0 | 0 | 0 | 0.0042 | 0 | 0 | 0.00057666 | 0.00057666 | 1098.8422
05/27 11:00:00 | 78.98 | 26.1 | 0% | 1.5877 | 58844.5776 | 1.0332 | 3.7194 | 4.7574 | 4.2816 | 0 | 0 | 0 | 385.3522 | 1.5877 | 58844.5776 | 1.0332 | 4.0294 | 5.1538 | 4.3808 | 0 | 0 | 0 | 376.6278 | 0 | 0 | 0 | 0 | 0 | 0 | 0 | 758.819 | 0 | 0 | 0 | 0 | 0 | 0 | 0 | 1235.5347 | 0 | 0 | 0 | 0 | 0 | 0 | 0 | 0 | 1146.4387 | 0 | 0 | 0 | 0.0042 | 0 | 0.00057666 | 0.00057666 | 769.0421 | 0 | 0 | 0 | 0.0042 | 0 | 0.00057666 | 0.00057666 | 1172.6476 | 0 | 0 | 0 | 0.0042 | 0 | 0 | 0.00057666 | 0.00057666 | 1098.8428
05/27 12:00:00 | 82.04 | 27.8 | 0% | 1.6483 | 61090.3258 | 1.0036 | 3.6131 | 4.8419 | 4.3578 | 0 | 0 | 0 | 385.3522 | 1.6483 | 61090.3258 | 1.0036 | 3.9142 | 5.2454 | 4.4586 | 0 | 0 | 0 | 376.6278 | 0 | 0 | 0 | 0 | 0 | 0 | 0 | 758.819 | 0 | 0 | 0 | 0 | 0 | 0 | 0 | 1235.5347 | 0 | 0 | 0 | 0 | 0 | 0 | 0 | 0 | 1146.4387 | 0 | 0 | 0 | 0.0042 | 0 | 0.00057666 | 0.00057666 | 769.0427 | 0 | 0 | 0 | 0.0042 | 0 | 0.00057666 | 0.00057666 | 1172.6482 | 0 | 0 | 0 | 0.0042 | 0 | 0 | 0.00057666 | 0.00057666 | 1098.8434
05/27 13:00:00 | 82.04 | 27.8 | 0% | 1.6483 | 61090.3258 | 1.0036 | 3.6131 | 4.8419 | 4.3578 | 0 | 0 | 0 | 385.3522 | 1.6483 | 61090.3258 | 1.0036 | 3.9142 | 5.2454 | 4.4586 | 0 | 0 | 0 | 376.6278 | 0 | 0 | 0 | 0 | 0 | 0 | 0 | 758.819 | 0 | 0 | 0 | 0 | 0 | 0 | 0 | 1235.5347 | 0 | 0 | 0 | 0 | 0 | 0 | 0 | 0 | 1146.4387 | 0 | 0 | 0 | 0.0042 | 0 | 0.00057666 | 0.00057666 | 769.0433 | 0 | 0 | 0 | 0.0042 | 0 | 0.00057666 | 0.00057666 | 1172.6488 | 0 | 0 | 0 | 0.0042 | 0 | 0 | 0.00057666 | 0.00057666 | 1098.8439
05/27 14:00:00 | 84.02 | 28.9 | 0% | 1.6881 | 62565.316 | 0.9832 | 3.5395 | 4.8978 | 4.408 | 0 | 0 | 0 | 385.3522 | 1.6881 | 62565.316 | 0.9832 | 3.8345 | 5.3059 | 4.51 | 0 | 0 | 0 | 376.6278 | 0 | 0 | 0 | 0 | 0 | 0 | 0 | 758.819 | 0 | 0 | 0 | 0 | 0 | 0 | 0 | 1235.5347 | 0 | 0 | 0 | 0 | 0 | 0 | 0 | 0 | 1146.4387 | 0 | 0 | 0 | 0.0042 | 0 | 0.00057666 | 0.00057666 | 769.0439 | 0 | 0 | 0 | 0.0042 | 0 | 0.00057666 | 0.00057666 | 1172.6493 | 0 | 0 | 0 | 0.0042 | 0 | 0 | 0.00057666 | 0.00057666 | 1098.8445
05/27 15:00:00 | 82.94 | 28.3 | 0% | 1.6663 | 61758.6468 | 0.99447 | 3.5801 | 4.8672 | 4.3805 | 0 | 0 | 0 | 385.3522 | 1.6663 | 61758.6468 | 0.99447 | 3.8784 | 5.2728 | 4.4819 | 0 | 0 | 0 | 376.6278 | 0 | 0 | 0 | 0 | 0 | 0 | 0 | 758.819 | 0 | 0 | 0 | 0 | 0 | 0 | 0 | 1235.5347 | 0 | 0 | 0 | 0 | 0 | 0 | 0 | 0 | 1146.4387 | 0 | 0 | 0 | 0.0042 | 0 | 0.00057666 | 0.00057666 | 769.0445 | 0 | 0 | 0 | 0.0042 | 0 | 0.00057666 | 0.00057666 | 1172.6499 | 0 | 0 | 0 | 0.0042 | 0 | 0 | 0.00057666 | 0.00057666 | 1098.8451
05/27 16:00:00 | 84.92 | 29.4 | 0% | 1.7063 | 63241.4437 | 0.97361 | 3.505 | 4.9235 | 4.4311 | 0 | 0 | 0 | 385.3522 | 1.7063 | 63241.4437 | 0.97361 | 3.7971 | 5.3338 | 4.5337 | 0 | 0 | 0 | 376.6278 | 0 | 0 | 0 | 0 | 0 | 0 | 0 | 758.819 | 0 | 0 | 0 | 0 | 0 | 0 | 0 | 1235.5347 | 0 | 0 | 0 | 0 | 0 | 0 | 0 | 0 | 1146.4387 | 0 | 0 | 0 | 0.0042 | 0 | 0.00057666 | 0.00057666 | 769.045 | 0 | 0 | 0 | 0.0042 | 0 | 0.00057666 | 0.00057666 | 1172.6505 | 0 | 0 | 0 | 0.0042 | 0 | 0 | 0.00057666 | 0.00057666 | 1098.8457
05/27 17:00:00 | 82.94 | 28.3 | 0% | 1.6663 | 61758.6468 | 0.99447 | 3.5801 | 4.8672 | 4.3805 | 0 | 0 | 0 | 385.3522 | 1.6663 | 61758.6468 | 0.99447 | 3.8784 | 5.2728 | 4.4819 | 0 | 0 | 0 | 376.6278 | 0 | 0 | 0 | 0 | 0 | 0 | 0 | 758.819 | 0 | 0 | 0 | 0 | 0 | 0 | 0 | 1235.5347 | 0 | 0 | 0 | 0 | 0 | 0 | 0 | 0 | 1146.4387 | 0 | 0 | 0 | 0.0042 | 0 | 0.00057666 | 0.00057666 | 769.0456 | 0 | 0 | 0 | 0.0042 | 0 | 0.00057666 | 0.00057666 | 1172.6511 | 0 | 0 | 0 | 0.0042 | 0 | 0 | 0.00057666 | 0.00057666 | 1098.8463
05/27 18:00:00 | 82.04 | 27.8 | 0% | 1.6483 | 61090.3258 | 1.0036 | 3.6131 | 4.8419 | 4.3578 | 0 | 0 | 0 | 385.3522 | 1.6483 | 61090.3258 | 1.0036 | 3.9142 | 5.2454 | 4.4586 | 0 | 0 | 0 | 376.6278 | 0 | 0 | 0 | 0 | 0 | 0 | 0 | 758.819 | 0 | 0 | 0 | 0 | 0 | 0 | 0 | 1235.5347 | 0 | 0 | 0 | 0 | 0 | 0 | 0 | 0 | 1146.4387 | 0 | 0 | 0 | 0.0042 | 0 | 0.00057666 | 0.00057666 | 769.0462 | 0 | 0 | 0 | 0.0042 | 0 | 0.00057666 | 0.00057666 | 1172.6516 | 0 | 0 | 0 | 0.0042 | 0 | 0 | 0.00057666 | 0.00057666 | 1098.8468
05/27 19:00:00 | 82.04 | 27.8 | 0% | 1.6483 | 61090.3258 | 1.0036 | 3.6131 | 4.8419 | 4.3578 | 0 | 0 | 0 | 385.3522 | 1.6483 | 61090.3258 | 1.0036 | 3.9142 | 5.2454 | 4.4586 | 0 | 0 | 0 | 376.6278 | 0 | 0 | 0 | 0 | 0 | 0 | 0 | 758.819 | 0 | 0 | 0 | 0 | 0 | 0 | 0 | 1235.5347 | 0 | 0 | 0 | 0 | 0 | 0 | 0 | 0 | 1146.4387 | 0 | 0 | 0 | 0.0042 | 0 | 0.00057666 | 0.00057666 | 769.0468 | 0 | 0 | 0 | 0.0042 | 0 | 0.00057666 | 0.00057666 | 1172.6522 | 0 | 0 | 0 | 0.0042 | 0 | 0 | 0.00057666 | 0.00057666 | 1098.8474
05/27 20:00:00 | 78.08 | 25.6 | 0% | 1.5701 | 58191.8702 | 1.0413 | 3.7487 | 4.7329 | 4.2596 | 0 | 0 | 0 | 385.3522 | 1.5701 | 58191.8702 | 1.0413 | 4.0611 | 5.1273 | 4.3582 | 0 | 0 | 0 | 376.6278 | 0 | 0 | 0 | 0 | 0 | 0 | 0 | 758.819 | 0 | 0 | 0 | 0 | 0 | 0 | 0 | 1235.5347 | 0 | 0 | 0 | 0 | 0 | 0 | 0 | 0 | 1146.4387 | 0 | 0 | 0 | 0.0042 | 0 | 0.00057666 | 0.00057666 | 769.0473 | 0 | 0 | 0 | 0.0042 | 0 | 0.00057666 | 0.00057666 | 1172.6528 | 0 | 0 | 0 | 0.0042 | 0 | 0 | 0.00057666 | 0.00057666 | 1098.848
05/27 21:00:00 | 75.92 | 24.4 | 0% | 1.5282 | 56639.8504 | 1.0596 | 3.8146 | 4.6745 | 4.2071 | 0 | 0 | 0 | 385.3522 | 1.5282 | 56639.8504 | 1.0596 | 4.1325 | 5.0641 | 4.3044 | 0 | 0 | 0 | 376.6278 | 0 | 0 | 0 | 0 | 0 | 0 | 0 | 758.819 | 0 | 0 | 0 | 0 | 0 | 0 | 0 | 1235.5347 | 0 | 0 | 0 | 0 | 0 | 0 | 0 | 0 | 1146.4387 | 0 | 0 | 0 | 0.0042 | 0 | 0.00057666 | 0.00057666 | 769.0479 | 0 | 0 | 0 | 0.0042 | 0 | 0.00057666 | 0.00057666 | 1172.6534 | 0 | 0 | 0 | 0.0042 | 0 | 0 | 0.00057666 | 0.00057666 | 1098.8486
05/27 22:00:00 | 75.02 | 23.9 | 0% | 1.5109 | 55999.208 | 1.0667 | 3.8401 | 4.6504 | 4.1853 | 0 | 0 | 0 | 385.3522 | 1.5109 | 55999.208 | 1.0667 | 4.1602 | 5.0379 | 4.2822 | 0 | 0 | 0 | 376.6278 | 0 | 0 | 0 | 0 | 0 | 0 | 0 | 758.819 | 0 | 0 | 0 | 0 | 0 | 0 | 0 | 1235.5347 | 0 | 0 | 0 | 0 | 0 | 0 | 0 | 0 | 1146.4387 | 0 | 0 | 0 | 0.0042 | 0 | 0.00057666 | 0.00057666 | 769.0485 | 0 | 0 | 0 | 0.0042 | 0 | 0.00057666 | 0.00057666 | 1172.654 | 0 | 0 | 0 | 0.0042 | 0 | 0 | 0.00057666 | 0.00057666 | 1098.8491
05/27 23:00:00 | 71.06 | 21.7 | 0% | 1.436 | 53222.538 | 1.0938 | 3.9376 | 4.545 | 4.0905 | 0 | 0 | 0 | 385.3522 | 1.436 | 53222.538 | 1.0938 | 4.2657 | 4.9237 | 4.1852 | 0 | 0 | 0 | 376.6278 | 0 | 0 | 0 | 0 | 0 | 0 | 0 | 758.819 | 0 | 0 | 0 | 0 | 0 | 0 | 0 | 1235.5347 | 0 | 0 | 0 | 0 | 0 | 0 | 0 | 0 | 1146.4387 | 0 | 0 | 0 | 0.0042 | 0 | 0.00057666 | 0.00057666 | 769.0491 | 0 | 0 | 0 | 0.0042 | 0 | 0.00057666 | 0.00057666 | 1172.6545 | 0 | 0 | 0 | 0.0042 | 0 | 0 | 0.00057666 | 0.00057666 | 1098.8497
05/27 24:00:00 | 66.02 | 18.9 | 0% | 1.3433 | 49787.9534 | 1.117 | 4.0213 | 4.4109 | 3.9698 | 0 | 0 | 0 | 385.3522 | 1.3433 | 49787.9534 | 1.117 | 4.3565 | 4.7785 | 4.0617 | 0 | 0 | 0 | 376.6278 | 0 | 0 | 0 | 0 | 0 | 0 | 0 | 758.819 | 0 | 0 | 0 | 0 | 0 | 0 | 0 | 1235.5347 | 0 | 0 | 0 | 0 | 0 | 0 | 0 | 0 | 1146.4387 | 0 | 0 | 0 | 0.0042 | 0 | 0.00057666 | 0.00057666 | 769.0496 | 0 | 0 | 0 | 0.0042 | 0 | 0.00057666 | 0.00057666 | 1172.6551 | 0 | 0 | 0 | 0.0042 | 0 | 0 | 0.00057666 | 0.00057666 | 1098.8503
05/28 01:00:00 | 66.02 | 18.9 | 0% | 1.3433 | 49787.9534 | 1.117 | 4.0213 | 4.4109 | 3.9698 | 0 | 0 | 0 | 385.3522 | 1.3433 | 49787.9534 | 1.117 | 4.3565 | 4.7785 | 4.0617 | 0 | 0 | 0 | 376.6278 | 0 | 0 | 0 | 0 | 0 | 0 | 0 | 758.819 | 0 | 0 | 0 | 0 | 0 | 0 | 0 | 1235.5347 | 0 | 0 | 0 | 0 | 0 | 0 | 0 | 0 | 1146.4387 | 0 | 0 | 0 | 0.0042 | 0 | 0.00057666 | 0.00057666 | 769.0502 | 0 | 0 | 0 | 0.0042 | 0 | 0.00057666 | 0.00057666 | 1172.6557 | 0 | 0 | 0 | 0.0042 | 0 | 0 | 0.00057666 | 0.00057666 | 1098.8509
05/28 02:00:00 | 66.02 | 18.9 | 0% | 1.3433 | 49787.9534 | 1.117 | 4.0213 | 4.4109 | 3.9698 | 0 | 0 | 0 | 385.3522 | 1.3433 | 49787.9534 | 1.117 | 4.3565 | 4.7785 | 4.0617 | 0 | 0 | 0 | 376.6278 | 0 | 0 | 0 | 0 | 0 | 0 | 0 | 758.819 | 0 | 0 | 0 | 0 | 0 | 0 | 0 | 1235.5347 | 0 | 0 | 0 | 0 | 0 | 0 | 0 | 0 | 1146.4387 | 0 | 0 | 0 | 0.0042 | 0 | 0.00057666 | 0.00057666 | 769.0508 | 0 | 0 | 0 | 0.0042 | 0 | 0.00057666 | 0.00057666 | 1172.6563 | 0 | 0 | 0 | 0.0042 | 0 | 0 | 0.00057666 | 0.00057666 | 1098.8514
05/28 03:00:00 | 66.02 | 18.9 | 0% | 1.3433 | 49787.9534 | 1.117 | 4.0213 | 4.4109 | 3.9698 | 0 | 0 | 0 | 385.3522 | 1.3433 | 49787.9534 | 1.117 | 4.3565 | 4.7785 | 4.0617 | 0 | 0 | 0 | 376.6278 | 0 | 0 | 0 | 0 | 0 | 0 | 0 | 758.819 | 0 | 0 | 0 | 0 | 0 | 0 | 0 | 1235.5347 | 0 | 0 | 0 | 0 | 0 | 0 | 0 | 0 | 1146.4387 | 0 | 0 | 0 | 0.0042 | 0 | 0.00057666 | 0.00057666 | 769.0514 | 0 | 0 | 0 | 0.0042 | 0 | 0.00057666 | 0.00057666 | 1172.6568 | 0 | 0 | 0 | 0.0042 | 0 | 0 | 0.00057666 | 0.00057666 | 1098.852
05/28 04:00:00 | 64.94 | 18.3 | 0% | 1.3238 | 49066.449 | 1.1202 | 4.0329 | 4.3819 | 3.9437 | 0 | 0 | 0 | 385.3522 | 1.3238 | 49066.449 | 1.1202 | 4.3689 | 4.7471 | 4.035 | 0 | 0 | 0 | 376.6278 | 0 | 0 | 0 | 0 | 0 | 0 | 0 | 758.819 | 0 | 0 | 0 | 0 | 0 | 0 | 0 | 1235.5347 | 0 | 0 | 0 | 0 | 0 | 0 | 0 | 0 | 1146.4387 | 0 | 0 | 0 | 0.0042 | 0 | 0.00057666 | 0.00057666 | 769.0519 | 0 | 0 | 0 | 0.0042 | 0 | 0.00057666 | 0.00057666 | 1172.6574 | 0 | 0 | 0 | 0.0042 | 0 | 0 | 0.00057666 | 0.00057666 | 1098.8526
05/28 05:00:00 | 64.94 | 18.3 | 0% | 1.3238 | 49066.449 | 1.1202 | 4.0329 | 4.3819 | 3.9437 | 0 | 0 | 0 | 385.3522 | 1.3238 | 49066.449 | 1.1202 | 4.3689 | 4.7471 | 4.035 | 0 | 0 | 0 | 376.6278 | 0 | 0 | 0 | 0 | 0 | 0 | 0 | 758.819 | 0 | 0 | 0 | 0 | 0 | 0 | 0 | 1235.5347 | 0 | 0 | 0 | 0 | 0 | 0 | 0 | 0 | 1146.4387 | 0 | 0 | 0 | 0.0042 | 0 | 0.00057666 | 0.00057666 | 769.0525 | 0 | 0 | 0 | 0.0042 | 0 | 0.00057666 | 0.00057666 | 1172.658 | 0 | 0 | 0 | 0.0042 | 0 | 0 | 0.00057666 | 0.00057666 | 1098.8532
05/28 06:00:00 | 66.2 | 19 | 0% | 1.3466 | 49908.7009 | 1.1164 | 4.0192 | 4.4158 | 3.9742 | 0 | 0 | 0 | 385.3522 | 1.3466 | 49908.7009 | 1.1164 | 4.3541 | 4.7837 | 4.0662 | 0 | 0 | 0 | 376.6278 | 0 | 0 | 0 | 0 | 0 | 0 | 0 | 758.819 | 0 | 0 | 0 | 0 | 0 | 0 | 0 | 1235.5347 | 0 | 0 | 0 | 0 | 0 | 0 | 0 | 0 | 1146.4387 | 0 | 0 | 0 | 0.0042 | 0 | 0.00057666 | 0.00057666 | 769.0531 | 0 | 0 | 0 | 0.0042 | 0 | 0.00057666 | 0.00057666 | 1172.6586 | 0 | 0 | 0 | 0.0042 | 0 | 0 | 0.00057666 | 0.00057666 | 1098.8537
05/28 07:00:00 | 66.02 | 18.9 | 0% | 1.3433 | 49787.9534 | 1.117 | 4.0213 | 4.4109 | 3.9698 | 0 | 0 | 0 | 385.3522 | 1.3433 | 49787.9534 | 1.117 | 4.3565 | 4.7785 | 4.0617 | 0 | 0 | 0 | 376.6278 | 0 | 0 | 0 | 0 | 0 | 0 | 0 | 758.819 | 0 | 0 | 0 | 0 | 0 | 0 | 0 | 1235.5347 | 0 | 0 | 0 | 0 | 0 | 0 | 0 | 0 | 1146.4387 | 0 | 0 | 0 | 0.0042 | 0 | 0.00057666 | 0.00057666 | 769.0537 | 0 | 0 | 0 | 0.0042 | 0 | 0.00057666 | 0.00057666 | 1172.6591 | 0 | 0 | 0 | 0.0042 | 0 | 0 | 0.00057666 | 0.00057666 | 1098.8543
05/28 08:00:00 | 68 | 20 | 0% | 1.3794 | 51123.983 | 1.1095 | 3.9942 | 4.4638 | 4.0174 | 0 | 0 | 0 | 385.3522 | 1.3794 | 51123.983 | 1.1095 | 4.327 | 4.8357 | 4.1104 | 0 | 0 | 0 | 376.6278 | 0 | 0 | 0 | 0 | 0 | 0 | 0 | 758.819 | 0 | 0 | 0 | 0 | 0 | 0 | 0 | 1235.5347 | 0 | 0 | 0 | 0 | 0 | 0 | 0 | 0 | 1146.4387 | 0 | 0 | 0 | 0.0042 | 0 | 0.00057666 | 0.00057666 | 769.0543 | 0 | 0 | 0 | 0.0042 | 0 | 0.00057666 | 0.00057666 | 1172.6597 | 0 | 0 | 0 | 0.0042 | 0 | 0 | 0.00057666 | 0.00057666 | 1098.8549
05/28 09:00:00 | 71.96 | 22.2 | 0% | 1.4528 | 53847.5669 | 1.0882 | 3.9177 | 4.5689 | 4.112 | 0 | 0 | 0 | 385.3522 | 1.4528 | 53847.5669 | 1.0882 | 4.2442 | 4.9496 | 4.2072 | 0 | 0 | 0 | 376.6278 | 0 | 0 | 0 | 0 | 0 | 0 | 0 | 758.819 | 0 | 0 | 0 | 0 | 0 | 0 | 0 | 1235.5347 | 0 | 0 | 0 | 0 | 0 | 0 | 0 | 0 | 1146.4387 | 0 | 0 | 0 | 0.0042 | 0 | 0.00057666 | 0.00057666 | 769.0548 | 0 | 0 | 0 | 0.0042 | 0 | 0.00057666 | 0.00057666 | 1172.6603 | 0 | 0 | 0 | 0.0042 | 0 | 0 | 0.00057666 | 0.00057666 | 1098.8555
05/28 10:00:00 | 73.94 | 23.3 | 0% | 1.4903 | 55235.1212 | 1.0748 | 3.8692 | 4.6215 | 4.1594 | 0 | 0 | 0 | 385.3522 | 1.4903 | 55235.1212 | 1.0748 | 4.1916 | 5.0067 | 4.2557 | 0 | 0 | 0 | 376.6278 | 0 | 0 | 0 | 0 | 0 | 0 | 0 | 758.819 | 0 | 0 | 0 | 0 | 0 | 0 | 0 | 1235.5347 | 0 | 0 | 0 | 0 | 0 | 0 | 0 | 0 | 1146.4387 | 0 | 0 | 0 | 0.0042 | 0 | 0.00057666 | 0.00057666 | 769.0554 | 0 | 0 | 0 | 0.0042 | 0 | 0.00057666 | 0.00057666 | 1172.6609 | 0 | 0 | 0 | 0.0042 | 0 | 0 | 0.00057666 | 0.00057666 | 1098.8561
05/28 11:00:00 | 75.02 | 23.9 | 0% | 1.5109 | 55999.208 | 1.0667 | 3.8401 | 4.6504 | 4.1853 | 0 | 0 | 0 | 385.3522 | 1.5109 | 55999.208 | 1.0667 | 4.1602 | 5.0379 | 4.2822 | 0 | 0 | 0 | 376.6278 | 0 | 0 | 0 | 0 | 0 | 0 | 0 | 758.819 | 0 | 0 | 0 | 0 | 0 | 0 | 0 | 1235.5347 | 0 | 0 | 0 | 0 | 0 | 0 | 0 | 0 | 1146.4387 | 0 | 0 | 0 | 0.0042 | 0 | 0.00057666 | 0.00057666 | 769.056 | 0 | 0 | 0 | 0.0042 | 0 | 0.00057666 | 0.00057666 | 1172.6614 | 0 | 0 | 0 | 0.0042 | 0 | 0 | 0.00057666 | 0.00057666 | 1098.8566
05/28 12:00:00 | 78.08 | 25.6 | 0% | 1.5701 | 58191.8702 | 1.0413 | 3.7487 | 4.7329 | 4.2596 | 0 | 0 | 0 | 385.3522 | 1.5701 | 58191.8702 | 1.0413 | 4.0611 | 5.1273 | 4.3582 | 0 | 0 | 0 | 376.6278 | 0 | 0 | 0 | 0 | 0 | 0 | 0 | 758.819 | 0 | 0 | 0 | 0 | 0 | 0 | 0 | 1235.5347 | 0 | 0 | 0 | 0 | 0 | 0 | 0 | 0 | 1146.4387 | 0 | 0 | 0 | 0.0042 | 0 | 0.00057666 | 0.00057666 | 769.0566 | 0 | 0 | 0 | 0.0042 | 0 | 0.00057666 | 0.00057666 | 1172.662 | 0 | 0 | 0 | 0.0042 | 0 | 0 | 0.00057666 | 0.00057666 | 1098.8572
05/28 13:00:00 | 78.08 | 25.6 | 0% | 1.5701 | 58191.8702 | 1.0413 | 3.7487 | 4.7329 | 4.2596 | 0 | 0 | 0 | 385.3522 | 1.5701 | 58191.8702 | 1.0413 | 4.0611 | 5.1273 | 4.3582 | 0 | 0 | 0 | 376.6278 | 0 | 0 | 0 | 0 | 0 | 0 | 0 | 758.819 | 0 | 0 | 0 | 0 | 0 | 0 | 0 | 1235.5347 | 0 | 0 | 0 | 0 | 0 | 0 | 0 | 0 | 1146.4387 | 0 | 0 | 0 | 0.0042 | 0 | 0.00057666 | 0.00057666 | 769.0571 | 0 | 0 | 0 | 0.0042 | 0 | 0.00057666 | 0.00057666 | 1172.6626 | 0 | 0 | 0 | 0.0042 | 0 | 0 | 0.00057666 | 0.00057666 | 1098.8578
05/28 14:00:00 | 80.96 | 27.2 | 0% | 1.6267 | 60293.0247 | 1.0144 | 3.6518 | 4.8119 | 4.3307 | 0 | 0 | 0 | 385.3522 | 1.6267 | 60293.0247 | 1.0144 | 3.9561 | 5.2129 | 4.4309 | 0 | 0 | 0 | 376.6278 | 0 | 0 | 0 | 0 | 0 | 0 | 0 | 758.819 | 0 | 0 | 0 | 0 | 0 | 0 | 0 | 1235.5347 | 0 | 0 | 0 | 0 | 0 | 0 | 0 | 0 | 1146.4387 | 0 | 0 | 0 | 0.0042 | 0 | 0.00057666 | 0.00057666 | 769.0577 | 0 | 0 | 0 | 0.0042 | 0 | 0.00057666 | 0.00057666 | 1172.6632 | 0 | 0 | 0 | 0.0042 | 0 | 0 | 0.00057666 | 0.00057666 | 1098.8584
05/28 15:00:00 | 82.04 | 27.8 | 0% | 1.6483 | 61090.3258 | 1.0036 | 3.6131 | 4.8419 | 4.3578 | 0 | 0 | 0 | 385.3522 | 1.6483 | 61090.3258 | 1.0036 | 3.9142 | 5.2454 | 4.4586 | 0 | 0 | 0 | 376.6278 | 0 | 0 | 0 | 0 | 0 | 0 | 0 | 758.819 | 0 | 0 | 0 | 0 | 0 | 0 | 0 | 1235.5347 | 0 | 0 | 0 | 0 | 0 | 0 | 0 | 0 | 1146.4387 | 0 | 0 | 0 | 0.0042 | 0 | 0.00057666 | 0.00057666 | 769.0583 | 0 | 0 | 0 | 0.0042 | 0 | 0.00057666 | 0.00057666 | 1172.6638 | 0 | 0 | 0 | 0.0042 | 0 | 0 | 0.00057666 | 0.00057666 | 1098.8589
05/28 16:00:00 | 82.94 | 28.3 | 0% | 1.6663 | 61758.6468 | 0.99447 | 3.5801 | 4.8672 | 4.3805 | 0 | 0 | 0 | 385.3522 | 1.6663 | 61758.6468 | 0.99447 | 3.8784 | 5.2728 | 4.4819 | 0 | 0 | 0 | 376.6278 | 0 | 0 | 0 | 0 | 0 | 0 | 0 | 758.819 | 0 | 0 | 0 | 0 | 0 | 0 | 0 | 1235.5347 | 0 | 0 | 0 | 0 | 0 | 0 | 0 | 0 | 1146.4387 | 0 | 0 | 0 | 0.0042 | 0 | 0.00057666 | 0.00057666 | 769.0589 | 0 | 0 | 0 | 0.0042 | 0 | 0.00057666 | 0.00057666 | 1172.6643 | 0 | 0 | 0 | 0.0042 | 0 | 0 | 0.00057666 | 0.00057666 | 1098.8595
05/28 17:00:00 | 82.94 | 28.3 | 0% | 1.6663 | 61758.6468 | 0.99447 | 3.5801 | 4.8672 | 4.3805 | 0 | 0 | 0 | 385.3522 | 1.6663 | 61758.6468 | 0.99447 | 3.8784 | 5.2728 | 4.4819 | 0 | 0 | 0 | 376.6278 | 0 | 0 | 0 | 0 | 0 | 0 | 0 | 758.819 | 0 | 0 | 0 | 0 | 0 | 0 | 0 | 1235.5347 | 0 | 0 | 0 | 0 | 0 | 0 | 0 | 0 | 1146.4387 | 0 | 0 | 0 | 0.0042 | 0 | 0.00057666 | 0.00057666 | 769.0594 | 0 | 0 | 0 | 0.0042 | 0 | 0.00057666 | 0.00057666 | 1172.6649 | 0 | 0 | 0 | 0.0042 | 0 | 0 | 0.00057666 | 0.00057666 | 1098.8601
05/28 18:00:00 | 80.96 | 27.2 | 0% | 1.6267 | 60293.0247 | 1.0144 | 3.6518 | 4.8119 | 4.3307 | 0 | 0 | 0 | 385.3522 | 1.6267 | 60293.0247 | 1.0144 | 3.9561 | 5.2129 | 4.4309 | 0 | 0 | 0 | 376.6278 | 0 | 0 | 0 | 0 | 0 | 0 | 0 | 758.819 | 0 | 0 | 0 | 0 | 0 | 0 | 0 | 1235.5347 | 0 | 0 | 0 | 0 | 0 | 0 | 0 | 0 | 1146.4387 | 0 | 0 | 0 | 0.0042 | 0 | 0.00057666 | 0.00057666 | 769.06 | 0 | 0 | 0 | 0.0042 | 0 | 0.00057666 | 0.00057666 | 1172.6655 | 0 | 0 | 0 | 0.0042 | 0 | 0 | 0.00057666 | 0.00057666 | 1098.8607
05/28 19:00:00 | 80.96 | 27.2 | 0% | 1.6267 | 60293.0247 | 1.0144 | 3.6518 | 4.8119 | 4.3307 | 0 | 0 | 0 | 385.3522 | 1.6267 | 60293.0247 | 1.0144 | 3.9561 | 5.2129 | 4.4309 | 0 | 0 | 0 | 376.6278 | 0 | 0 | 0 | 0 | 0 | 0 | 0 | 758.819 | 0 | 0 | 0 | 0 | 0 | 0 | 0 | 1235.5347 | 0 | 0 | 0 | 0 | 0 | 0 | 0 | 0 | 1146.4387 | 0 | 0 | 0 | 0.0042 | 0 | 0.00057666 | 0.00057666 | 769.0606 | 0 | 0 | 0 | 0.0042 | 0 | 0.00057666 | 0.00057666 | 1172.6661 | 0 | 0 | 0 | 0.0042 | 0 | 0 | 0.00057666 | 0.00057666 | 1098.8612
05/28 20:00:00 | 71.96 | 22.2 | 0% | 1.4528 | 53847.5669 | 1.0882 | 3.9177 | 4.5689 | 4.112 | 0 | 0 | 0 | 385.3522 | 1.4528 | 53847.5669 | 1.0882 | 4.2442 | 4.9496 | 4.2072 | 0 | 0 | 0 | 376.6278 | 0 | 0 | 0 | 0 | 0 | 0 | 0 | 758.819 | 0 | 0 | 0 | 0 | 0 | 0 | 0 | 1235.5347 | 0 | 0 | 0 | 0 | 0 | 0 | 0 | 0 | 1146.4387 | 0 | 0 | 0 | 0.0042 | 0 | 0.00057666 | 0.00057666 | 769.0612 | 0 | 0 | 0 | 0.0042 | 0 | 0.00057666 | 0.00057666 | 1172.6666 | 0 | 0 | 0 | 0.0042 | 0 | 0 | 0.00057666 | 0.00057666 | 1098.8618
05/28 21:00:00 | 71.06 | 21.7 | 0% | 1.436 | 53222.538 | 1.0938 | 3.9376 | 4.545 | 4.0905 | 0 | 0 | 0 | 385.3522 | 1.436 | 53222.538 | 1.0938 | 4.2657 | 4.9237 | 4.1852 | 0 | 0 | 0 | 376.6278 | 0 | 0 | 0 | 0 | 0 | 0 | 0 | 758.819 | 0 | 0 | 0 | 0 | 0 | 0 | 0 | 1235.5347 | 0 | 0 | 0 | 0 | 0 | 0 | 0 | 0 | 1146.4387 | 0 | 0 | 0 | 0.0042 | 0 | 0.00057666 | 0.00057666 | 769.0618 | 0 | 0 | 0 | 0.0042 | 0 | 0.00057666 | 0.00057666 | 1172.6672 | 0 | 0 | 0 | 0.0042 | 0 | 0 | 0.00057666 | 0.00057666 | 1098.8624
05/28 22:00:00 | 69.08 | 20.6 | 0% | 1.3992 | 51859.9654 | 1.1045 | 3.9762 | 4.4925 | 4.0432 | 0 | 0 | 0 | 385.3522 | 1.3992 | 51859.9654 | 1.1045 | 4.3075 | 4.8668 | 4.1368 | 0 | 0 | 0 | 376.6278 | 0 | 0 | 0 | 0 | 0 | 0 | 0 | 758.819 | 0 | 0 | 0 | 0 | 0 | 0 | 0 | 1235.5347 | 0 | 0 | 0 | 0 | 0 | 0 | 0 | 0 | 1146.4387 | 0 | 0 | 0 | 0.0042 | 0 | 0.00057666 | 0.00057666 | 769.0623 | 0 | 0 | 0 | 0.0042 | 0 | 0.00057666 | 0.00057666 | 1172.6678 | 0 | 0 | 0 | 0.0042 | 0 | 0 | 0.00057666 | 0.00057666 | 1098.863
05/28 23:00:00 | 68 | 20 | 0% | 1.3794 | 51123.983 | 1.1095 | 3.9942 | 4.4638 | 4.0174 | 0 | 0 | 0 | 385.3522 | 1.3794 | 51123.983 | 1.1095 | 4.327 | 4.8357 | 4.1104 | 0 | 0 | 0 | 376.6278 | 0 | 0 | 0 | 0 | 0 | 0 | 0 | 758.819 | 0 | 0 | 0 | 0 | 0 | 0 | 0 | 1235.5347 | 0 | 0 | 0 | 0 | 0 | 0 | 0 | 0 | 1146.4387 | 0 | 0 | 0 | 0.0042 | 0 | 0.00057666 | 0.00057666 | 769.0629 | 0 | 0 | 0 | 0.0042 | 0 | 0.00057666 | 0.00057666 | 1172.6684 | 0 | 0 | 0 | 0.0042 | 0 | 0 | 0.00057666 | 0.00057666 | 1098.8636
05/28 24:00:00 | 66.02 | 18.9 | 0% | 1.3433 | 49787.9534 | 1.117 | 4.0213 | 4.4109 | 3.9698 | 0 | 0 | 0 | 385.3522 | 1.3433 | 49787.9534 | 1.117 | 4.3565 | 4.7785 | 4.0617 | 0 | 0 | 0 | 376.6278 | 0 | 0 | 0 | 0 | 0 | 0 | 0 | 758.819 | 0 | 0 | 0 | 0 | 0 | 0 | 0 | 1235.5347 | 0 | 0 | 0 | 0 | 0 | 0 | 0 | 0 | 1146.4387 | 0 | 0 | 0 | 0.0042 | 0 | 0.00057666 | 0.00057666 | 769.0635 | 0 | 0 | 0 | 0.0042 | 0 | 0.00057666 | 0.00057666 | 1172.6689 | 0 | 0 | 0 | 0.0042 | 0 | 0 | 0.00057666 | 0.00057666 | 1098.8641
05/29 01:00:00 | 66.02 | 18.9 | 0% | 1.3433 | 49787.9534 | 1.117 | 4.0213 | 4.4109 | 3.9698 | 0 | 0 | 0 | 385.3522 | 1.3433 | 49787.9534 | 1.117 | 4.3565 | 4.7785 | 4.0617 | 0 | 0 | 0 | 376.6278 | 0 | 0 | 0 | 0 | 0 | 0 | 0 | 758.819 | 0 | 0 | 0 | 0 | 0 | 0 | 0 | 1235.5347 | 0 | 0 | 0 | 0 | 0 | 0 | 0 | 0 | 1146.4387 | 0 | 0 | 0 | 0.0042 | 0 | 0.00057666 | 0.00057666 | 769.0641 | 0 | 0 | 0 | 0.0042 | 0 | 0.00057666 | 0.00057666 | 1172.6695 | 0 | 0 | 0 | 0.0042 | 0 | 0 | 0.00057666 | 0.00057666 | 1098.8647
05/29 02:00:00 | 68 | 20 | 0% | 1.3794 | 51123.983 | 1.1095 | 3.9942 | 4.4638 | 4.0174 | 0 | 0 | 0 | 385.3522 | 1.3794 | 51123.983 | 1.1095 | 4.327 | 4.8357 | 4.1104 | 0 | 0 | 0 | 376.6278 | 0 | 0 | 0 | 0 | 0 | 0 | 0 | 758.819 | 0 | 0 | 0 | 0 | 0 | 0 | 0 | 1235.5347 | 0 | 0 | 0 | 0 | 0 | 0 | 0 | 0 | 1146.4387 | 0 | 0 | 0 | 0.0042 | 0 | 0.00057666 | 0.00057666 | 769.0646 | 0 | 0 | 0 | 0.0042 | 0 | 0.00057666 | 0.00057666 | 1172.6701 | 0 | 0 | 0 | 0.0042 | 0 | 0 | 0.00057666 | 0.00057666 | 1098.8653
05/29 03:00:00 | 66.92 | 19.4 | 0% | 1.3596 | 50393.1104 | 1.1139 | 4.01 | 4.435 | 3.9915 | 0 | 0 | 0 | 385.3522 | 1.3596 | 50393.1104 | 1.1139 | 4.3441 | 4.8046 | 4.0839 | 0 | 0 | 0 | 376.6278 | 0 | 0 | 0 | 0 | 0 | 0 | 0 | 758.819 | 0 | 0 | 0 | 0 | 0 | 0 | 0 | 1235.5347 | 0 | 0 | 0 | 0 | 0 | 0 | 0 | 0 | 1146.4387 | 0 | 0 | 0 | 0.0042 | 0 | 0.00057666 | 0.00057666 | 769.0652 | 0 | 0 | 0 | 0.0042 | 0 | 0.00057666 | 0.00057666 | 1172.6707 | 0 | 0 | 0 | 0.0042 | 0 | 0 | 0.00057666 | 0.00057666 | 1098.8659
05/29 04:00:00 | 68 | 20 | 0% | 1.3794 | 51123.983 | 1.1095 | 3.9942 | 4.4638 | 4.0174 | 0 | 0 | 0 | 385.3522 | 1.3794 | 51123.983 | 1.1095 | 4.327 | 4.8357 | 4.1104 | 0 | 0 | 0 | 376.6278 | 0 | 0 | 0 | 0 | 0 | 0 | 0 | 758.819 | 0 | 0 | 0 | 0 | 0 | 0 | 0 | 1235.5347 | 0 | 0 | 0 | 0 | 0 | 0 | 0 | 0 | 1146.4387 | 0 | 0 | 0 | 0.0042 | 0 | 0.00057666 | 0.00057666 | 769.0658 | 0 | 0 | 0 | 0.0042 | 0 | 0.00057666 | 0.00057666 | 1172.6712 | 0 | 0 | 0 | 0.0042 | 0 | 0 | 0.00057666 | 0.00057666 | 1098.8664
05/29 05:00:00 | 66.92 | 19.4 | 0% | 1.3596 | 50393.1104 | 1.1139 | 4.01 | 4.435 | 3.9915 | 0 | 0 | 0 | 385.3522 | 1.3596 | 50393.1104 | 1.1139 | 4.3441 | 4.8046 | 4.0839 | 0 | 0 | 0 | 376.6278 | 0 | 0 | 0 | 0 | 0 | 0 | 0 | 758.819 | 0 | 0 | 0 | 0 | 0 | 0 | 0 | 1235.5347 | 0 | 0 | 0 | 0 | 0 | 0 | 0 | 0 | 1146.4387 | 0 | 0 | 0 | 0.0042 | 0 | 0.00057666 | 0.00057666 | 769.0664 | 0 | 0 | 0 | 0.0042 | 0 | 0.00057666 | 0.00057666 | 1172.6718 | 0 | 0 | 0 | 0.0042 | 0 | 0 | 0.00057666 | 0.00057666 | 1098.867
05/29 06:00:00 | 69.08 | 20.6 | 0% | 1.3992 | 51859.9654 | 1.1045 | 3.9762 | 4.4925 | 4.0432 | 0 | 0 | 0 | 385.3522 | 1.3992 | 51859.9654 | 1.1045 | 4.3075 | 4.8668 | 4.1368 | 0 | 0 | 0 | 376.6278 | 0 | 0 | 0 | 0 | 0 | 0 | 0 | 758.819 | 0 | 0 | 0 | 0 | 0 | 0 | 0 | 1235.5347 | 0 | 0 | 0 | 0 | 0 | 0 | 0 | 0 | 1146.4387 | 0 | 0 | 0 | 0.0042 | 0 | 0.00057666 | 0.00057666 | 769.0669 | 0 | 0 | 0 | 0.0042 | 0 | 0.00057666 | 0.00057666 | 1172.6724 | 0 | 0 | 0 | 0.0042 | 0 | 0 | 0.00057666 | 0.00057666 | 1098.8676
05/29 07:00:00 | 69.08 | 20.6 | 0% | 1.3992 | 51859.9654 | 1.1045 | 3.9762 | 4.4925 | 4.0432 | 0 | 0 | 0 | 385.3522 | 1.3992 | 51859.9654 | 1.1045 | 4.3075 | 4.8668 | 4.1368 | 0 | 0 | 0 | 376.6278 | 0 | 0 | 0 | 0 | 0 | 0 | 0 | 758.819 | 0 | 0 | 0 | 0 | 0 | 0 | 0 | 1235.5347 | 0 | 0 | 0 | 0 | 0 | 0 | 0 | 0 | 1146.4387 | 0 | 0 | 0 | 0.0042 | 0 | 0.00057666 | 0.00057666 | 769.0675 | 0 | 0 | 0 | 0.0042 | 0 | 0.00057666 | 0.00057666 | 1172.673 | 0 | 0 | 0 | 0.0042 | 0 | 0 | 0.00057666 | 0.00057666 | 1098.8682
05/29 08:00:00 | 75.92 | 24.4 | 0% | 1.5282 | 56639.8504 | 1.0596 | 3.8146 | 4.6745 | 4.2071 | 0 | 0 | 0 | 385.3522 | 1.5282 | 56639.8504 | 1.0596 | 4.1325 | 5.0641 | 4.3044 | 0 | 0 | 0 | 376.6278 | 0 | 0 | 0 | 0 | 0 | 0 | 0 | 758.819 | 0 | 0 | 0 | 0 | 0 | 0 | 0 | 1235.5347 | 0 | 0 | 0 | 0 | 0 | 0 | 0 | 0 | 1146.4387 | 0 | 0 | 0 | 0.0042 | 0 | 0.00057666 | 0.00057666 | 769.0681 | 0 | 0 | 0 | 0.0042 | 0 | 0.00057666 | 0.00057666 | 1172.6736 | 0 | 0 | 0 | 0.0042 | 0 | 0 | 0.00057666 | 0.00057666 | 1098.8687
05/29 09:00:00 | 75.92 | 24.4 | 0% | 1.5282 | 56639.8504 | 1.0596 | 3.8146 | 4.6745 | 4.2071 | 0 | 0 | 0 | 385.3522 | 1.5282 | 56639.8504 | 1.0596 | 4.1325 | 5.0641 | 4.3044 | 0 | 0 | 0 | 376.6278 | 0 | 0 | 0 | 0 | 0 | 0 | 0 | 758.819 | 0 | 0 | 0 | 0 | 0 | 0 | 0 | 1235.5347 | 0 | 0 | 0 | 0 | 0 | 0 | 0 | 0 | 1146.4387 | 0 | 0 | 0 | 0.0042 | 0 | 0.00057666 | 0.00057666 | 769.0687 | 0 | 0 | 0 | 0.0042 | 0 | 0.00057666 | 0.00057666 | 1172.6741 | 0 | 0 | 0 | 0.0042 | 0 | 0 | 0.00057666 | 0.00057666 | 1098.8693
05/29 10:00:00 | 77 | 25 | 0% | 1.5491 | 57413.3053 | 1.0507 | 3.7824 | 4.7036 | 4.2332 | 0 | 0 | 0 | 385.3522 | 1.5491 | 57413.3053 | 1.0507 | 4.0976 | 5.0956 | 4.3312 | 0 | 0 | 0 | 376.6278 | 0 | 0 | 0 | 0 | 0 | 0 | 0 | 758.819 | 0 | 0 | 0 | 0 | 0 | 0 | 0 | 1235.5347 | 0 | 0 | 0 | 0 | 0 | 0 | 0 | 0 | 1146.4387 | 0 | 0 | 0 | 0.0042 | 0 | 0.00057666 | 0.00057666 | 769.0692 | 0 | 0 | 0 | 0.0042 | 0 | 0.00057666 | 0.00057666 | 1172.6747 | 0 | 0 | 0 | 0.0042 | 0 | 0 | 0.00057666 | 0.00057666 | 1098.8699
05/29 11:00:00 | 77 | 25 | 0% | 1.5491 | 57413.3053 | 1.0507 | 3.7824 | 4.7036 | 4.2332 | 0 | 0 | 0 | 385.3522 | 1.5491 | 57413.3053 | 1.0507 | 4.0976 | 5.0956 | 4.3312 | 0 | 0 | 0 | 376.6278 | 0 | 0 | 0 | 0 | 0 | 0 | 0 | 758.819 | 0 | 0 | 0 | 0 | 0 | 0 | 0 | 1235.5347 | 0 | 0 | 0 | 0 | 0 | 0 | 0 | 0 | 1146.4387 | 0 | 0 | 0 | 0.0042 | 0 | 0.00057666 | 0.00057666 | 769.0698 | 0 | 0 | 0 | 0.0042 | 0 | 0.00057666 | 0.00057666 | 1172.6753 | 0 | 0 | 0 | 0.0042 | 0 | 0 | 0.00057666 | 0.00057666 | 1098.8705
05/29 12:00:00 | 75.92 | 24.4 | 0% | 1.5282 | 56639.8504 | 1.0596 | 3.8146 | 4.6745 | 4.2071 | 0 | 0 | 0 | 385.3522 | 1.5282 | 56639.8504 | 1.0596 | 4.1325 | 5.0641 | 4.3044 | 0 | 0 | 0 | 376.6278 | 0 | 0 | 0 | 0 | 0 | 0 | 0 | 758.819 | 0 | 0 | 0 | 0 | 0 | 0 | 0 | 1235.5347 | 0 | 0 | 0 | 0 | 0 | 0 | 0 | 0 | 1146.4387 | 0 | 0 | 0 | 0.0042 | 0 | 0.00057666 | 0.00057666 | 769.0704 | 0 | 0 | 0 | 0.0042 | 0 | 0.00057666 | 0.00057666 | 1172.6759 | 0 | 0 | 0 | 0.0042 | 0 | 0 | 0.00057666 | 0.00057666 | 1098.871
05/29 13:00:00 | 75.92 | 24.4 | 0% | 1.5282 | 56639.8504 | 1.0596 | 3.8146 | 4.6745 | 4.2071 | 0 | 0 | 0 | 385.3522 | 1.5282 | 56639.8504 | 1.0596 | 4.1325 | 5.0641 | 4.3044 | 0 | 0 | 0 | 376.6278 | 0 | 0 | 0 | 0 | 0 | 0 | 0 | 758.819 | 0 | 0 | 0 | 0 | 0 | 0 | 0 | 1235.5347 | 0 | 0 | 0 | 0 | 0 | 0 | 0 | 0 | 1146.4387 | 0 | 0 | 0 | 0.0042 | 0 | 0.00057666 | 0.00057666 | 769.071 | 0 | 0 | 0 | 0.0042 | 0 | 0.00057666 | 0.00057666 | 1172.6764 | 0 | 0 | 0 | 0.0042 | 0 | 0 | 0.00057666 | 0.00057666 | 1098.8716
05/29 14:00:00 | 78.08 | 25.6 | 0% | 1.5701 | 58191.8702 | 1.0413 | 3.7487 | 4.7329 | 4.2596 | 0 | 0 | 0 | 385.3522 | 1.5701 | 58191.8702 | 1.0413 | 4.0611 | 5.1273 | 4.3582 | 0 | 0 | 0 | 376.6278 | 0 | 0 | 0 | 0 | 0 | 0 | 0 | 758.819 | 0 | 0 | 0 | 0 | 0 | 0 | 0 | 1235.5347 | 0 | 0 | 0 | 0 | 0 | 0 | 0 | 0 | 1146.4387 | 0 | 0 | 0 | 0.0042 | 0 | 0.00057666 | 0.00057666 | 769.0716 | 0 | 0 | 0 | 0.0042 | 0 | 0.00057666 | 0.00057666 | 1172.677 | 0 | 0 | 0 | 0.0042 | 0 | 0 | 0.00057666 | 0.00057666 | 1098.8722
05/29 15:00:00 | 77 | 25 | 0% | 1.5491 | 57413.3053 | 1.0507 | 3.7824 | 4.7036 | 4.2332 | 0 | 0 | 0 | 385.3522 | 1.5491 | 57413.3053 | 1.0507 | 4.0976 | 5.0956 | 4.3312 | 0 | 0 | 0 | 376.6278 | 0 | 0 | 0 | 0 | 0 | 0 | 0 | 758.819 | 0 | 0 | 0 | 0 | 0 | 0 | 0 | 1235.5347 | 0 | 0 | 0 | 0 | 0 | 0 | 0 | 0 | 1146.4387 | 0 | 0 | 0 | 0.0042 | 0 | 0.00057666 | 0.00057666 | 769.0721 | 0 | 0 | 0 | 0.0042 | 0 | 0.00057666 | 0.00057666 | 1172.6776 | 0 | 0 | 0 | 0.0042 | 0 | 0 | 0.00057666 | 0.00057666 | 1098.8728
05/29 16:00:00 | 78.08 | 25.6 | 0% | 1.5701 | 58191.8702 | 1.0413 | 3.7487 | 4.7329 | 4.2596 | 0 | 0 | 0 | 385.3522 | 1.5701 | 58191.8702 | 1.0413 | 4.0611 | 5.1273 | 4.3582 | 0 | 0 | 0 | 376.6278 | 0 | 0 | 0 | 0 | 0 | 0 | 0 | 758.819 | 0 | 0 | 0 | 0 | 0 | 0 | 0 | 1235.5347 | 0 | 0 | 0 | 0 | 0 | 0 | 0 | 0 | 1146.4387 | 0 | 0 | 0 | 0.0042 | 0 | 0.00057666 | 0.00057666 | 769.0727 | 0 | 0 | 0 | 0.0042 | 0 | 0.00057666 | 0.00057666 | 1172.6782 | 0 | 0 | 0 | 0.0042 | 0 | 0 | 0.00057666 | 0.00057666 | 1098.8734
05/29 17:00:00 | 77 | 25 | 0% | 1.5491 | 57413.3053 | 1.0507 | 3.7824 | 4.7036 | 4.2332 | 0 | 0 | 0 | 385.3522 | 1.5491 | 57413.3053 | 1.0507 | 4.0976 | 5.0956 | 4.3312 | 0 | 0 | 0 | 376.6278 | 0 | 0 | 0 | 0 | 0 | 0 | 0 | 758.819 | 0 | 0 | 0 | 0 | 0 | 0 | 0 | 1235.5347 | 0 | 0 | 0 | 0 | 0 | 0 | 0 | 0 | 1146.4387 | 0 | 0 | 0 | 0.0042 | 0 | 0.00057666 | 0.00057666 | 769.0733 | 0 | 0 | 0 | 0.0042 | 0 | 0.00057666 | 0.00057666 | 1172.6787 | 0 | 0 | 0 | 0.0042 | 0 | 0 | 0.00057666 | 0.00057666 | 1098.8739
05/29 18:00:00 | 77 | 25 | 0% | 1.5491 | 57413.3053 | 1.0507 | 3.7824 | 4.7036 | 4.2332 | 0 | 0 | 0 | 385.3522 | 1.5491 | 57413.3053 | 1.0507 | 4.0976 | 5.0956 | 4.3312 | 0 | 0 | 0 | 376.6278 | 0 | 0 | 0 | 0 | 0 | 0 | 0 | 758.819 | 0 | 0 | 0 | 0 | 0 | 0 | 0 | 1235.5347 | 0 | 0 | 0 | 0 | 0 | 0 | 0 | 0 | 1146.4387 | 0 | 0 | 0 | 0.0042 | 0 | 0.00057666 | 0.00057666 | 769.0739 | 0 | 0 | 0 | 0.0042 | 0 | 0.00057666 | 0.00057666 | 1172.6793 | 0 | 0 | 0 | 0.0042 | 0 | 0 | 0.00057666 | 0.00057666 | 1098.8745
05/29 19:00:00 | 75.92 | 24.4 | 0% | 1.5282 | 56639.8504 | 1.0596 | 3.8146 | 4.6745 | 4.2071 | 0 | 0 | 0 | 385.3522 | 1.5282 | 56639.8504 | 1.0596 | 4.1325 | 5.0641 | 4.3044 | 0 | 0 | 0 | 376.6278 | 0 | 0 | 0 | 0 | 0 | 0 | 0 | 758.819 | 0 | 0 | 0 | 0 | 0 | 0 | 0 | 1235.5347 | 0 | 0 | 0 | 0 | 0 | 0 | 0 | 0 | 1146.4387 | 0 | 0 | 0 | 0.0042 | 0 | 0.00057666 | 0.00057666 | 769.0744 | 0 | 0 | 0 | 0.0042 | 0 | 0.00057666 | 0.00057666 | 1172.6799 | 0 | 0 | 0 | 0.0042 | 0 | 0 | 0.00057666 | 0.00057666 | 1098.8751
05/29 20:00:00 | 71.96 | 22.2 | 0% | 1.4528 | 53847.5669 | 1.0882 | 3.9177 | 4.5689 | 4.112 | 0 | 0 | 0 | 385.3522 | 1.4528 | 53847.5669 | 1.0882 | 4.2442 | 4.9496 | 4.2072 | 0 | 0 | 0 | 376.6278 | 0 | 0 | 0 | 0 | 0 | 0 | 0 | 758.819 | 0 | 0 | 0 | 0 | 0 | 0 | 0 | 1235.5347 | 0 | 0 | 0 | 0 | 0 | 0 | 0 | 0 | 1146.4387 | 0 | 0 | 0 | 0.0042 | 0 | 0.00057666 | 0.00057666 | 769.075 | 0 | 0 | 0 | 0.0042 | 0 | 0.00057666 | 0.00057666 | 1172.6805 | 0 | 0 | 0 | 0.0042 | 0 | 0 | 0.00057666 | 0.00057666 | 1098.8757
05/29 21:00:00 | 69.08 | 20.6 | 0% | 1.3992 | 51859.9654 | 1.1045 | 3.9762 | 4.4925 | 4.0432 | 0 | 0 | 0 | 385.3522 | 1.3992 | 51859.9654 | 1.1045 | 4.3075 | 4.8668 | 4.1368 | 0 | 0 | 0 | 376.6278 | 0 | 0 | 0 | 0 | 0 | 0 | 0 | 758.819 | 0 | 0 | 0 | 0 | 0 | 0 | 0 | 1235.5347 | 0 | 0 | 0 | 0 | 0 | 0 | 0 | 0 | 1146.4387 | 0 | 0 | 0 | 0.0042 | 0 | 0.00057666 | 0.00057666 | 769.0756 | 0 | 0 | 0 | 0.0042 | 0 | 0.00057666 | 0.00057666 | 1172.6811 | 0 | 0 | 0 | 0.0042 | 0 | 0 | 0.00057666 | 0.00057666 | 1098.8762
05/29 22:00:00 | 69.08 | 20.6 | 0% | 1.3992 | 51859.9654 | 1.1045 | 3.9762 | 4.4925 | 4.0432 | 0 | 0 | 0 | 385.3522 | 1.3992 | 51859.9654 | 1.1045 | 4.3075 | 4.8668 | 4.1368 | 0 | 0 | 0 | 376.6278 | 0 | 0 | 0 | 0 | 0 | 0 | 0 | 758.819 | 0 | 0 | 0 | 0 | 0 | 0 | 0 | 1235.5347 | 0 | 0 | 0 | 0 | 0 | 0 | 0 | 0 | 1146.4387 | 0 | 0 | 0 | 0.0042 | 0 | 0.00057666 | 0.00057666 | 769.0762 | 0 | 0 | 0 | 0.0042 | 0 | 0.00057666 | 0.00057666 | 1172.6816 | 0 | 0 | 0 | 0.0042 | 0 | 0 | 0.00057666 | 0.00057666 | 1098.8768
05/29 23:00:00 | 68 | 20 | 0% | 1.3794 | 51123.983 | 1.1095 | 3.9942 | 4.4638 | 4.0174 | 0 | 0 | 0 | 385.3522 | 1.3794 | 51123.983 | 1.1095 | 4.327 | 4.8357 | 4.1104 | 0 | 0 | 0 | 376.6278 | 0 | 0 | 0 | 0 | 0 | 0 | 0 | 758.819 | 0 | 0 | 0 | 0 | 0 | 0 | 0 | 1235.5347 | 0 | 0 | 0 | 0 | 0 | 0 | 0 | 0 | 1146.4387 | 0 | 0 | 0 | 0.0042 | 0 | 0.00057666 | 0.00057666 | 769.0767 | 0 | 0 | 0 | 0.0042 | 0 | 0.00057666 | 0.00057666 | 1172.6822 | 0 | 0 | 0 | 0.0042 | 0 | 0 | 0.00057666 | 0.00057666 | 1098.8774
05/29 24:00:00 | 68 | 20 | 0% | 1.3794 | 51123.983 | 1.1095 | 3.9942 | 4.4638 | 4.0174 | 0 | 0 | 0 | 385.3522 | 1.3794 | 51123.983 | 1.1095 | 4.327 | 4.8357 | 4.1104 | 0 | 0 | 0 | 376.6278 | 0 | 0 | 0 | 0 | 0 | 0 | 0 | 758.819 | 0 | 0 | 0 | 0 | 0 | 0 | 0 | 1235.5347 | 0 | 0 | 0 | 0 | 0 | 0 | 0 | 0 | 1146.4387 | 0 | 0 | 0 | 0.0042 | 0 | 0.00057666 | 0.00057666 | 769.0773 | 0 | 0 | 0 | 0.0042 | 0 | 0.00057666 | 0.00057666 | 1172.6828 | 0 | 0 | 0 | 0.0042 | 0 | 0 | 0.00057666 | 0.00057666 | 1098.878
05/30 01:00:00 | 66.92 | 19.4 | 0% | 1.3596 | 50393.1104 | 1.1139 | 4.01 | 4.435 | 3.9915 | 0 | 0 | 0 | 385.3522 | 1.3596 | 50393.1104 | 1.1139 | 4.3441 | 4.8046 | 4.0839 | 0 | 0 | 0 | 376.6278 | 0 | 0 | 0 | 0 | 0 | 0 | 0 | 758.819 | 0 | 0 | 0 | 0 | 0 | 0 | 0 | 1235.5347 | 0 | 0 | 0 | 0 | 0 | 0 | 0 | 0 | 1146.4387 | 0 | 0 | 0 | 0.0042 | 0 | 0.00057666 | 0.00057666 | 769.0779 | 0 | 0 | 0 | 0.0042 | 0 | 0.00057666 | 0.00057666 | 1172.6834 | 0 | 0 | 0 | 0.0042 | 0 | 0 | 0.00057666 | 0.00057666 | 1098.8785
05/30 02:00:00 | 66.92 | 19.4 | 0% | 1.3596 | 50393.1104 | 1.1139 | 4.01 | 4.435 | 3.9915 | 0 | 0 | 0 | 385.3522 | 1.3596 | 50393.1104 | 1.1139 | 4.3441 | 4.8046 | 4.0839 | 0 | 0 | 0 | 376.6278 | 0 | 0 | 0 | 0 | 0 | 0 | 0 | 758.819 | 0 | 0 | 0 | 0 | 0 | 0 | 0 | 1235.5347 | 0 | 0 | 0 | 0 | 0 | 0 | 0 | 0 | 1146.4387 | 0 | 0 | 0 | 0.0042 | 0 | 0.00057666 | 0.00057666 | 769.0785 | 0 | 0 | 0 | 0.0042 | 0 | 0.00057666 | 0.00057666 | 1172.6839 | 0 | 0 | 0 | 0.0042 | 0 | 0 | 0.00057666 | 0.00057666 | 1098.8791
05/30 03:00:00 | 66.02 | 18.9 | 0% | 1.3433 | 49787.9534 | 1.117 | 4.0213 | 4.4109 | 3.9698 | 0 | 0 | 0 | 385.3522 | 1.3433 | 49787.9534 | 1.117 | 4.3565 | 4.7785 | 4.0617 | 0 | 0 | 0 | 376.6278 | 0 | 0 | 0 | 0 | 0 | 0 | 0 | 758.819 | 0 | 0 | 0 | 0 | 0 | 0 | 0 | 1235.5347 | 0 | 0 | 0 | 0 | 0 | 0 | 0 | 0 | 1146.4387 | 0 | 0 | 0 | 0.0042 | 0 | 0.00057666 | 0.00057666 | 769.079 | 0 | 0 | 0 | 0.0042 | 0 | 0.00057666 | 0.00057666 | 1172.6845 | 0 | 0 | 0 | 0.0042 | 0 | 0 | 0.00057666 | 0.00057666 | 1098.8797
05/30 04:00:00 | 66.2 | 19 | 0% | 1.3466 | 49908.7009 | 1.1164 | 4.0192 | 4.4158 | 3.9742 | 0 | 0 | 0 | 385.3522 | 1.3466 | 49908.7009 | 1.1164 | 4.3541 | 4.7837 | 4.0662 | 0 | 0 | 0 | 376.6278 | 0 | 0 | 0 | 0 | 0 | 0 | 0 | 758.819 | 0 | 0 | 0 | 0 | 0 | 0 | 0 | 1235.5347 | 0 | 0 | 0 | 0 | 0 | 0 | 0 | 0 | 1146.4387 | 0 | 0 | 0 | 0.0042 | 0 | 0.00057666 | 0.00057666 | 769.0796 | 0 | 0 | 0 | 0.0042 | 0 | 0.00057666 | 0.00057666 | 1172.6851 | 0 | 0 | 0 | 0.0042 | 0 | 0 | 0.00057666 | 0.00057666 | 1098.8803
05/30 05:00:00 | 66.02 | 18.9 | 0% | 1.3433 | 49787.9534 | 1.117 | 4.0213 | 4.4109 | 3.9698 | 0 | 0 | 0 | 385.3522 | 1.3433 | 49787.9534 | 1.117 | 4.3565 | 4.7785 | 4.0617 | 0 | 0 | 0 | 376.6278 | 0 | 0 | 0 | 0 | 0 | 0 | 0 | 758.819 | 0 | 0 | 0 | 0 | 0 | 0 | 0 | 1235.5347 | 0 | 0 | 0 | 0 | 0 | 0 | 0 | 0 | 1146.4387 | 0 | 0 | 0 | 0.0042 | 0 | 0.00057666 | 0.00057666 | 769.0802 | 0 | 0 | 0 | 0.0042 | 0 | 0.00057666 | 0.00057666 | 1172.6857 | 0 | 0 | 0 | 0.0042 | 0 | 0 | 0.00057666 | 0.00057666 | 1098.8809
05/30 06:00:00 | 66.92 | 19.4 | 0% | 1.3596 | 50393.1104 | 1.1139 | 4.01 | 4.435 | 3.9915 | 0 | 0 | 0 | 385.3522 | 1.3596 | 50393.1104 | 1.1139 | 4.3441 | 4.8046 | 4.0839 | 0 | 0 | 0 | 376.6278 | 0 | 0 | 0 | 0 | 0 | 0 | 0 | 758.819 | 0 | 0 | 0 | 0 | 0 | 0 | 0 | 1235.5347 | 0 | 0 | 0 | 0 | 0 | 0 | 0 | 0 | 1146.4387 | 0 | 0 | 0 | 0.0042 | 0 | 0.00057666 | 0.00057666 | 769.0808 | 0 | 0 | 0 | 0.0042 | 0 | 0.00057666 | 0.00057666 | 1172.6862 | 0 | 0 | 0 | 0.0042 | 0 | 0 | 0.00057666 | 0.00057666 | 1098.8814
05/30 07:00:00 | 66.92 | 19.4 | 0% | 1.3596 | 50393.1104 | 1.1139 | 4.01 | 4.435 | 3.9915 | 0 | 0 | 0 | 385.3522 | 1.3596 | 50393.1104 | 1.1139 | 4.3441 | 4.8046 | 4.0839 | 0 | 0 | 0 | 376.6278 | 0 | 0 | 0 | 0 | 0 | 0 | 0 | 758.819 | 0 | 0 | 0 | 0 | 0 | 0 | 0 | 1235.5347 | 0 | 0 | 0 | 0 | 0 | 0 | 0 | 0 | 1146.4387 | 0 | 0 | 0 | 0.0042 | 0 | 0.00057666 | 0.00057666 | 769.0814 | 0 | 0 | 0 | 0.0042 | 0 | 0.00057666 | 0.00057666 | 1172.6868 | 0 | 0 | 0 | 0.0042 | 0 | 0 | 0.00057666 | 0.00057666 | 1098.882
05/30 08:00:00 | 69.98 | 21.1 | 0% | 1.4159 | 52477.1875 | 1.0999 | 3.9595 | 4.5163 | 4.0647 | 0 | 0 | 0 | 385.3522 | 1.4159 | 52477.1875 | 1.0999 | 4.2895 | 4.8927 | 4.1588 | 0 | 0 | 0 | 376.6278 | 0 | 0 | 0 | 0 | 0 | 0 | 0 | 758.819 | 0 | 0 | 0 | 0 | 0 | 0 | 0 | 1235.5347 | 0 | 0 | 0 | 0 | 0 | 0 | 0 | 0 | 1146.4387 | 0 | 0 | 0 | 0.0042 | 0 | 0.00057666 | 0.00057666 | 769.0819 | 0 | 0 | 0 | 0.0042 | 0 | 0.00057666 | 0.00057666 | 1172.6874 | 0 | 0 | 0 | 0.0042 | 0 | 0 | 0.00057666 | 0.00057666 | 1098.8826
05/30 09:00:00 | 69.98 | 21.1 | 0% | 1.4159 | 52477.1875 | 1.0999 | 3.9595 | 4.5163 | 4.0647 | 0 | 0 | 0 | 385.3522 | 1.4159 | 52477.1875 | 1.0999 | 4.2895 | 4.8927 | 4.1588 | 0 | 0 | 0 | 376.6278 | 0 | 0 | 0 | 0 | 0 | 0 | 0 | 758.819 | 0 | 0 | 0 | 0 | 0 | 0 | 0 | 1235.5347 | 0 | 0 | 0 | 0 | 0 | 0 | 0 | 0 | 1146.4387 | 0 | 0 | 0 | 0.0042 | 0 | 0.00057666 | 0.00057666 | 769.0825 | 0 | 0 | 0 | 0.0042 | 0 | 0.00057666 | 0.00057666 | 1172.688 | 0 | 0 | 0 | 0.0042 | 0 | 0 | 0.00057666 | 0.00057666 | 1098.8832
05/30 10:00:00 | 75.92 | 24.4 | 0% | 1.5282 | 56639.8504 | 1.0596 | 3.8146 | 4.6745 | 4.2071 | 0 | 0 | 0 | 385.3522 | 1.5282 | 56639.8504 | 1.0596 | 4.1325 | 5.0641 | 4.3044 | 0 | 0 | 0 | 376.6278 | 0 | 0 | 0 | 0 | 0 | 0 | 0 | 758.819 | 0 | 0 | 0 | 0 | 0 | 0 | 0 | 1235.5347 | 0 | 0 | 0 | 0 | 0 | 0 | 0 | 0 | 1146.4387 | 0 | 0 | 0 | 0.0042 | 0 | 0.00057666 | 0.00057666 | 769.0831 | 0 | 0 | 0 | 0.0042 | 0 | 0.00057666 | 0.00057666 | 1172.6885 | 0 | 0 | 0 | 0.0042 | 0 | 0 | 0.00057666 | 0.00057666 | 1098.8837
05/30 11:00:00 | 77 | 25 | 0% | 1.5491 | 57413.3053 | 1.0507 | 3.7824 | 4.7036 | 4.2332 | 0 | 0 | 0 | 385.3522 | 1.5491 | 57413.3053 | 1.0507 | 4.0976 | 5.0956 | 4.3312 | 0 | 0 | 0 | 376.6278 | 0 | 0 | 0 | 0 | 0 | 0 | 0 | 758.819 | 0 | 0 | 0 | 0 | 0 | 0 | 0 | 1235.5347 | 0 | 0 | 0 | 0 | 0 | 0 | 0 | 0 | 1146.4387 | 0 | 0 | 0 | 0.0042 | 0 | 0.00057666 | 0.00057666 | 769.0837 | 0 | 0 | 0 | 0.0042 | 0 | 0.00057666 | 0.00057666 | 1172.6891 | 0 | 0 | 0 | 0.0042 | 0 | 0 | 0.00057666 | 0.00057666 | 1098.8843
05/30 12:00:00 | 71.06 | 21.7 | 0% | 1.436 | 53222.538 | 1.0938 | 3.9376 | 4.545 | 4.0905 | 0 | 0 | 0 | 385.3522 | 1.436 | 53222.538 | 1.0938 | 4.2657 | 4.9237 | 4.1852 | 0 | 0 | 0 | 376.6278 | 0 | 0 | 0 | 0 | 0 | 0 | 0 | 758.819 | 0 | 0 | 0 | 0 | 0 | 0 | 0 | 1235.5347 | 0 | 0 | 0 | 0 | 0 | 0 | 0 | 0 | 1146.4387 | 0 | 0 | 0 | 0.0042 | 0 | 0.00057666 | 0.00057666 | 769.0842 | 0 | 0 | 0 | 0.0042 | 0 | 0.00057666 | 0.00057666 | 1172.6897 | 0 | 0 | 0 | 0.0042 | 0 | 0 | 0.00057666 | 0.00057666 | 1098.8849
05/30 13:00:00 | 69.08 | 20.6 | 0% | 1.3992 | 51859.9654 | 1.1045 | 3.9762 | 4.4925 | 4.0432 | 0 | 0 | 0 | 385.3522 | 1.3992 | 51859.9654 | 1.1045 | 4.3075 | 4.8668 | 4.1368 | 0 | 0 | 0 | 376.6278 | 0 | 0 | 0 | 0 | 0 | 0 | 0 | 758.819 | 0 | 0 | 0 | 0 | 0 | 0 | 0 | 1235.5347 | 0 | 0 | 0 | 0 | 0 | 0 | 0 | 0 | 1146.4387 | 0 | 0 | 0 | 0.0042 | 0 | 0.00057666 | 0.00057666 | 769.0848 | 0 | 0 | 0 | 0.0042 | 0 | 0.00057666 | 0.00057666 | 1172.6903 | 0 | 0 | 0 | 0.0042 | 0 | 0 | 0.00057666 | 0.00057666 | 1098.8855
05/30 14:00:00 | 73.94 | 23.3 | 0% | 1.4903 | 55235.1212 | 1.0748 | 3.8692 | 4.6215 | 4.1594 | 0 | 0 | 0 | 385.3522 | 1.4903 | 55235.1212 | 1.0748 | 4.1916 | 5.0067 | 4.2557 | 0 | 0 | 0 | 376.6278 | 0 | 0 | 0 | 0 | 0 | 0 | 0 | 758.819 | 0 | 0 | 0 | 0 | 0 | 0 | 0 | 1235.5347 | 0 | 0 | 0 | 0 | 0 | 0 | 0 | 0 | 1146.4387 | 0 | 0 | 0 | 0.0042 | 0 | 0.00057666 | 0.00057666 | 769.0854 | 0 | 0 | 0 | 0.0042 | 0 | 0.00057666 | 0.00057666 | 1172.6909 | 0 | 0 | 0 | 0.0042 | 0 | 0 | 0.00057666 | 0.00057666 | 1098.886
05/30 15:00:00 | 73.04 | 22.8 | 0% | 1.4732 | 54602.2855 | 1.0811 | 3.892 | 4.5976 | 4.1378 | 0 | 0 | 0 | 385.3522 | 1.4732 | 54602.2855 | 1.0811 | 4.2164 | 4.9807 | 4.2336 | 0 | 0 | 0 | 376.6278 | 0 | 0 | 0 | 0 | 0 | 0 | 0 | 758.819 | 0 | 0 | 0 | 0 | 0 | 0 | 0 | 1235.5347 | 0 | 0 | 0 | 0 | 0 | 0 | 0 | 0 | 1146.4387 | 0 | 0 | 0 | 0.0042 | 0 | 0.00057666 | 0.00057666 | 769.086 | 0 | 0 | 0 | 0.0042 | 0 | 0.00057666 | 0.00057666 | 1172.6914 | 0 | 0 | 0 | 0.0042 | 0 | 0 | 0.00057666 | 0.00057666 | 1098.8866
05/30 16:00:00 | 73.94 | 23.3 | 0% | 1.4903 | 55235.1212 | 1.0748 | 3.8692 | 4.6215 | 4.1594 | 0 | 0 | 0 | 385.3522 | 1.4903 | 55235.1212 | 1.0748 | 4.1916 | 5.0067 | 4.2557 | 0 | 0 | 0 | 376.6278 | 0 | 0 | 0 | 0 | 0 | 0 | 0 | 758.819 | 0 | 0 | 0 | 0 | 0 | 0 | 0 | 1235.5347 | 0 | 0 | 0 | 0 | 0 | 0 | 0 | 0 | 1146.4387 | 0 | 0 | 0 | 0.0042 | 0 | 0.00057666 | 0.00057666 | 769.0865 | 0 | 0 | 0 | 0.0042 | 0 | 0.00057666 | 0.00057666 | 1172.692 | 0 | 0 | 0 | 0.0042 | 0 | 0 | 0.00057666 | 0.00057666 | 1098.8872
05/30 17:00:00 | 73.04 | 22.8 | 0% | 1.4732 | 54602.2855 | 1.0811 | 3.892 | 4.5976 | 4.1378 | 0 | 0 | 0 | 385.3522 | 1.4732 | 54602.2855 | 1.0811 | 4.2164 | 4.9807 | 4.2336 | 0 | 0 | 0 | 376.6278 | 0 | 0 | 0 | 0 | 0 | 0 | 0 | 758.819 | 0 | 0 | 0 | 0 | 0 | 0 | 0 | 1235.5347 | 0 | 0 | 0 | 0 | 0 | 0 | 0 | 0 | 1146.4387 | 0 | 0 | 0 | 0.0042 | 0 | 0.00057666 | 0.00057666 | 769.0871 | 0 | 0 | 0 | 0.0042 | 0 | 0.00057666 | 0.00057666 | 1172.6926 | 0 | 0 | 0 | 0.0042 | 0 | 0 | 0.00057666 | 0.00057666 | 1098.8878
05/30 18:00:00 | 73.04 | 22.8 | 0% | 1.4732 | 54602.2855 | 1.0811 | 3.892 | 4.5976 | 4.1378 | 0 | 0 | 0 | 385.3522 | 1.4732 | 54602.2855 | 1.0811 | 4.2164 | 4.9807 | 4.2336 | 0 | 0 | 0 | 376.6278 | 0 | 0 | 0 | 0 | 0 | 0 | 0 | 758.819 | 0 | 0 | 0 | 0 | 0 | 0 | 0 | 1235.5347 | 0 | 0 | 0 | 0 | 0 | 0 | 0 | 0 | 1146.4387 | 0 | 0 | 0 | 0.0042 | 0 | 0.00057666 | 0.00057666 | 769.0877 | 0 | 0 | 0 | 0.0042 | 0 | 0.00057666 | 0.00057666 | 1172.6932 | 0 | 0 | 0 | 0.0042 | 0 | 0 | 0.00057666 | 0.00057666 | 1098.8883
05/30 19:00:00 | 73.04 | 22.8 | 0% | 1.4732 | 54602.2855 | 1.0811 | 3.892 | 4.5976 | 4.1378 | 0 | 0 | 0 | 385.3522 | 1.4732 | 54602.2855 | 1.0811 | 4.2164 | 4.9807 | 4.2336 | 0 | 0 | 0 | 376.6278 | 0 | 0 | 0 | 0 | 0 | 0 | 0 | 758.819 | 0 | 0 | 0 | 0 | 0 | 0 | 0 | 1235.5347 | 0 | 0 | 0 | 0 | 0 | 0 | 0 | 0 | 1146.4387 | 0 | 0 | 0 | 0.0042 | 0 | 0.00057666 | 0.00057666 | 769.0883 | 0 | 0 | 0 | 0.0042 | 0 | 0.00057666 | 0.00057666 | 1172.6937 | 0 | 0 | 0 | 0.0042 | 0 | 0 | 0.00057666 | 0.00057666 | 1098.8889
05/30 20:00:00 | 68 | 20 | 0% | 1.3794 | 51123.983 | 1.1095 | 3.9942 | 4.4638 | 4.0174 | 0 | 0 | 0 | 385.3522 | 1.3794 | 51123.983 | 1.1095 | 4.327 | 4.8357 | 4.1104 | 0 | 0 | 0 | 376.6278 | 0 | 0 | 0 | 0 | 0 | 0 | 0 | 758.819 | 0 | 0 | 0 | 0 | 0 | 0 | 0 | 1235.5347 | 0 | 0 | 0 | 0 | 0 | 0 | 0 | 0 | 1146.4387 | 0 | 0 | 0 | 0.0042 | 0 | 0.00057666 | 0.00057666 | 769.0889 | 0 | 0 | 0 | 0.0042 | 0 | 0.00057666 | 0.00057666 | 1172.6943 | 0 | 0 | 0 | 0.0042 | 0 | 0 | 0.00057666 | 0.00057666 | 1098.8895
05/30 21:00:00 | 66.92 | 19.4 | 0% | 1.3596 | 50393.1104 | 1.1139 | 4.01 | 4.435 | 3.9915 | 0 | 0 | 0 | 385.3522 | 1.3596 | 50393.1104 | 1.1139 | 4.3441 | 4.8046 | 4.0839 | 0 | 0 | 0 | 376.6278 | 0 | 0 | 0 | 0 | 0 | 0 | 0 | 758.819 | 0 | 0 | 0 | 0 | 0 | 0 | 0 | 1235.5347 | 0 | 0 | 0 | 0 | 0 | 0 | 0 | 0 | 1146.4387 | 0 | 0 | 0 | 0.0042 | 0 | 0.00057666 | 0.00057666 | 769.0894 | 0 | 0 | 0 | 0.0042 | 0 | 0.00057666 | 0.00057666 | 1172.6949 | 0 | 0 | 0 | 0.0042 | 0 | 0 | 0.00057666 | 0.00057666 | 1098.8901
05/30 22:00:00 | 66.92 | 19.4 | 0% | 1.3596 | 50393.1104 | 1.1139 | 4.01 | 4.435 | 3.9915 | 0 | 0 | 0 | 385.3522 | 1.3596 | 50393.1104 | 1.1139 | 4.3441 | 4.8046 | 4.0839 | 0 | 0 | 0 | 376.6278 | 0 | 0 | 0 | 0 | 0 | 0 | 0 | 758.819 | 0 | 0 | 0 | 0 | 0 | 0 | 0 | 1235.5347 | 0 | 0 | 0 | 0 | 0 | 0 | 0 | 0 | 1146.4387 | 0 | 0 | 0 | 0.0042 | 0 | 0.00057666 | 0.00057666 | 769.09 | 0 | 0 | 0 | 0.0042 | 0 | 0.00057666 | 0.00057666 | 1172.6955 | 0 | 0 | 0 | 0.0042 | 0 | 0 | 0.00057666 | 0.00057666 | 1098.8907
05/30 23:00:00 | 66.92 | 19.4 | 0% | 1.3596 | 50393.1104 | 1.1139 | 4.01 | 4.435 | 3.9915 | 0 | 0 | 0 | 385.3522 | 1.3596 | 50393.1104 | 1.1139 | 4.3441 | 4.8046 | 4.0839 | 0 | 0 | 0 | 376.6278 | 0 | 0 | 0 | 0 | 0 | 0 | 0 | 758.819 | 0 | 0 | 0 | 0 | 0 | 0 | 0 | 1235.5347 | 0 | 0 | 0 | 0 | 0 | 0 | 0 | 0 | 1146.4387 | 0 | 0 | 0 | 0.0042 | 0 | 0.00057666 | 0.00057666 | 769.0906 | 0 | 0 | 0 | 0.0042 | 0 | 0.00057666 | 0.00057666 | 1172.696 | 0 | 0 | 0 | 0.0042 | 0 | 0 | 0.00057666 | 0.00057666 | 1098.8912
05/30 24:00:00 | 66.02 | 18.9 | 0% | 1.3433 | 49787.9534 | 1.117 | 4.0213 | 4.4109 | 3.9698 | 0 | 0 | 0 | 385.3522 | 1.3433 | 49787.9534 | 1.117 | 4.3565 | 4.7785 | 4.0617 | 0 | 0 | 0 | 376.6278 | 0 | 0 | 0 | 0 | 0 | 0 | 0 | 758.819 | 0 | 0 | 0 | 0 | 0 | 0 | 0 | 1235.5347 | 0 | 0 | 0 | 0 | 0 | 0 | 0 | 0 | 1146.4387 | 0 | 0 | 0 | 0.0042 | 0 | 0.00057666 | 0.00057666 | 769.0912 | 0 | 0 | 0 | 0.0042 | 0 | 0.00057666 | 0.00057666 | 1172.6966 | 0 | 0 | 0 | 0.0042 | 0 | 0 | 0.00057666 | 0.00057666 | 1098.8918
05/31 01:00:00 | 66.02 | 18.9 | 0% | 1.3433 | 49787.9534 | 1.117 | 4.0213 | 4.4109 | 3.9698 | 0 | 0 | 0 | 385.3522 | 1.3433 | 49787.9534 | 1.117 | 4.3565 | 4.7785 | 4.0617 | 0 | 0 | 0 | 376.6278 | 0 | 0 | 0 | 0 | 0 | 0 | 0 | 758.819 | 0 | 0 | 0 | 0 | 0 | 0 | 0 | 1235.5347 | 0 | 0 | 0 | 0 | 0 | 0 | 0 | 0 | 1146.4387 | 0 | 0 | 0 | 0.0042 | 0 | 0.00057666 | 0.00057666 | 769.0917 | 0 | 0 | 0 | 0.0042 | 0 | 0.00057666 | 0.00057666 | 1172.6972 | 0 | 0 | 0 | 0.0042 | 0 | 0 | 0.00057666 | 0.00057666 | 1098.8924
05/31 02:00:00 | 66.02 | 18.9 | 0% | 1.3433 | 49787.9534 | 1.117 | 4.0213 | 4.4109 | 3.9698 | 0 | 0 | 0 | 385.3522 | 1.3433 | 49787.9534 | 1.117 | 4.3565 | 4.7785 | 4.0617 | 0 | 0 | 0 | 376.6278 | 0 | 0 | 0 | 0 | 0 | 0 | 0 | 758.819 | 0 | 0 | 0 | 0 | 0 | 0 | 0 | 1235.5347 | 0 | 0 | 0 | 0 | 0 | 0 | 0 | 0 | 1146.4387 | 0 | 0 | 0 | 0.0042 | 0 | 0.00057666 | 0.00057666 | 769.0923 | 0 | 0 | 0 | 0.0042 | 0 | 0.00057666 | 0.00057666 | 1172.6978 | 0 | 0 | 0 | 0.0042 | 0 | 0 | 0.00057666 | 0.00057666 | 1098.893
05/31 03:00:00 | 66.92 | 19.4 | 0% | 1.3596 | 50393.1104 | 1.1139 | 4.01 | 4.435 | 3.9915 | 0 | 0 | 0 | 385.3522 | 1.3596 | 50393.1104 | 1.1139 | 4.3441 | 4.8046 | 4.0839 | 0 | 0 | 0 | 376.6278 | 0 | 0 | 0 | 0 | 0 | 0 | 0 | 758.819 | 0 | 0 | 0 | 0 | 0 | 0 | 0 | 1235.5347 | 0 | 0 | 0 | 0 | 0 | 0 | 0 | 0 | 1146.4387 | 0 | 0 | 0 | 0.0042 | 0 | 0.00057666 | 0.00057666 | 769.0929 | 0 | 0 | 0 | 0.0042 | 0 | 0.00057666 | 0.00057666 | 1172.6984 | 0 | 0 | 0 | 0.0042 | 0 | 0 | 0.00057666 | 0.00057666 | 1098.8935
05/31 04:00:00 | 66.92 | 19.4 | 0% | 1.3596 | 50393.1104 | 1.1139 | 4.01 | 4.435 | 3.9915 | 0 | 0 | 0 | 385.3522 | 1.3596 | 50393.1104 | 1.1139 | 4.3441 | 4.8046 | 4.0839 | 0 | 0 | 0 | 376.6278 | 0 | 0 | 0 | 0 | 0 | 0 | 0 | 758.819 | 0 | 0 | 0 | 0 | 0 | 0 | 0 | 1235.5347 | 0 | 0 | 0 | 0 | 0 | 0 | 0 | 0 | 1146.4387 | 0 | 0 | 0 | 0.0042 | 0 | 0.00057666 | 0.00057666 | 769.0935 | 0 | 0 | 0 | 0.0042 | 0 | 0.00057666 | 0.00057666 | 1172.6989 | 0 | 0 | 0 | 0.0042 | 0 | 0 | 0.00057666 | 0.00057666 | 1098.8941
05/31 05:00:00 | 66.92 | 19.4 | 0% | 1.3596 | 50393.1104 | 1.1139 | 4.01 | 4.435 | 3.9915 | 0 | 0 | 0 | 385.3522 | 1.3596 | 50393.1104 | 1.1139 | 4.3441 | 4.8046 | 4.0839 | 0 | 0 | 0 | 376.6278 | 0 | 0 | 0 | 0 | 0 | 0 | 0 | 758.819 | 0 | 0 | 0 | 0 | 0 | 0 | 0 | 1235.5347 | 0 | 0 | 0 | 0 | 0 | 0 | 0 | 0 | 1146.4387 | 0 | 0 | 0 | 0.0042 | 0 | 0.00057666 | 0.00057666 | 769.094 | 0 | 0 | 0 | 0.0042 | 0 | 0.00057666 | 0.00057666 | 1172.6995 | 0 | 0 | 0 | 0.0042 | 0 | 0 | 0.00057666 | 0.00057666 | 1098.8947
05/31 06:00:00 | 66.92 | 19.4 | 0% | 1.3596 | 50393.1104 | 1.1139 | 4.01 | 4.435 | 3.9915 | 0 | 0 | 0 | 385.3522 | 1.3596 | 50393.1104 | 1.1139 | 4.3441 | 4.8046 | 4.0839 | 0 | 0 | 0 | 376.6278 | 0 | 0 | 0 | 0 | 0 | 0 | 0 | 758.819 | 0 | 0 | 0 | 0 | 0 | 0 | 0 | 1235.5347 | 0 | 0 | 0 | 0 | 0 | 0 | 0 | 0 | 1146.4387 | 0 | 0 | 0 | 0.0042 | 0 | 0.00057666 | 0.00057666 | 769.0946 | 0 | 0 | 0 | 0.0042 | 0 | 0.00057666 | 0.00057666 | 1172.7001 | 0 | 0 | 0 | 0.0042 | 0 | 0 | 0.00057666 | 0.00057666 | 1098.8953
05/31 07:00:00 | 66.92 | 19.4 | 0% | 1.3596 | 50393.1104 | 1.1139 | 4.01 | 4.435 | 3.9915 | 0 | 0 | 0 | 385.3522 | 1.3596 | 50393.1104 | 1.1139 | 4.3441 | 4.8046 | 4.0839 | 0 | 0 | 0 | 376.6278 | 0 | 0 | 0 | 0 | 0 | 0 | 0 | 758.819 | 0 | 0 | 0 | 0 | 0 | 0 | 0 | 1235.5347 | 0 | 0 | 0 | 0 | 0 | 0 | 0 | 0 | 1146.4387 | 0 | 0 | 0 | 0.0042 | 0 | 0.00057666 | 0.00057666 | 769.0952 | 0 | 0 | 0 | 0.0042 | 0 | 0.00057666 | 0.00057666 | 1172.7007 | 0 | 0 | 0 | 0.0042 | 0 | 0 | 0.00057666 | 0.00057666 | 1098.8958
05/31 08:00:00 | 73.04 | 22.8 | 0% | 1.4732 | 54602.2855 | 1.0811 | 3.892 | 4.5976 | 4.1378 | 0 | 0 | 0 | 385.3522 | 1.4732 | 54602.2855 | 1.0811 | 4.2164 | 4.9807 | 4.2336 | 0 | 0 | 0 | 376.6278 | 0 | 0 | 0 | 0 | 0 | 0 | 0 | 758.819 | 0 | 0 | 0 | 0 | 0 | 0 | 0 | 1235.5347 | 0 | 0 | 0 | 0 | 0 | 0 | 0 | 0 | 1146.4387 | 0 | 0 | 0 | 0.0042 | 0 | 0.00057666 | 0.00057666 | 769.0958 | 0 | 0 | 0 | 0.0042 | 0 | 0.00057666 | 0.00057666 | 1172.7012 | 0 | 0 | 0 | 0.0042 | 0 | 0 | 0.00057666 | 0.00057666 | 1098.8964
05/31 09:00:00 | 73.94 | 23.3 | 0% | 1.4903 | 55235.1212 | 1.0748 | 3.8692 | 4.6215 | 4.1594 | 0 | 0 | 0 | 385.3522 | 1.4903 | 55235.1212 | 1.0748 | 4.1916 | 5.0067 | 4.2557 | 0 | 0 | 0 | 376.6278 | 0 | 0 | 0 | 0 | 0 | 0 | 0 | 758.819 | 0 | 0 | 0 | 0 | 0 | 0 | 0 | 1235.5347 | 0 | 0 | 0 | 0 | 0 | 0 | 0 | 0 | 1146.4387 | 0 | 0 | 0 | 0.0042 | 0 | 0.00057666 | 0.00057666 | 769.0963 | 0 | 0 | 0 | 0.0042 | 0 | 0.00057666 | 0.00057666 | 1172.7018 | 0 | 0 | 0 | 0.0042 | 0 | 0 | 0.00057666 | 0.00057666 | 1098.897
05/31 10:00:00 | 78.98 | 26.1 | 0% | 1.5877 | 58844.5776 | 1.0332 | 3.7194 | 4.7574 | 4.2816 | 0 | 0 | 0 | 385.3522 | 1.5877 | 58844.5776 | 1.0332 | 4.0294 | 5.1538 | 4.3808 | 0 | 0 | 0 | 376.6278 | 0 | 0 | 0 | 0 | 0 | 0 | 0 | 758.819 | 0 | 0 | 0 | 0 | 0 | 0 | 0 | 1235.5347 | 0 | 0 | 0 | 0 | 0 | 0 | 0 | 0 | 1146.4387 | 0 | 0 | 0 | 0.0042 | 0 | 0.00057666 | 0.00057666 | 769.0969 | 0 | 0 | 0 | 0.0042 | 0 | 0.00057666 | 0.00057666 | 1172.7024 | 0 | 0 | 0 | 0.0042 | 0 | 0 | 0.00057666 | 0.00057666 | 1098.8976
05/31 11:00:00 | 80.06 | 26.7 | 0% | 1.6089 | 59632.5105 | 1.0231 | 3.6831 | 4.787 | 4.3083 | 0 | 0 | 0 | 385.3522 | 1.6089 | 59632.5105 | 1.0231 | 3.99 | 5.1859 | 4.408 | 0 | 0 | 0 | 376.6278 | 0 | 0 | 0 | 0 | 0 | 0 | 0 | 758.819 | 0 | 0 | 0 | 0 | 0 | 0 | 0 | 1235.5347 | 0 | 0 | 0 | 0 | 0 | 0 | 0 | 0 | 1146.4387 | 0 | 0 | 0 | 0.0042 | 0 | 0.00057666 | 0.00057666 | 769.0975 | 0 | 0 | 0 | 0.0042 | 0 | 0.00057666 | 0.00057666 | 1172.703 | 0 | 0 | 0 | 0.0042 | 0 | 0 | 0.00057666 | 0.00057666 | 1098.8982
05/31 12:00:00 | 80.06 | 26.7 | 0% | 1.6089 | 59632.5105 | 1.0231 | 3.6831 | 4.787 | 4.3083 | 0 | 0 | 0 | 385.3522 | 1.6089 | 59632.5105 | 1.0231 | 3.99 | 5.1859 | 4.408 | 0 | 0 | 0 | 376.6278 | 0 | 0 | 0 | 0 | 0 | 0 | 0 | 758.819 | 0 | 0 | 0 | 0 | 0 | 0 | 0 | 1235.5347 | 0 | 0 | 0 | 0 | 0 | 0 | 0 | 0 | 1146.4387 | 0 | 0 | 0 | 0.0042 | 0 | 0.00057666 | 0.00057666 | 769.0981 | 0 | 0 | 0 | 0.0042 | 0 | 0.00057666 | 0.00057666 | 1172.7035 | 0 | 0 | 0 | 0.0042 | 0 | 0 | 0.00057666 | 0.00057666 | 1098.8987
05/31 13:00:00 | 80.06 | 26.7 | 0% | 1.6089 | 59632.5105 | 1.0231 | 3.6831 | 4.787 | 4.3083 | 0 | 0 | 0 | 385.3522 | 1.6089 | 59632.5105 | 1.0231 | 3.99 | 5.1859 | 4.408 | 0 | 0 | 0 | 376.6278 | 0 | 0 | 0 | 0 | 0 | 0 | 0 | 758.819 | 0 | 0 | 0 | 0 | 0 | 0 | 0 | 1235.5347 | 0 | 0 | 0 | 0 | 0 | 0 | 0 | 0 | 1146.4387 | 0 | 0 | 0 | 0.0042 | 0 | 0.00057666 | 0.00057666 | 769.0987 | 0 | 0 | 0 | 0.0042 | 0 | 0.00057666 | 0.00057666 | 1172.7041 | 0 | 0 | 0 | 0.0042 | 0 | 0 | 0.00057666 | 0.00057666 | 1098.8993
05/31 14:00:00 | 84.02 | 28.9 | 0% | 1.6881 | 62565.316 | 0.9832 | 3.5395 | 4.8978 | 4.408 | 0 | 0 | 0 | 385.3522 | 1.6881 | 62565.316 | 0.9832 | 3.8345 | 5.3059 | 4.51 | 0 | 0 | 0 | 376.6278 | 0 | 0 | 0 | 0 | 0 | 0 | 0 | 758.819 | 0 | 0 | 0 | 0 | 0 | 0 | 0 | 1235.5347 | 0 | 0 | 0 | 0 | 0 | 0 | 0 | 0 | 1146.4387 | 0 | 0 | 0 | 0.0042 | 0 | 0.00057666 | 0.00057666 | 769.0992 | 0 | 0 | 0 | 0.0042 | 0 | 0.00057666 | 0.00057666 | 1172.7047 | 0 | 0 | 0 | 0.0042 | 0 | 0 | 0.00057666 | 0.00057666 | 1098.8999
05/31 15:00:00 | 84.92 | 29.4 | 0% | 1.7063 | 63241.4437 | 0.97361 | 3.505 | 4.9235 | 4.4311 | 0 | 0 | 0 | 385.3522 | 1.7063 | 63241.4437 | 0.97361 | 3.7971 | 5.3338 | 4.5337 | 0 | 0 | 0 | 376.6278 | 0 | 0 | 0 | 0 | 0 | 0 | 0 | 758.819 | 0 | 0 | 0 | 0 | 0 | 0 | 0 | 1235.5347 | 0 | 0 | 0 | 0 | 0 | 0 | 0 | 0 | 1146.4387 | 0 | 0 | 0 | 0.0042 | 0 | 0.00057666 | 0.00057666 | 769.0998 | 0 | 0 | 0 | 0.0042 | 0 | 0.00057666 | 0.00057666 | 1172.7053 | 0 | 0 | 0 | 0.0042 | 0 | 0 | 0.00057666 | 0.00057666 | 1098.9005
05/31 16:00:00 | 86 | 30 | 0% | 1.7283 | 64057.4811 | 0.96189 | 3.4628 | 4.9546 | 4.4591 | 0 | 0 | 0 | 385.3522 | 1.7283 | 64057.4811 | 0.96189 | 3.7514 | 5.3675 | 4.5624 | 0 | 0 | 0 | 376.6278 | 0 | 0 | 0 | 0 | 0 | 0 | 0 | 758.819 | 0 | 0 | 0 | 0 | 0 | 0 | 0 | 1235.5347 | 0 | 0 | 0 | 0 | 0 | 0 | 0 | 0 | 1146.4387 | 0 | 0 | 0 | 0.0042 | 0 | 0.00057666 | 0.00057666 | 769.1004 | 0 | 0 | 0 | 0.0042 | 0 | 0.00057666 | 0.00057666 | 1172.7058 | 0 | 0 | 0 | 0.0042 | 0 | 0 | 0.00057666 | 0.00057666 | 1098.901
05/31 17:00:00 | 84.02 | 28.9 | 0% | 1.6881 | 62565.316 | 0.9832 | 3.5395 | 4.8978 | 4.408 | 0 | 0 | 0 | 385.3522 | 1.6881 | 62565.316 | 0.9832 | 3.8345 | 5.3059 | 4.51 | 0 | 0 | 0 | 376.6278 | 0 | 0 | 0 | 0 | 0 | 0 | 0 | 758.819 | 0 | 0 | 0 | 0 | 0 | 0 | 0 | 1235.5347 | 0 | 0 | 0 | 0 | 0 | 0 | 0 | 0 | 1146.4387 | 0 | 0 | 0 | 0.0042 | 0 | 0.00057666 | 0.00057666 | 769.101 | 0 | 0 | 0 | 0.0042 | 0 | 0.00057666 | 0.00057666 | 1172.7064 | 0 | 0 | 0 | 0.0042 | 0 | 0 | 0.00057666 | 0.00057666 | 1098.9016
05/31 18:00:00 | 80.96 | 27.2 | 0% | 1.6267 | 60293.0247 | 1.0144 | 3.6518 | 4.8119 | 4.3307 | 0 | 0 | 0 | 385.3522 | 1.6267 | 60293.0247 | 1.0144 | 3.9561 | 5.2129 | 4.4309 | 0 | 0 | 0 | 376.6278 | 0 | 0 | 0 | 0 | 0 | 0 | 0 | 758.819 | 0 | 0 | 0 | 0 | 0 | 0 | 0 | 1235.5347 | 0 | 0 | 0 | 0 | 0 | 0 | 0 | 0 | 1146.4387 | 0 | 0 | 0 | 0.0042 | 0 | 0.00057666 | 0.00057666 | 769.1015 | 0 | 0 | 0 | 0.0042 | 0 | 0.00057666 | 0.00057666 | 1172.707 | 0 | 0 | 0 | 0.0042 | 0 | 0 | 0.00057666 | 0.00057666 | 1098.9022
05/31 19:00:00 | 73.22 | 22.9 | 0% | 1.4766 | 54728.5688 | 1.0799 | 3.8876 | 4.6024 | 4.1421 | 0 | 0 | 0 | 385.3522 | 1.4766 | 54728.5688 | 1.0799 | 4.2115 | 4.9859 | 4.238 | 0 | 0 | 0 | 376.6278 | 0 | 0 | 0 | 0 | 0 | 0 | 0 | 758.819 | 0 | 0 | 0 | 0 | 0 | 0 | 0 | 1235.5347 | 0 | 0 | 0 | 0 | 0 | 0 | 0 | 0 | 1146.4387 | 0 | 0 | 0 | 0.0042 | 0 | 0.00057666 | 0.00057666 | 769.1021 | 0 | 0 | 0 | 0.0042 | 0 | 0.00057666 | 0.00057666 | 1172.7076 | 0 | 0 | 0 | 0.0042 | 0 | 0 | 0.00057666 | 0.00057666 | 1098.9028
05/31 20:00:00 | 70.34 | 21.3 | 0% | 1.4226 | 52725.0699 | 1.0979 | 3.9524 | 4.5259 | 4.0733 | 0 | 0 | 0 | 385.3522 | 1.4226 | 52725.0699 | 1.0979 | 4.2818 | 4.9031 | 4.1676 | 0 | 0 | 0 | 376.6278 | 0 | 0 | 0 | 0 | 0 | 0 | 0 | 758.819 | 0 | 0 | 0 | 0 | 0 | 0 | 0 | 1235.5347 | 0 | 0 | 0 | 0 | 0 | 0 | 0 | 0 | 1146.4387 | 0 | 0 | 0 | 0.0042 | 0 | 0.00057666 | 0.00057666 | 769.1027 | 0 | 0 | 0 | 0.0042 | 0 | 0.00057666 | 0.00057666 | 1172.7082 | 0 | 0 | 0 | 0.0042 | 0 | 0 | 0.00057666 | 0.00057666 | 1098.9033
05/31 21:00:00 | 68.72 | 20.4 | 0% | 1.3926 | 51614.0701 | 1.1062 | 3.9824 | 4.4829 | 4.0346 | 0 | 0 | 0 | 385.3522 | 1.3926 | 51614.0701 | 1.1062 | 4.3143 | 4.8565 | 4.128 | 0 | 0 | 0 | 376.6278 | 0 | 0 | 0 | 0 | 0 | 0 | 0 | 758.819 | 0 | 0 | 0 | 0 | 0 | 0 | 0 | 1235.5347 | 0 | 0 | 0 | 0 | 0 | 0 | 0 | 0 | 1146.4387 | 0 | 0 | 0 | 0.0042 | 0 | 0.00057666 | 0.00057666 | 769.1033 | 0 | 0 | 0 | 0.0042 | 0 | 0.00057666 | 0.00057666 | 1172.7087 | 0 | 0 | 0 | 0.0042 | 0 | 0 | 0.00057666 | 0.00057666 | 1098.9039
05/31 22:00:00 | 68.18 | 20.1 | 0% | 1.3827 | 51246.2918 | 1.1087 | 3.9913 | 4.4686 | 4.0217 | 0 | 0 | 0 | 385.3522 | 1.3827 | 51246.2918 | 1.1087 | 4.324 | 4.8409 | 4.1148 | 0 | 0 | 0 | 376.6278 | 0 | 0 | 0 | 0 | 0 | 0 | 0 | 758.819 | 0 | 0 | 0 | 0 | 0 | 0 | 0 | 1235.5347 | 0 | 0 | 0 | 0 | 0 | 0 | 0 | 0 | 1146.4387 | 0 | 0 | 0 | 0.0042 | 0 | 0.00057666 | 0.00057666 | 769.1038 | 0 | 0 | 0 | 0.0042 | 0 | 0.00057666 | 0.00057666 | 1172.7093 | 0 | 0 | 0 | 0.0042 | 0 | 0 | 0.00057666 | 0.00057666 | 1098.9045
05/31 23:00:00 | 67.46 | 19.7 | 0% | 1.3695 | 50757.908 | 1.1118 | 4.0024 | 4.4494 | 4.0045 | 0 | 0 | 0 | 385.3522 | 1.3695 | 50757.908 | 1.1118 | 4.3359 | 4.8202 | 4.0971 | 0 | 0 | 0 | 376.6278 | 0 | 0 | 0 | 0 | 0 | 0 | 0 | 758.819 | 0 | 0 | 0 | 0 | 0 | 0 | 0 | 1235.5347 | 0 | 0 | 0 | 0 | 0 | 0 | 0 | 0 | 1146.4387 | 0 | 0 | 0 | 0.0042 | 0 | 0.00057666 | 0.00057666 | 769.1044 | 0 | 0 | 0 | 0.0042 | 0 | 0.00057666 | 0.00057666 | 1172.7099 | 0 | 0 | 0 | 0.0042 | 0 | 0 | 0.00057666 | 0.00057666 | 1098.9051
05/31 24:00:00 | 66.74 | 19.3 | 0% | 1.3564 | 50271.7951 | 1.1145 | 4.0124 | 4.4302 | 3.9872 | 0 | 0 | 0 | 385.3522 | 1.3564 | 50271.7951 | 1.1145 | 4.3467 | 4.7994 | 4.0795 | 0 | 0 | 0 | 376.6278 | 0 | 0 | 0 | 0 | 0 | 0 | 0 | 758.819 | 0 | 0 | 0 | 0 | 0 | 0 | 0 | 1235.5347 | 0 | 0 | 0 | 0 | 0 | 0 | 0 | 0 | 1146.4387 | 0 | 0 | 0 | 0.0042 | 0 | 0.00057666 | 0.00057666 | 769.105 | 0 | 0 | 0 | 0.0042 | 0 | 0.00057666 | 0.00057666 | 1172.7105 | 0 | 0 | 0 | 0.0042 | 0 | 0 | 0.00057666 | 0.00057666 | 1098.9056
06/01 01:00:00 | 66.56 | 19.2 | 0% | 1.3531 | 50150.6218 | 1.1152 | 4.0147 | 4.4254 | 3.9828 | 0 | 0 | 0 | 385.3522 | 1.3531 | 50150.6218 | 1.1152 | 4.3493 | 4.7942 | 4.075 | 0 | 0 | 0 | 376.6278 | 0 | 0 | 0 | 0 | 0 | 0 | 0 | 758.819 | 0 | 0 | 0 | 0 | 0 | 0 | 0 | 1235.5347 | 0 | 0 | 0 | 0 | 0 | 0 | 0 | 0 | 1146.4387 | 0 | 0 | 0 | 0.0042 | 0 | 0.00057666 | 0.00057666 | 769.1056 | 0 | 0 | 0 | 0.0042 | 0 | 0.00057666 | 0.00057666 | 1172.711 | 0 | 0 | 0 | 0.0042 | 0 | 0 | 0.00057666 | 0.00057666 | 1098.9062
06/01 02:00:00 | 65.84 | 18.8 | 0% | 1.3401 | 49667.3478 | 1.1176 | 4.0234 | 4.4061 | 3.9655 | 0 | 0 | 0 | 385.3522 | 1.3401 | 49667.3478 | 1.1176 | 4.3587 | 4.7733 | 4.0573 | 0 | 0 | 0 | 376.6278 | 0 | 0 | 0 | 0 | 0 | 0 | 0 | 758.819 | 0 | 0 | 0 | 0 | 0 | 0 | 0 | 1235.5347 | 0 | 0 | 0 | 0 | 0 | 0 | 0 | 0 | 1146.4387 | 0 | 0 | 0 | 0.0042 | 0 | 0.00057666 | 0.00057666 | 769.1062 | 0 | 0 | 0 | 0.0042 | 0 | 0.00057666 | 0.00057666 | 1172.7116 | 0 | 0 | 0 | 0.0042 | 0 | 0 | 0.00057666 | 0.00057666 | 1098.9068
06/01 03:00:00 | 66.02 | 18.9 | 0% | 1.3433 | 49787.9534 | 1.117 | 4.0213 | 4.4109 | 3.9698 | 0 | 0 | 0 | 385.3522 | 1.3433 | 49787.9534 | 1.117 | 4.3565 | 4.7785 | 4.0617 | 0 | 0 | 0 | 376.6278 | 0 | 0 | 0 | 0 | 0 | 0 | 0 | 758.819 | 0 | 0 | 0 | 0 | 0 | 0 | 0 | 1235.5347 | 0 | 0 | 0 | 0 | 0 | 0 | 0 | 0 | 1146.4387 | 0 | 0 | 0 | 0.0042 | 0 | 0.00057666 | 0.00057666 | 769.1067 | 0 | 0 | 0 | 0.0042 | 0 | 0.00057666 | 0.00057666 | 1172.7122 | 0 | 0 | 0 | 0.0042 | 0 | 0 | 0.00057666 | 0.00057666 | 1098.9074
06/01 04:00:00 | 66.2 | 19 | 0% | 1.3466 | 49908.7009 | 1.1164 | 4.0192 | 4.4158 | 3.9742 | 0 | 0 | 0 | 385.3522 | 1.3466 | 49908.7009 | 1.1164 | 4.3541 | 4.7837 | 4.0662 | 0 | 0 | 0 | 376.6278 | 0 | 0 | 0 | 0 | 0 | 0 | 0 | 758.819 | 0 | 0 | 0 | 0 | 0 | 0 | 0 | 1235.5347 | 0 | 0 | 0 | 0 | 0 | 0 | 0 | 0 | 1146.4387 | 0 | 0 | 0 | 0.0042 | 0 | 0.00057666 | 0.00057666 | 769.1073 | 0 | 0 | 0 | 0.0042 | 0 | 0.00057666 | 0.00057666 | 1172.7128 | 0 | 0 | 0 | 0.0042 | 0 | 0 | 0.00057666 | 0.00057666 | 1098.908
06/01 05:00:00 | 67.1 | 19.5 | 0% | 1.3629 | 50514.5677 | 1.1132 | 4.0075 | 4.4398 | 3.9958 | 0 | 0 | 0 | 385.3522 | 1.3629 | 50514.5677 | 1.1132 | 4.3414 | 4.8098 | 4.0883 | 0 | 0 | 0 | 376.6278 | 0 | 0 | 0 | 0 | 0 | 0 | 0 | 758.819 | 0 | 0 | 0 | 0 | 0 | 0 | 0 | 1235.5347 | 0 | 0 | 0 | 0 | 0 | 0 | 0 | 0 | 1146.4387 | 0 | 0 | 0 | 0.0042 | 0 | 0.00057666 | 0.00057666 | 769.1079 | 0 | 0 | 0 | 0.0042 | 0 | 0.00057666 | 0.00057666 | 1172.7133 | 0 | 0 | 0 | 0.0042 | 0 | 0 | 0.00057666 | 0.00057666 | 1098.9085
06/01 06:00:00 | 68.9 | 20.5 | 0% | 1.3959 | 51736.9468 | 1.1054 | 3.9793 | 4.4877 | 4.0389 | 0 | 0 | 0 | 385.3522 | 1.3959 | 51736.9468 | 1.1054 | 4.3109 | 4.8617 | 4.1324 | 0 | 0 | 0 | 376.6278 | 0 | 0 | 0 | 0 | 0 | 0 | 0 | 758.819 | 0 | 0 | 0 | 0 | 0 | 0 | 0 | 1235.5347 | 0 | 0 | 0 | 0 | 0 | 0 | 0 | 0 | 1146.4387 | 0 | 0 | 0 | 0.0042 | 0 | 0.00057666 | 0.00057666 | 769.1085 | 0 | 0 | 0 | 0.0042 | 0 | 0.00057666 | 0.00057666 | 1172.7139 | 0 | 0 | 0 | 0.0042 | 0 | 0 | 0.00057666 | 0.00057666 | 1098.9091
06/01 07:00:00 | 66.92 | 19.4 | 0% | 1.3596 | 50393.1104 | 1.1139 | 4.01 | 4.435 | 3.9915 | 0 | 0 | 0 | 385.3522 | 1.3596 | 50393.1104 | 1.1139 | 4.3441 | 4.8046 | 4.0839 | 0 | 0 | 0 | 376.6278 | 0 | 0 | 0 | 0 | 0 | 0 | 0 | 758.819 | 0 | 0 | 0 | 0 | 0 | 0 | 0 | 1235.5347 | 0 | 0 | 0 | 0 | 0 | 0 | 0 | 0 | 1146.4387 | 0 | 0 | 0 | 0.0042 | 0 | 0.00057666 | 0.00057666 | 769.109 | 0 | 0 | 0 | 0.0042 | 0 | 0.00057666 | 0.00057666 | 1172.7145 | 0 | 0 | 0 | 0.0042 | 0 | 0 | 0.00057666 | 0.00057666 | 1098.9097
06/01 08:00:00 | 69.98 | 21.1 | 0% | 1.4159 | 52477.1875 | 1.0999 | 3.9595 | 4.5163 | 4.0647 | 0 | 0 | 0 | 385.3522 | 1.4159 | 52477.1875 | 1.0999 | 4.2895 | 4.8927 | 4.1588 | 0 | 0 | 0 | 376.6278 | 0 | 0 | 0 | 0 | 0 | 0 | 0 | 758.819 | 0 | 0 | 0 | 0 | 0 | 0 | 0 | 1235.5347 | 0 | 0 | 0 | 0 | 0 | 0 | 0 | 0 | 1146.4387 | 0 | 0 | 0 | 0.0042 | 0 | 0.00057666 | 0.00057666 | 769.1096 | 0 | 0 | 0 | 0.0042 | 0 | 0.00057666 | 0.00057666 | 1172.7151 | 0 | 0 | 0 | 0.0042 | 0 | 0 | 0.00057666 | 0.00057666 | 1098.9103
06/01 09:00:00 | 71.96 | 22.2 | 0% | 1.4528 | 53847.5669 | 1.0882 | 3.9177 | 4.5689 | 4.112 | 0 | 0 | 0 | 385.3522 | 1.4528 | 53847.5669 | 1.0882 | 4.2442 | 4.9496 | 4.2072 | 0 | 0 | 0 | 376.6278 | 0 | 0 | 0 | 0 | 0 | 0 | 0 | 758.819 | 0 | 0 | 0 | 0 | 0 | 0 | 0 | 1235.5347 | 0 | 0 | 0 | 0 | 0 | 0 | 0 | 0 | 1146.4387 | 0 | 0 | 0 | 0.0042 | 0 | 0.00057666 | 0.00057666 | 769.1102 | 0 | 0 | 0 | 0.0042 | 0 | 0.00057666 | 0.00057666 | 1172.7157 | 0 | 0 | 0 | 0.0042 | 0 | 0 | 0.00057666 | 0.00057666 | 1098.9108
06/01 10:00:00 | 73.94 | 23.3 | 0% | 1.4903 | 55235.1212 | 1.0748 | 3.8692 | 4.6215 | 4.1594 | 0 | 0 | 0 | 385.3522 | 1.4903 | 55235.1212 | 1.0748 | 4.1916 | 5.0067 | 4.2557 | 0 | 0 | 0 | 376.6278 | 0 | 0 | 0 | 0 | 0 | 0 | 0 | 758.819 | 0 | 0 | 0 | 0 | 0 | 0 | 0 | 1235.5347 | 0 | 0 | 0 | 0 | 0 | 0 | 0 | 0 | 1146.4387 | 0 | 0 | 0 | 0.0042 | 0 | 0.00057666 | 0.00057666 | 769.1108 | 0 | 0 | 0 | 0.0042 | 0 | 0.00057666 | 0.00057666 | 1172.7162 | 0 | 0 | 0 | 0.0042 | 0 | 0 | 0.00057666 | 0.00057666 | 1098.9114
06/01 11:00:00 | 75.92 | 24.4 | 0% | 1.5282 | 56639.8504 | 1.0596 | 3.8146 | 4.6745 | 4.2071 | 0 | 0 | 0 | 385.3522 | 1.5282 | 56639.8504 | 1.0596 | 4.1325 | 5.0641 | 4.3044 | 0 | 0 | 0 | 376.6278 | 0 | 0 | 0 | 0 | 0 | 0 | 0 | 758.819 | 0 | 0 | 0 | 0 | 0 | 0 | 0 | 1235.5347 | 0 | 0 | 0 | 0 | 0 | 0 | 0 | 0 | 1146.4387 | 0 | 0 | 0 | 0.0042 | 0 | 0.00057666 | 0.00057666 | 769.1113 | 0 | 0 | 0 | 0.0042 | 0 | 0.00057666 | 0.00057666 | 1172.7168 | 0 | 0 | 0 | 0.0042 | 0 | 0 | 0.00057666 | 0.00057666 | 1098.912
06/01 12:00:00 | 77 | 25 | 0% | 1.5491 | 57413.3053 | 1.0507 | 3.7824 | 4.7036 | 4.2332 | 0 | 0 | 0 | 385.3522 | 1.5491 | 57413.3053 | 1.0507 | 4.0976 | 5.0956 | 4.3312 | 0 | 0 | 0 | 376.6278 | 0 | 0 | 0 | 0 | 0 | 0 | 0 | 758.819 | 0 | 0 | 0 | 0 | 0 | 0 | 0 | 1235.5347 | 0 | 0 | 0 | 0 | 0 | 0 | 0 | 0 | 1146.4387 | 0 | 0 | 0 | 0.0042 | 0 | 0.00057666 | 0.00057666 | 769.1119 | 0 | 0 | 0 | 0.0042 | 0 | 0.00057666 | 0.00057666 | 1172.7174 | 0 | 0 | 0 | 0.0042 | 0 | 0 | 0.00057666 | 0.00057666 | 1098.9126
06/01 13:00:00 | 78.08 | 25.6 | 0% | 1.5701 | 58191.8702 | 1.0413 | 3.7487 | 4.7329 | 4.2596 | 0 | 0 | 0 | 385.3522 | 1.5701 | 58191.8702 | 1.0413 | 4.0611 | 5.1273 | 4.3582 | 0 | 0 | 0 | 376.6278 | 0 | 0 | 0 | 0 | 0 | 0 | 0 | 758.819 | 0 | 0 | 0 | 0 | 0 | 0 | 0 | 1235.5347 | 0 | 0 | 0 | 0 | 0 | 0 | 0 | 0 | 1146.4387 | 0 | 0 | 0 | 0.0042 | 0 | 0.00057666 | 0.00057666 | 769.1125 | 0 | 0 | 0 | 0.0042 | 0 | 0.00057666 | 0.00057666 | 1172.718 | 0 | 0 | 0 | 0.0042 | 0 | 0 | 0.00057666 | 0.00057666 | 1098.9131
06/01 14:00:00 | 75.92 | 24.4 | 0% | 1.5282 | 56639.8504 | 1.0596 | 3.8146 | 4.6745 | 4.2071 | 0 | 0 | 0 | 385.3522 | 1.5282 | 56639.8504 | 1.0596 | 4.1325 | 5.0641 | 4.3044 | 0 | 0 | 0 | 376.6278 | 0 | 0 | 0 | 0 | 0 | 0 | 0 | 758.819 | 0 | 0 | 0 | 0 | 0 | 0 | 0 | 1235.5347 | 0 | 0 | 0 | 0 | 0 | 0 | 0 | 0 | 1146.4387 | 0 | 0 | 0 | 0.0042 | 0 | 0.00057666 | 0.00057666 | 769.1131 | 0 | 0 | 0 | 0.0042 | 0 | 0.00057666 | 0.00057666 | 1172.7185 | 0 | 0 | 0 | 0.0042 | 0 | 0 | 0.00057666 | 0.00057666 | 1098.9137
06/01 15:00:00 | 78.98 | 26.1 | 0% | 1.5877 | 58844.5776 | 1.0332 | 3.7194 | 4.7574 | 4.2816 | 0 | 0 | 0 | 385.3522 | 1.5877 | 58844.5776 | 1.0332 | 4.0294 | 5.1538 | 4.3808 | 0 | 0 | 0 | 376.6278 | 0 | 0 | 0 | 0 | 0 | 0 | 0 | 758.819 | 0 | 0 | 0 | 0 | 0 | 0 | 0 | 1235.5347 | 0 | 0 | 0 | 0 | 0 | 0 | 0 | 0 | 1146.4387 | 0 | 0 | 0 | 0.0042 | 0 | 0.00057666 | 0.00057666 | 769.1136 | 0 | 0 | 0 | 0.0042 | 0 | 0.00057666 | 0.00057666 | 1172.7191 | 0 | 0 | 0 | 0.0042 | 0 | 0 | 0.00057666 | 0.00057666 | 1098.9143
06/01 16:00:00 | 77 | 25 | 0% | 1.5491 | 57413.3053 | 1.0507 | 3.7824 | 4.7036 | 4.2332 | 0 | 0 | 0 | 385.3522 | 1.5491 | 57413.3053 | 1.0507 | 4.0976 | 5.0956 | 4.3312 | 0 | 0 | 0 | 376.6278 | 0 | 0 | 0 | 0 | 0 | 0 | 0 | 758.819 | 0 | 0 | 0 | 0 | 0 | 0 | 0 | 1235.5347 | 0 | 0 | 0 | 0 | 0 | 0 | 0 | 0 | 1146.4387 | 0 | 0 | 0 | 0.0042 | 0 | 0.00057666 | 0.00057666 | 769.1142 | 0 | 0 | 0 | 0.0042 | 0 | 0.00057666 | 0.00057666 | 1172.7197 | 0 | 0 | 0 | 0.0042 | 0 | 0 | 0.00057666 | 0.00057666 | 1098.9149
06/01 17:00:00 | 75.02 | 23.9 | 0% | 1.5109 | 55999.208 | 1.0667 | 3.8401 | 4.6504 | 4.1853 | 0 | 0 | 0 | 385.3522 | 1.5109 | 55999.208 | 1.0667 | 4.1602 | 5.0379 | 4.2822 | 0 | 0 | 0 | 376.6278 | 0 | 0 | 0 | 0 | 0 | 0 | 0 | 758.819 | 0 | 0 | 0 | 0 | 0 | 0 | 0 | 1235.5347 | 0 | 0 | 0 | 0 | 0 | 0 | 0 | 0 | 1146.4387 | 0 | 0 | 0 | 0.0042 | 0 | 0.00057666 | 0.00057666 | 769.1148 | 0 | 0 | 0 | 0.0042 | 0 | 0.00057666 | 0.00057666 | 1172.7203 | 0 | 0 | 0 | 0.0042 | 0 | 0 | 0.00057666 | 0.00057666 | 1098.9155
06/01 18:00:00 | 73.04 | 22.8 | 0% | 1.4732 | 54602.2855 | 1.0811 | 3.892 | 4.5976 | 4.1378 | 0 | 0 | 0 | 385.3522 | 1.4732 | 54602.2855 | 1.0811 | 4.2164 | 4.9807 | 4.2336 | 0 | 0 | 0 | 376.6278 | 0 | 0 | 0 | 0 | 0 | 0 | 0 | 758.819 | 0 | 0 | 0 | 0 | 0 | 0 | 0 | 1235.5347 | 0 | 0 | 0 | 0 | 0 | 0 | 0 | 0 | 1146.4387 | 0 | 0 | 0 | 0.0042 | 0 | 0.00057666 | 0.00057666 | 769.1154 | 0 | 0 | 0 | 0.0042 | 0 | 0.00057666 | 0.00057666 | 1172.7208 | 0 | 0 | 0 | 0.0042 | 0 | 0 | 0.00057666 | 0.00057666 | 1098.916
06/01 19:00:00 | 73.04 | 22.8 | 0% | 1.4732 | 54602.2855 | 1.0811 | 3.892 | 4.5976 | 4.1378 | 0 | 0 | 0 | 385.3522 | 1.4732 | 54602.2855 | 1.0811 | 4.2164 | 4.9807 | 4.2336 | 0 | 0 | 0 | 376.6278 | 0 | 0 | 0 | 0 | 0 | 0 | 0 | 758.819 | 0 | 0 | 0 | 0 | 0 | 0 | 0 | 1235.5347 | 0 | 0 | 0 | 0 | 0 | 0 | 0 | 0 | 1146.4387 | 0 | 0 | 0 | 0.0042 | 0 | 0.00057666 | 0.00057666 | 769.116 | 0 | 0 | 0 | 0.0042 | 0 | 0.00057666 | 0.00057666 | 1172.7214 | 0 | 0 | 0 | 0.0042 | 0 | 0 | 0.00057666 | 0.00057666 | 1098.9166
06/01 20:00:00 | 69.98 | 21.1 | 0% | 1.4159 | 52477.1875 | 1.0999 | 3.9595 | 4.5163 | 4.0647 | 0 | 0 | 0 | 385.3522 | 1.4159 | 52477.1875 | 1.0999 | 4.2895 | 4.8927 | 4.1588 | 0 | 0 | 0 | 376.6278 | 0 | 0 | 0 | 0 | 0 | 0 | 0 | 758.819 | 0 | 0 | 0 | 0 | 0 | 0 | 0 | 1235.5347 | 0 | 0 | 0 | 0 | 0 | 0 | 0 | 0 | 1146.4387 | 0 | 0 | 0 | 0.0042 | 0 | 0.00057666 | 0.00057666 | 769.1165 | 0 | 0 | 0 | 0.0042 | 0 | 0.00057666 | 0.00057666 | 1172.722 | 0 | 0 | 0 | 0.0042 | 0 | 0 | 0.00057666 | 0.00057666 | 1098.9172
06/01 21:00:00 | 69.98 | 21.1 | 0% | 1.4159 | 52477.1875 | 1.0999 | 3.9595 | 4.5163 | 4.0647 | 0 | 0 | 0 | 385.3522 | 1.4159 | 52477.1875 | 1.0999 | 4.2895 | 4.8927 | 4.1588 | 0 | 0 | 0 | 376.6278 | 0 | 0 | 0 | 0 | 0 | 0 | 0 | 758.819 | 0 | 0 | 0 | 0 | 0 | 0 | 0 | 1235.5347 | 0 | 0 | 0 | 0 | 0 | 0 | 0 | 0 | 1146.4387 | 0 | 0 | 0 | 0.0042 | 0 | 0.00057666 | 0.00057666 | 769.1171 | 0 | 0 | 0 | 0.0042 | 0 | 0.00057666 | 0.00057666 | 1172.7226 | 0 | 0 | 0 | 0.0042 | 0 | 0 | 0.00057666 | 0.00057666 | 1098.9178
06/01 22:00:00 | 69.98 | 21.1 | 0% | 1.4159 | 52477.1875 | 1.0999 | 3.9595 | 4.5163 | 4.0647 | 0 | 0 | 0 | 385.3522 | 1.4159 | 52477.1875 | 1.0999 | 4.2895 | 4.8927 | 4.1588 | 0 | 0 | 0 | 376.6278 | 0 | 0 | 0 | 0 | 0 | 0 | 0 | 758.819 | 0 | 0 | 0 | 0 | 0 | 0 | 0 | 1235.5347 | 0 | 0 | 0 | 0 | 0 | 0 | 0 | 0 | 1146.4387 | 0 | 0 | 0 | 0.0042 | 0 | 0.00057666 | 0.00057666 | 769.1177 | 0 | 0 | 0 | 0.0042 | 0 | 0.00057666 | 0.00057666 | 1172.7231 | 0 | 0 | 0 | 0.0042 | 0 | 0 | 0.00057666 | 0.00057666 | 1098.9183
06/01 23:00:00 | 69.98 | 21.1 | 0% | 1.4159 | 52477.1875 | 1.0999 | 3.9595 | 4.5163 | 4.0647 | 0 | 0 | 0 | 385.3522 | 1.4159 | 52477.1875 | 1.0999 | 4.2895 | 4.8927 | 4.1588 | 0 | 0 | 0 | 376.6278 | 0 | 0 | 0 | 0 | 0 | 0 | 0 | 758.819 | 0 | 0 | 0 | 0 | 0 | 0 | 0 | 1235.5347 | 0 | 0 | 0 | 0 | 0 | 0 | 0 | 0 | 1146.4387 | 0 | 0 | 0 | 0.0042 | 0 | 0.00057666 | 0.00057666 | 769.1183 | 0 | 0 | 0 | 0.0042 | 0 | 0.00057666 | 0.00057666 | 1172.7237 | 0 | 0 | 0 | 0.0042 | 0 | 0 | 0.00057666 | 0.00057666 | 1098.9189
06/01 24:00:00 | 68 | 20 | 0% | 1.3794 | 51123.983 | 1.1095 | 3.9942 | 4.4638 | 4.0174 | 0 | 0 | 0 | 385.3522 | 1.3794 | 51123.983 | 1.1095 | 4.327 | 4.8357 | 4.1104 | 0 | 0 | 0 | 376.6278 | 0 | 0 | 0 | 0 | 0 | 0 | 0 | 758.819 | 0 | 0 | 0 | 0 | 0 | 0 | 0 | 1235.5347 | 0 | 0 | 0 | 0 | 0 | 0 | 0 | 0 | 1146.4387 | 0 | 0 | 0 | 0.0042 | 0 | 0.00057666 | 0.00057666 | 769.1188 | 0 | 0 | 0 | 0.0042 | 0 | 0.00057666 | 0.00057666 | 1172.7243 | 0 | 0 | 0 | 0.0042 | 0 | 0 | 0.00057666 | 0.00057666 | 1098.9195
06/02 01:00:00 | 68 | 20 | 0% | 1.3794 | 51123.983 | 1.1095 | 3.9942 | 4.4638 | 4.0174 | 0 | 0 | 0 | 385.3522 | 1.3794 | 51123.983 | 1.1095 | 4.327 | 4.8357 | 4.1104 | 0 | 0 | 0 | 376.6278 | 0 | 0 | 0 | 0 | 0 | 0 | 0 | 758.819 | 0 | 0 | 0 | 0 | 0 | 0 | 0 | 1235.5347 | 0 | 0 | 0 | 0 | 0 | 0 | 0 | 0 | 1146.4387 | 0 | 0 | 0 | 0.0042 | 0 | 0.00057666 | 0.00057666 | 769.1194 | 0 | 0 | 0 | 0.0042 | 0 | 0.00057666 | 0.00057666 | 1172.7249 | 0 | 0 | 0 | 0.0042 | 0 | 0 | 0.00057666 | 0.00057666 | 1098.9201
06/02 02:00:00 | 66.02 | 18.9 | 0% | 1.3433 | 49787.9534 | 1.117 | 4.0213 | 4.4109 | 3.9698 | 0 | 0 | 0 | 385.3522 | 1.3433 | 49787.9534 | 1.117 | 4.3565 | 4.7785 | 4.0617 | 0 | 0 | 0 | 376.6278 | 0 | 0 | 0 | 0 | 0 | 0 | 0 | 758.819 | 0 | 0 | 0 | 0 | 0 | 0 | 0 | 1235.5347 | 0 | 0 | 0 | 0 | 0 | 0 | 0 | 0 | 1146.4387 | 0 | 0 | 0 | 0.0042 | 0 | 0.00057666 | 0.00057666 | 769.12 | 0 | 0 | 0 | 0.0042 | 0 | 0.00057666 | 0.00057666 | 1172.7255 | 0 | 0 | 0 | 0.0042 | 0 | 0 | 0.00057666 | 0.00057666 | 1098.9206
06/02 03:00:00 | 66.02 | 18.9 | 0% | 1.3433 | 49787.9534 | 1.117 | 4.0213 | 4.4109 | 3.9698 | 0 | 0 | 0 | 385.3522 | 1.3433 | 49787.9534 | 1.117 | 4.3565 | 4.7785 | 4.0617 | 0 | 0 | 0 | 376.6278 | 0 | 0 | 0 | 0 | 0 | 0 | 0 | 758.819 | 0 | 0 | 0 | 0 | 0 | 0 | 0 | 1235.5347 | 0 | 0 | 0 | 0 | 0 | 0 | 0 | 0 | 1146.4387 | 0 | 0 | 0 | 0.0042 | 0 | 0.00057666 | 0.00057666 | 769.1206 | 0 | 0 | 0 | 0.0042 | 0 | 0.00057666 | 0.00057666 | 1172.726 | 0 | 0 | 0 | 0.0042 | 0 | 0 | 0.00057666 | 0.00057666 | 1098.9212
06/02 04:00:00 | 64.94 | 18.3 | 0% | 1.3238 | 49066.449 | 1.1202 | 4.0329 | 4.3819 | 3.9437 | 0 | 0 | 0 | 385.3522 | 1.3238 | 49066.449 | 1.1202 | 4.3689 | 4.7471 | 4.035 | 0 | 0 | 0 | 376.6278 | 0 | 0 | 0 | 0 | 0 | 0 | 0 | 758.819 | 0 | 0 | 0 | 0 | 0 | 0 | 0 | 1235.5347 | 0 | 0 | 0 | 0 | 0 | 0 | 0 | 0 | 1146.4387 | 0 | 0 | 0 | 0.0042 | 0 | 0.00057666 | 0.00057666 | 769.1211 | 0 | 0 | 0 | 0.0042 | 0 | 0.00057666 | 0.00057666 | 1172.7266 | 0 | 0 | 0 | 0.0042 | 0 | 0 | 0.00057666 | 0.00057666 | 1098.9218
06/02 05:00:00 | 64.04 | 17.8 | 0% | 1.3077 | 48469.0987 | 1.1224 | 4.0406 | 4.3577 | 3.9219 | 0 | 0 | 0 | 385.3522 | 1.3077 | 48469.0987 | 1.1224 | 4.3774 | 4.7208 | 4.0127 | 0 | 0 | 0 | 376.6278 | 0 | 0 | 0 | 0 | 0 | 0 | 0 | 758.819 | 0 | 0 | 0 | 0 | 0 | 0 | 0 | 1235.5347 | 0 | 0 | 0 | 0 | 0 | 0 | 0 | 0 | 1146.4387 | 0 | 0 | 0 | 0.0042 | 0 | 0.00057666 | 0.00057666 | 769.1217 | 0 | 0 | 0 | 0.0042 | 0 | 0.00057666 | 0.00057666 | 1172.7272 | 0 | 0 | 0 | 0.0042 | 0 | 0 | 0.00057666 | 0.00057666 | 1098.9224
06/02 06:00:00 | 64.04 | 17.8 | 0% | 1.3077 | 48469.0987 | 1.1224 | 4.0406 | 4.3577 | 3.9219 | 0 | 0 | 0 | 385.3522 | 1.3077 | 48469.0987 | 1.1224 | 4.3774 | 4.7208 | 4.0127 | 0 | 0 | 0 | 376.6278 | 0 | 0 | 0 | 0 | 0 | 0 | 0 | 758.819 | 0 | 0 | 0 | 0 | 0 | 0 | 0 | 1235.5347 | 0 | 0 | 0 | 0 | 0 | 0 | 0 | 0 | 1146.4387 | 0 | 0 | 0 | 0.0042 | 0 | 0.00057666 | 0.00057666 | 769.1223 | 0 | 0 | 0 | 0.0042 | 0 | 0.00057666 | 0.00057666 | 1172.7278 | 0 | 0 | 0 | 0.0042 | 0 | 0 | 0.00057666 | 0.00057666 | 1098.9229
06/02 07:00:00 | 64.94 | 18.3 | 0% | 1.3238 | 49066.449 | 1.1202 | 4.0329 | 4.3819 | 3.9437 | 0 | 0 | 0 | 385.3522 | 1.3238 | 49066.449 | 1.1202 | 4.3689 | 4.7471 | 4.035 | 0 | 0 | 0 | 376.6278 | 0 | 0 | 0 | 0 | 0 | 0 | 0 | 758.819 | 0 | 0 | 0 | 0 | 0 | 0 | 0 | 1235.5347 | 0 | 0 | 0 | 0 | 0 | 0 | 0 | 0 | 1146.4387 | 0 | 0 | 0 | 0.0042 | 0 | 0.00057666 | 0.00057666 | 769.1229 | 0 | 0 | 0 | 0.0042 | 0 | 0.00057666 | 0.00057666 | 1172.7283 | 0 | 0 | 0 | 0.0042 | 0 | 0 | 0.00057666 | 0.00057666 | 1098.9235
06/02 08:00:00 | 69.08 | 20.6 | 0% | 1.3992 | 51859.9654 | 1.1045 | 3.9762 | 4.4925 | 4.0432 | 0 | 0 | 0 | 385.3522 | 1.3992 | 51859.9654 | 1.1045 | 4.3075 | 4.8668 | 4.1368 | 0 | 0 | 0 | 376.6278 | 0 | 0 | 0 | 0 | 0 | 0 | 0 | 758.819 | 0 | 0 | 0 | 0 | 0 | 0 | 0 | 1235.5347 | 0 | 0 | 0 | 0 | 0 | 0 | 0 | 0 | 1146.4387 | 0 | 0 | 0 | 0.0042 | 0 | 0.00057666 | 0.00057666 | 769.1235 | 0 | 0 | 0 | 0.0042 | 0 | 0.00057666 | 0.00057666 | 1172.7289 | 0 | 0 | 0 | 0.0042 | 0 | 0 | 0.00057666 | 0.00057666 | 1098.9241
06/02 09:00:00 | 71.06 | 21.7 | 0% | 1.436 | 53222.538 | 1.0938 | 3.9376 | 4.545 | 4.0905 | 0 | 0 | 0 | 385.3522 | 1.436 | 53222.538 | 1.0938 | 4.2657 | 4.9237 | 4.1852 | 0 | 0 | 0 | 376.6278 | 0 | 0 | 0 | 0 | 0 | 0 | 0 | 758.819 | 0 | 0 | 0 | 0 | 0 | 0 | 0 | 1235.5347 | 0 | 0 | 0 | 0 | 0 | 0 | 0 | 0 | 1146.4387 | 0 | 0 | 0 | 0.0042 | 0 | 0.00057666 | 0.00057666 | 769.124 | 0 | 0 | 0 | 0.0042 | 0 | 0.00057666 | 0.00057666 | 1172.7295 | 0 | 0 | 0 | 0.0042 | 0 | 0 | 0.00057666 | 0.00057666 | 1098.9247
06/02 10:00:00 | 73.94 | 23.3 | 0% | 1.4903 | 55235.1212 | 1.0748 | 3.8692 | 4.6215 | 4.1594 | 0 | 0 | 0 | 385.3522 | 1.4903 | 55235.1212 | 1.0748 | 4.1916 | 5.0067 | 4.2557 | 0 | 0 | 0 | 376.6278 | 0 | 0 | 0 | 0 | 0 | 0 | 0 | 758.819 | 0 | 0 | 0 | 0 | 0 | 0 | 0 | 1235.5347 | 0 | 0 | 0 | 0 | 0 | 0 | 0 | 0 | 1146.4387 | 0 | 0 | 0 | 0.0042 | 0 | 0.00057666 | 0.00057666 | 769.1246 | 0 | 0 | 0 | 0.0042 | 0 | 0.00057666 | 0.00057666 | 1172.7301 | 0 | 0 | 0 | 0.0042 | 0 | 0 | 0.00057666 | 0.00057666 | 1098.9253
06/02 11:00:00 | 75.92 | 24.4 | 0% | 1.5282 | 56639.8504 | 1.0596 | 3.8146 | 4.6745 | 4.2071 | 0 | 0 | 0 | 385.3522 | 1.5282 | 56639.8504 | 1.0596 | 4.1325 | 5.0641 | 4.3044 | 0 | 0 | 0 | 376.6278 | 0 | 0 | 0 | 0 | 0 | 0 | 0 | 758.819 | 0 | 0 | 0 | 0 | 0 | 0 | 0 | 1235.5347 | 0 | 0 | 0 | 0 | 0 | 0 | 0 | 0 | 1146.4387 | 0 | 0 | 0 | 0.0042 | 0 | 0.00057666 | 0.00057666 | 769.1252 | 0 | 0 | 0 | 0.0042 | 0 | 0.00057666 | 0.00057666 | 1172.7306 | 0 | 0 | 0 | 0.0042 | 0 | 0 | 0.00057666 | 0.00057666 | 1098.9258
06/02 12:00:00 | 71.96 | 22.2 | 0% | 1.4528 | 53847.5669 | 1.0882 | 3.9177 | 4.5689 | 4.112 | 0 | 0 | 0 | 385.3522 | 1.4528 | 53847.5669 | 1.0882 | 4.2442 | 4.9496 | 4.2072 | 0 | 0 | 0 | 376.6278 | 0 | 0 | 0 | 0 | 0 | 0 | 0 | 758.819 | 0 | 0 | 0 | 0 | 0 | 0 | 0 | 1235.5347 | 0 | 0 | 0 | 0 | 0 | 0 | 0 | 0 | 1146.4387 | 0 | 0 | 0 | 0.0042 | 0 | 0.00057666 | 0.00057666 | 769.1258 | 0 | 0 | 0 | 0.0042 | 0 | 0.00057666 | 0.00057666 | 1172.7312 | 0 | 0 | 0 | 0.0042 | 0 | 0 | 0.00057666 | 0.00057666 | 1098.9264
06/02 13:00:00 | 73.04 | 22.8 | 0% | 1.4732 | 54602.2855 | 1.0811 | 3.892 | 4.5976 | 4.1378 | 0 | 0 | 0 | 385.3522 | 1.4732 | 54602.2855 | 1.0811 | 4.2164 | 4.9807 | 4.2336 | 0 | 0 | 0 | 376.6278 | 0 | 0 | 0 | 0 | 0 | 0 | 0 | 758.819 | 0 | 0 | 0 | 0 | 0 | 0 | 0 | 1235.5347 | 0 | 0 | 0 | 0 | 0 | 0 | 0 | 0 | 1146.4387 | 0 | 0 | 0 | 0.0042 | 0 | 0.00057666 | 0.00057666 | 769.1263 | 0 | 0 | 0 | 0.0042 | 0 | 0.00057666 | 0.00057666 | 1172.7318 | 0 | 0 | 0 | 0.0042 | 0 | 0 | 0.00057666 | 0.00057666 | 1098.927
06/02 14:00:00 | 75.92 | 24.4 | 0% | 1.5282 | 56639.8504 | 1.0596 | 3.8146 | 4.6745 | 4.2071 | 0 | 0 | 0 | 385.3522 | 1.5282 | 56639.8504 | 1.0596 | 4.1325 | 5.0641 | 4.3044 | 0 | 0 | 0 | 376.6278 | 0 | 0 | 0 | 0 | 0 | 0 | 0 | 758.819 | 0 | 0 | 0 | 0 | 0 | 0 | 0 | 1235.5347 | 0 | 0 | 0 | 0 | 0 | 0 | 0 | 0 | 1146.4387 | 0 | 0 | 0 | 0.0042 | 0 | 0.00057666 | 0.00057666 | 769.1269 | 0 | 0 | 0 | 0.0042 | 0 | 0.00057666 | 0.00057666 | 1172.7324 | 0 | 0 | 0 | 0.0042 | 0 | 0 | 0.00057666 | 0.00057666 | 1098.9276
06/02 15:00:00 | 80.06 | 26.7 | 0% | 1.6089 | 59632.5105 | 1.0231 | 3.6831 | 4.787 | 4.3083 | 0 | 0 | 0 | 385.3522 | 1.6089 | 59632.5105 | 1.0231 | 3.99 | 5.1859 | 4.408 | 0 | 0 | 0 | 376.6278 | 0 | 0 | 0 | 0 | 0 | 0 | 0 | 758.819 | 0 | 0 | 0 | 0 | 0 | 0 | 0 | 1235.5347 | 0 | 0 | 0 | 0 | 0 | 0 | 0 | 0 | 1146.4387 | 0 | 0 | 0 | 0.0042 | 0 | 0.00057666 | 0.00057666 | 769.1275 | 0 | 0 | 0 | 0.0042 | 0 | 0.00057666 | 0.00057666 | 1172.733 | 0 | 0 | 0 | 0.0042 | 0 | 0 | 0.00057666 | 0.00057666 | 1098.9281
06/02 16:00:00 | 80.06 | 26.7 | 0% | 1.6089 | 59632.5105 | 1.0231 | 3.6831 | 4.787 | 4.3083 | 0 | 0 | 0 | 385.3522 | 1.6089 | 59632.5105 | 1.0231 | 3.99 | 5.1859 | 4.408 | 0 | 0 | 0 | 376.6278 | 0 | 0 | 0 | 0 | 0 | 0 | 0 | 758.819 | 0 | 0 | 0 | 0 | 0 | 0 | 0 | 1235.5347 | 0 | 0 | 0 | 0 | 0 | 0 | 0 | 0 | 1146.4387 | 0 | 0 | 0 | 0.0042 | 0 | 0.00057666 | 0.00057666 | 769.1281 | 0 | 0 | 0 | 0.0042 | 0 | 0.00057666 | 0.00057666 | 1172.7335 | 0 | 0 | 0 | 0.0042 | 0 | 0 | 0.00057666 | 0.00057666 | 1098.9287
06/02 17:00:00 | 78.98 | 26.1 | 0% | 1.5877 | 58844.5776 | 1.0332 | 3.7194 | 4.7574 | 4.2816 | 0 | 0 | 0 | 385.3522 | 1.5877 | 58844.5776 | 1.0332 | 4.0294 | 5.1538 | 4.3808 | 0 | 0 | 0 | 376.6278 | 0 | 0 | 0 | 0 | 0 | 0 | 0 | 758.819 | 0 | 0 | 0 | 0 | 0 | 0 | 0 | 1235.5347 | 0 | 0 | 0 | 0 | 0 | 0 | 0 | 0 | 1146.4387 | 0 | 0 | 0 | 0.0042 | 0 | 0.00057666 | 0.00057666 | 769.1286 | 0 | 0 | 0 | 0.0042 | 0 | 0.00057666 | 0.00057666 | 1172.7341 | 0 | 0 | 0 | 0.0042 | 0 | 0 | 0.00057666 | 0.00057666 | 1098.9293
06/02 18:00:00 | 69.98 | 21.1 | 0% | 1.4159 | 52477.1875 | 1.0999 | 3.9595 | 4.5163 | 4.0647 | 0 | 0 | 0 | 385.3522 | 1.4159 | 52477.1875 | 1.0999 | 4.2895 | 4.8927 | 4.1588 | 0 | 0 | 0 | 376.6278 | 0 | 0 | 0 | 0 | 0 | 0 | 0 | 758.819 | 0 | 0 | 0 | 0 | 0 | 0 | 0 | 1235.5347 | 0 | 0 | 0 | 0 | 0 | 0 | 0 | 0 | 1146.4387 | 0 | 0 | 0 | 0.0042 | 0 | 0.00057666 | 0.00057666 | 769.1292 | 0 | 0 | 0 | 0.0042 | 0 | 0.00057666 | 0.00057666 | 1172.7347 | 0 | 0 | 0 | 0.0042 | 0 | 0 | 0.00057666 | 0.00057666 | 1098.9299
06/02 19:00:00 | 69.98 | 21.1 | 0% | 1.4159 | 52477.1875 | 1.0999 | 3.9595 | 4.5163 | 4.0647 | 0 | 0 | 0 | 385.3522 | 1.4159 | 52477.1875 | 1.0999 | 4.2895 | 4.8927 | 4.1588 | 0 | 0 | 0 | 376.6278 | 0 | 0 | 0 | 0 | 0 | 0 | 0 | 758.819 | 0 | 0 | 0 | 0 | 0 | 0 | 0 | 1235.5347 | 0 | 0 | 0 | 0 | 0 | 0 | 0 | 0 | 1146.4387 | 0 | 0 | 0 | 0.0042 | 0 | 0.00057666 | 0.00057666 | 769.1298 | 0 | 0 | 0 | 0.0042 | 0 | 0.00057666 | 0.00057666 | 1172.7353 | 0 | 0 | 0 | 0.0042 | 0 | 0 | 0.00057666 | 0.00057666 | 1098.9304
06/02 20:00:00 | 66.92 | 19.4 | 0% | 1.3596 | 50393.1104 | 1.1139 | 4.01 | 4.435 | 3.9915 | 0 | 0 | 0 | 385.3522 | 1.3596 | 50393.1104 | 1.1139 | 4.3441 | 4.8046 | 4.0839 | 0 | 0 | 0 | 376.6278 | 0 | 0 | 0 | 0 | 0 | 0 | 0 | 758.819 | 0 | 0 | 0 | 0 | 0 | 0 | 0 | 1235.5347 | 0 | 0 | 0 | 0 | 0 | 0 | 0 | 0 | 1146.4387 | 0 | 0 | 0 | 0.0042 | 0 | 0.00057666 | 0.00057666 | 769.1304 | 0 | 0 | 0 | 0.0042 | 0 | 0.00057666 | 0.00057666 | 1172.7358 | 0 | 0 | 0 | 0.0042 | 0 | 0 | 0.00057666 | 0.00057666 | 1098.931
06/02 21:00:00 | 64.04 | 17.8 | 0% | 1.3077 | 48469.0987 | 1.1224 | 4.0406 | 4.3577 | 3.9219 | 0 | 0 | 0 | 385.3522 | 1.3077 | 48469.0987 | 1.1224 | 4.3774 | 4.7208 | 4.0127 | 0 | 0 | 0 | 376.6278 | 0 | 0 | 0 | 0 | 0 | 0 | 0 | 758.819 | 0 | 0 | 0 | 0 | 0 | 0 | 0 | 1235.5347 | 0 | 0 | 0 | 0 | 0 | 0 | 0 | 0 | 1146.4387 | 0 | 0 | 0 | 0.0042 | 0 | 0.00057666 | 0.00057666 | 769.1309 | 0 | 0 | 0 | 0.0042 | 0 | 0.00057666 | 0.00057666 | 1172.7364 | 0 | 0 | 0 | 0.0042 | 0 | 0 | 0.00057666 | 0.00057666 | 1098.9316
06/02 22:00:00 | 62.96 | 17.2 | 0% | 1.2885 | 47756.9624 | 1.1244 | 4.0478 | 4.3283 | 3.8955 | 0 | 0 | 0 | 385.3522 | 1.2885 | 47756.9624 | 1.1244 | 4.3851 | 4.689 | 3.9857 | 0 | 0 | 0 | 376.6278 | 0 | 0 | 0 | 0 | 0 | 0 | 0 | 758.819 | 0 | 0 | 0 | 0 | 0 | 0 | 0 | 1235.5347 | 0 | 0 | 0 | 0 | 0 | 0 | 0 | 0 | 1146.4387 | 0 | 0 | 0 | 0.0042 | 0 | 0.00057666 | 0.00057666 | 769.1315 | 0 | 0 | 0 | 0.0042 | 0 | 0.00057666 | 0.00057666 | 1172.737 | 0 | 0 | 0 | 0.0042 | 0 | 0 | 0.00057666 | 0.00057666 | 1098.9322
06/02 23:00:00 | 62.96 | 17.2 | 0% | 1.2885 | 47756.9624 | 1.1244 | 4.0478 | 4.3283 | 3.8955 | 0 | 0 | 0 | 385.3522 | 1.2885 | 47756.9624 | 1.1244 | 4.3851 | 4.689 | 3.9857 | 0 | 0 | 0 | 376.6278 | 0 | 0 | 0 | 0 | 0 | 0 | 0 | 758.819 | 0 | 0 | 0 | 0 | 0 | 0 | 0 | 1235.5347 | 0 | 0 | 0 | 0 | 0 | 0 | 0 | 0 | 1146.4387 | 0 | 0 | 0 | 0.0042 | 0 | 0.00057666 | 0.00057666 | 769.1321 | 0 | 0 | 0 | 0.0042 | 0 | 0.00057666 | 0.00057666 | 1172.7376 | 0 | 0 | 0 | 0.0042 | 0 | 0 | 0.00057666 | 0.00057666 | 1098.9328
06/02 24:00:00 | 62.96 | 17.2 | 0% | 1.2885 | 47756.9624 | 1.1244 | 4.0478 | 4.3283 | 3.8955 | 0 | 0 | 0 | 385.3522 | 1.2885 | 47756.9624 | 1.1244 | 4.3851 | 4.689 | 3.9857 | 0 | 0 | 0 | 376.6278 | 0 | 0 | 0 | 0 | 0 | 0 | 0 | 758.819 | 0 | 0 | 0 | 0 | 0 | 0 | 0 | 1235.5347 | 0 | 0 | 0 | 0 | 0 | 0 | 0 | 0 | 1146.4387 | 0 | 0 | 0 | 0.0042 | 0 | 0.00057666 | 0.00057666 | 769.1327 | 0 | 0 | 0 | 0.0042 | 0 | 0.00057666 | 0.00057666 | 1172.7381 | 0 | 0 | 0 | 0.0042 | 0 | 0 | 0.00057666 | 0.00057666 | 1098.9333
06/03 01:00:00 | 62.96 | 17.2 | 0% | 1.2885 | 47756.9624 | 1.1244 | 4.0478 | 4.3283 | 3.8955 | 0 | 0 | 0 | 385.3522 | 1.2885 | 47756.9624 | 1.1244 | 4.3851 | 4.689 | 3.9857 | 0 | 0 | 0 | 376.6278 | 0 | 0 | 0 | 0 | 0 | 0 | 0 | 758.819 | 0 | 0 | 0 | 0 | 0 | 0 | 0 | 1235.5347 | 0 | 0 | 0 | 0 | 0 | 0 | 0 | 0 | 1146.4387 | 0 | 0 | 0 | 0.0042 | 0 | 0.00057666 | 0.00057666 | 769.1333 | 0 | 0 | 0 | 0.0042 | 0 | 0.00057666 | 0.00057666 | 1172.7387 | 0 | 0 | 0 | 0.0042 | 0 | 0 | 0.00057666 | 0.00057666 | 1098.9339
06/03 02:00:00 | 60.98 | 16.1 | 1.062% | 1.2536 | 46464.6508 | 1.1263 | 4.0545 | 4.274 | 3.8466 | 0.0084734 | 0.029998 | 0.0041188 | 385.3563 | 1.2536 | 46464.6508 | 1.1263 | 4.3924 | 4.6301 | 3.9356 | 0 | 0 | 0 | 376.6278 | 393.7113 | 0.010623 | 486.0633 | 0.0024279 | 0.0094356 | 0.00033335 | 0.009769 | 758.8287 | 393.7113 | 0.010623 | 486.0633 | 0.0024279 | 0.015573 | 0.00033335 | 0.015906 | 1235.5506 | 393.7113 | 0.010623 | 506.7069 | 0.0024279 | 0.0011473 | 0.014268 | 0.00049087 | 0.014759 | 1146.4535 | 393.7113 | 0.010623 | 508.6709 | 0.0042 | 0.0098745 | 0.00057666 | 0.010451 | 769.1437 | 393.7113 | 0.010623 | 470.3838 | 0.0042 | 0.01507 | 0.00057666 | 0.015647 | 1172.7544 | 393.7113 | 0.010623 | 495.858 | 0.0042 | 0.0011473 | 0.013963 | 0.00073418 | 0.014697 | 1098.9486
06/03 03:00:00 | 62.06 | 16.7 | 3.647% | 1.2726 | 47167.4189 | 1.1255 | 4.0519 | 4.3037 | 3.8734 | 0.028659 | 0.10228 | 0.014044 | 385.3703 | 1.2726 | 47167.4189 | 1.1255 | 4.3895 | 4.6624 | 3.963 | 0.028659 | 0.09997 | 0.013726 | 376.6416 | 1351.7684 | 0.036472 | 1668.8499 | 0.0083359 | 0.032396 | 0.0011445 | 0.033541 | 758.8623 | 1351.7684 | 0.036472 | 1668.8499 | 0.0083359 | 0.053468 | 0.0011445 | 0.054612 | 1235.6052 | 1351.7684 | 0.036472 | 1739.7277 | 0.0083359 | 0.0039391 | 0.048989 | 0.0016854 | 0.050674 | 1146.5042 | 1351.7684 | 0.036472 | 1746.4709 | 0.0042 | 0.033903 | 0.00057666 | 0.03448 | 769.1782 | 1351.7684 | 0.036472 | 1615.0161 | 0.0042 | 0.051743 | 0.00057666 | 0.05232 | 1172.8067 | 1351.7684 | 0.036472 | 1702.4791 | 0.0042 | 0.0039391 | 0.04794 | 0.0011175 | 0.049057 | 1098.9977
06/03 04:00:00 | 62.06 | 16.7 | 4.616% | 1.2726 | 47167.4189 | 1.1255 | 4.0519 | 4.3037 | 3.8734 | 0.036275 | 0.12946 | 0.017775 | 385.3881 | 1.2726 | 47167.4189 | 1.1255 | 4.3895 | 4.6624 | 3.963 | 0.028659 | 0.09997 | 0.013726 | 376.6553 | 1710.9806 | 0.046163 | 2112.3217 | 0.010551 | 0.041005 | 0.0014487 | 0.042454 | 758.9047 | 1710.9806 | 0.046163 | 2112.3217 | 0.010551 | 0.067676 | 0.0014487 | 0.069125 | 1235.6743 | 1710.9806 | 0.046163 | 2202.0342 | 0.010551 | 0.0049859 | 0.062007 | 0.0021332 | 0.06414 | 1146.5683 | 1710.9806 | 0.046163 | 2210.5692 | 0.0042 | 0.042912 | 0.00057666 | 0.043489 | 769.2217 | 1710.9806 | 0.046163 | 2044.1823 | 0.0042 | 0.065493 | 0.00057666 | 0.06607 | 1172.8728 | 1710.9806 | 0.046163 | 2154.8874 | 0.0042 | 0.0049859 | 0.060679 | 0.0012612 | 0.06194 | 1099.0596
06/03 05:00:00 | 62.06 | 16.7 | 5.198% | 1.2726 | 47167.4189 | 1.1255 | 4.0519 | 4.3037 | 3.8734 | 0.040845 | 0.14577 | 0.020015 | 385.4081 | 1.2726 | 47167.4189 | 1.1255 | 4.3895 | 4.6624 | 3.963 | 0.040845 | 0.14248 | 0.019562 | 376.6748 | 1926.5323 | 0.051979 | 2378.435 | 0.01188 | 0.046171 | 0.0016312 | 0.047802 | 758.9525 | 1926.5323 | 0.051979 | 2378.435 | 0.01188 | 0.076202 | 0.0016312 | 0.077833 | 1235.7522 | 1926.5323 | 0.051979 | 2479.4496 | 0.01188 | 0.005614 | 0.069818 | 0.002402 | 0.07222 | 1146.6405 | 1926.5323 | 0.051979 | 2489.0599 | 0.0042 | 0.048318 | 0.00057666 | 0.048895 | 769.2706 | 1926.5323 | 0.051979 | 2301.7113 | 0.0042 | 0.073744 | 0.00057666 | 0.07432 | 1172.9471 | 1926.5323 | 0.051979 | 2426.3631 | 0.0042 | 0.005614 | 0.068324 | 0.0013475 | 0.069671 | 1099.1293
06/03 06:00:00 | 62.96 | 17.2 | 3.341% | 1.2885 | 47756.9624 | 1.1244 | 4.0478 | 4.3283 | 3.8955 | 0.02593 | 0.093167 | 0.012792 | 385.4209 | 1.2885 | 47756.9624 | 1.1244 | 4.3851 | 4.689 | 3.9857 | 0.04034 | 0.14167 | 0.019451 | 376.6943 | 1238.327 | 0.033411 | 1528.7988 | 0.0076363 | 0.029678 | 0.0010485 | 0.030726 | 758.9833 | 1238.327 | 0.033411 | 1528.7988 | 0.0076363 | 0.048981 | 0.0010485 | 0.050029 | 1235.8022 | 1238.327 | 0.033411 | 1593.7285 | 0.0076363 | 0.0036086 | 0.044878 | 0.0015439 | 0.046421 | 1146.6869 | 1238.327 | 0.033411 | 1599.9057 | 0.0042 | 0.031058 | 0.00057666 | 0.031635 | 769.3022 | 1238.327 | 0.033411 | 1479.4827 | 0.0042 | 0.047401 | 0.00057666 | 0.047977 | 1172.9951 | 1238.327 | 0.033411 | 1559.6058 | 0.0042 | 0.0036086 | 0.043917 | 0.0010721 | 0.044989 | 1099.1743
06/03 07:00:00 | 62.96 | 17.2 | 0% | 1.2885 | 47756.9624 | 1.1244 | 4.0478 | 4.3283 | 3.8955 | 0 | 0 | 0 | 385.4209 | 1.2885 | 47756.9624 | 1.1244 | 4.3851 | 4.689 | 3.9857 | 0 | 0 | 0 | 376.6943 | 0 | 0 | 0 | 0 | 0 | 0 | 0 | 758.9833 | 0 | 0 | 0 | 0 | 0 | 0 | 0 | 1235.8022 | 0 | 0 | 0 | 0 | 0 | 0 | 0 | 0 | 1146.6869 | 0 | 0 | 0 | 0.0042 | 0 | 0.00057666 | 0.00057666 | 769.3028 | 0 | 0 | 0 | 0.0042 | 0 | 0.00057666 | 0.00057666 | 1172.9956 | 0 | 0 | 0 | 0.0042 | 0 | 0 | 0.00057666 | 0.00057666 | 1099.1748
06/03 08:00:00 | 66.92 | 19.4 | 0% | 1.3596 | 50393.1104 | 1.1139 | 4.01 | 4.435 | 3.9915 | 0 | 0 | 0 | 385.4209 | 1.3596 | 50393.1104 | 1.1139 | 4.3441 | 4.8046 | 4.0839 | 0 | 0 | 0 | 376.6943 | 0 | 0 | 0 | 0 | 0 | 0 | 0 | 758.9833 | 0 | 0 | 0 | 0 | 0 | 0 | 0 | 1235.8022 | 0 | 0 | 0 | 0 | 0 | 0 | 0 | 0 | 1146.6869 | 0 | 0 | 0 | 0.0042 | 0 | 0.00057666 | 0.00057666 | 769.3034 | 0 | 0 | 0 | 0.0042 | 0 | 0.00057666 | 0.00057666 | 1172.9962 | 0 | 0 | 0 | 0.0042 | 0 | 0 | 0.00057666 | 0.00057666 | 1099.1754
06/03 09:00:00 | 68 | 20 | 0% | 1.3794 | 51123.983 | 1.1095 | 3.9942 | 4.4638 | 4.0174 | 0 | 0 | 0 | 385.4209 | 1.3794 | 51123.983 | 1.1095 | 4.327 | 4.8357 | 4.1104 | 0 | 0 | 0 | 376.6943 | 0 | 0 | 0 | 0 | 0 | 0 | 0 | 758.9833 | 0 | 0 | 0 | 0 | 0 | 0 | 0 | 1235.8022 | 0 | 0 | 0 | 0 | 0 | 0 | 0 | 0 | 1146.6869 | 0 | 0 | 0 | 0.0042 | 0 | 0.00057666 | 0.00057666 | 769.3039 | 0 | 0 | 0 | 0.0042 | 0 | 0.00057666 | 0.00057666 | 1172.9968 | 0 | 0 | 0 | 0.0042 | 0 | 0 | 0.00057666 | 0.00057666 | 1099.176
06/03 10:00:00 | 71.96 | 22.2 | 0% | 1.4528 | 53847.5669 | 1.0882 | 3.9177 | 4.5689 | 4.112 | 0 | 0 | 0 | 385.4209 | 1.4528 | 53847.5669 | 1.0882 | 4.2442 | 4.9496 | 4.2072 | 0 | 0 | 0 | 376.6943 | 0 | 0 | 0 | 0 | 0 | 0 | 0 | 758.9833 | 0 | 0 | 0 | 0 | 0 | 0 | 0 | 1235.8022 | 0 | 0 | 0 | 0 | 0 | 0 | 0 | 0 | 1146.6869 | 0 | 0 | 0 | 0.0042 | 0 | 0.00057666 | 0.00057666 | 769.3045 | 0 | 0 | 0 | 0.0042 | 0 | 0.00057666 | 0.00057666 | 1172.9974 | 0 | 0 | 0 | 0.0042 | 0 | 0 | 0.00057666 | 0.00057666 | 1099.1766
06/03 11:00:00 | 75.02 | 23.9 | 0% | 1.5109 | 55999.208 | 1.0667 | 3.8401 | 4.6504 | 4.1853 | 0 | 0 | 0 | 385.4209 | 1.5109 | 55999.208 | 1.0667 | 4.1602 | 5.0379 | 4.2822 | 0 | 0 | 0 | 376.6943 | 0 | 0 | 0 | 0 | 0 | 0 | 0 | 758.9833 | 0 | 0 | 0 | 0 | 0 | 0 | 0 | 1235.8022 | 0 | 0 | 0 | 0 | 0 | 0 | 0 | 0 | 1146.6869 | 0 | 0 | 0 | 0.0042 | 0 | 0.00057666 | 0.00057666 | 769.3051 | 0 | 0 | 0 | 0.0042 | 0 | 0.00057666 | 0.00057666 | 1172.9979 | 0 | 0 | 0 | 0.0042 | 0 | 0 | 0.00057666 | 0.00057666 | 1099.1771
06/03 12:00:00 | 75.92 | 24.4 | 0% | 1.5282 | 56639.8504 | 1.0596 | 3.8146 | 4.6745 | 4.2071 | 0 | 0 | 0 | 385.4209 | 1.5282 | 56639.8504 | 1.0596 | 4.1325 | 5.0641 | 4.3044 | 0 | 0 | 0 | 376.6943 | 0 | 0 | 0 | 0 | 0 | 0 | 0 | 758.9833 | 0 | 0 | 0 | 0 | 0 | 0 | 0 | 1235.8022 | 0 | 0 | 0 | 0 | 0 | 0 | 0 | 0 | 1146.6869 | 0 | 0 | 0 | 0.0042 | 0 | 0.00057666 | 0.00057666 | 769.3057 | 0 | 0 | 0 | 0.0042 | 0 | 0.00057666 | 0.00057666 | 1172.9985 | 0 | 0 | 0 | 0.0042 | 0 | 0 | 0.00057666 | 0.00057666 | 1099.1777
06/03 13:00:00 | 78.08 | 25.6 | 0% | 1.5701 | 58191.8702 | 1.0413 | 3.7487 | 4.7329 | 4.2596 | 0 | 0 | 0 | 385.4209 | 1.5701 | 58191.8702 | 1.0413 | 4.0611 | 5.1273 | 4.3582 | 0 | 0 | 0 | 376.6943 | 0 | 0 | 0 | 0 | 0 | 0 | 0 | 758.9833 | 0 | 0 | 0 | 0 | 0 | 0 | 0 | 1235.8022 | 0 | 0 | 0 | 0 | 0 | 0 | 0 | 0 | 1146.6869 | 0 | 0 | 0 | 0.0042 | 0 | 0.00057666 | 0.00057666 | 769.3062 | 0 | 0 | 0 | 0.0042 | 0 | 0.00057666 | 0.00057666 | 1172.9991 | 0 | 0 | 0 | 0.0042 | 0 | 0 | 0.00057666 | 0.00057666 | 1099.1783
06/03 14:00:00 | 80.96 | 27.2 | 0% | 1.6267 | 60293.0247 | 1.0144 | 3.6518 | 4.8119 | 4.3307 | 0 | 0 | 0 | 385.4209 | 1.6267 | 60293.0247 | 1.0144 | 3.9561 | 5.2129 | 4.4309 | 0 | 0 | 0 | 376.6943 | 0 | 0 | 0 | 0 | 0 | 0 | 0 | 758.9833 | 0 | 0 | 0 | 0 | 0 | 0 | 0 | 1235.8022 | 0 | 0 | 0 | 0 | 0 | 0 | 0 | 0 | 1146.6869 | 0 | 0 | 0 | 0.0042 | 0 | 0.00057666 | 0.00057666 | 769.3068 | 0 | 0 | 0 | 0.0042 | 0 | 0.00057666 | 0.00057666 | 1172.9997 | 0 | 0 | 0 | 0.0042 | 0 | 0 | 0.00057666 | 0.00057666 | 1099.1789
06/03 15:00:00 | 80.06 | 26.7 | 0% | 1.6089 | 59632.5105 | 1.0231 | 3.6831 | 4.787 | 4.3083 | 0 | 0 | 0 | 385.4209 | 1.6089 | 59632.5105 | 1.0231 | 3.99 | 5.1859 | 4.408 | 0 | 0 | 0 | 376.6943 | 0 | 0 | 0 | 0 | 0 | 0 | 0 | 758.9833 | 0 | 0 | 0 | 0 | 0 | 0 | 0 | 1235.8022 | 0 | 0 | 0 | 0 | 0 | 0 | 0 | 0 | 1146.6869 | 0 | 0 | 0 | 0.0042 | 0 | 0.00057666 | 0.00057666 | 769.3074 | 0 | 0 | 0 | 0.0042 | 0 | 0.00057666 | 0.00057666 | 1173.0002 | 0 | 0 | 0 | 0.0042 | 0 | 0 | 0.00057666 | 0.00057666 | 1099.1794
06/03 16:00:00 | 69.98 | 21.1 | 0% | 1.4159 | 52477.1875 | 1.0999 | 3.9595 | 4.5163 | 4.0647 | 0 | 0 | 0 | 385.4209 | 1.4159 | 52477.1875 | 1.0999 | 4.2895 | 4.8927 | 4.1588 | 0 | 0 | 0 | 376.6943 | 0 | 0 | 0 | 0 | 0 | 0 | 0 | 758.9833 | 0 | 0 | 0 | 0 | 0 | 0 | 0 | 1235.8022 | 0 | 0 | 0 | 0 | 0 | 0 | 0 | 0 | 1146.6869 | 0 | 0 | 0 | 0.0042 | 0 | 0.00057666 | 0.00057666 | 769.308 | 0 | 0 | 0 | 0.0042 | 0 | 0.00057666 | 0.00057666 | 1173.0008 | 0 | 0 | 0 | 0.0042 | 0 | 0 | 0.00057666 | 0.00057666 | 1099.18
06/03 17:00:00 | 71.06 | 21.7 | 0% | 1.436 | 53222.538 | 1.0938 | 3.9376 | 4.545 | 4.0905 | 0 | 0 | 0 | 385.4209 | 1.436 | 53222.538 | 1.0938 | 4.2657 | 4.9237 | 4.1852 | 0 | 0 | 0 | 376.6943 | 0 | 0 | 0 | 0 | 0 | 0 | 0 | 758.9833 | 0 | 0 | 0 | 0 | 0 | 0 | 0 | 1235.8022 | 0 | 0 | 0 | 0 | 0 | 0 | 0 | 0 | 1146.6869 | 0 | 0 | 0 | 0.0042 | 0 | 0.00057666 | 0.00057666 | 769.3085 | 0 | 0 | 0 | 0.0042 | 0 | 0.00057666 | 0.00057666 | 1173.0014 | 0 | 0 | 0 | 0.0042 | 0 | 0 | 0.00057666 | 0.00057666 | 1099.1806
06/03 18:00:00 | 71.96 | 22.2 | 0% | 1.4528 | 53847.5669 | 1.0882 | 3.9177 | 4.5689 | 4.112 | 0 | 0 | 0 | 385.4209 | 1.4528 | 53847.5669 | 1.0882 | 4.2442 | 4.9496 | 4.2072 | 0 | 0 | 0 | 376.6943 | 0 | 0 | 0 | 0 | 0 | 0 | 0 | 758.9833 | 0 | 0 | 0 | 0 | 0 | 0 | 0 | 1235.8022 | 0 | 0 | 0 | 0 | 0 | 0 | 0 | 0 | 1146.6869 | 0 | 0 | 0 | 0.0042 | 0 | 0.00057666 | 0.00057666 | 769.3091 | 0 | 0 | 0 | 0.0042 | 0 | 0.00057666 | 0.00057666 | 1173.002 | 0 | 0 | 0 | 0.0042 | 0 | 0 | 0.00057666 | 0.00057666 | 1099.1812
06/03 19:00:00 | 71.96 | 22.2 | 0% | 1.4528 | 53847.5669 | 1.0882 | 3.9177 | 4.5689 | 4.112 | 0 | 0 | 0 | 385.4209 | 1.4528 | 53847.5669 | 1.0882 | 4.2442 | 4.9496 | 4.2072 | 0 | 0 | 0 | 376.6943 | 0 | 0 | 0 | 0 | 0 | 0 | 0 | 758.9833 | 0 | 0 | 0 | 0 | 0 | 0 | 0 | 1235.8022 | 0 | 0 | 0 | 0 | 0 | 0 | 0 | 0 | 1146.6869 | 0 | 0 | 0 | 0.0042 | 0 | 0.00057666 | 0.00057666 | 769.3097 | 0 | 0 | 0 | 0.0042 | 0 | 0.00057666 | 0.00057666 | 1173.0025 | 0 | 0 | 0 | 0.0042 | 0 | 0 | 0.00057666 | 0.00057666 | 1099.1818
06/03 20:00:00 | 68 | 20 | 0% | 1.3794 | 51123.983 | 1.1095 | 3.9942 | 4.4638 | 4.0174 | 0 | 0 | 0 | 385.4209 | 1.3794 | 51123.983 | 1.1095 | 4.327 | 4.8357 | 4.1104 | 0 | 0 | 0 | 376.6943 | 0 | 0 | 0 | 0 | 0 | 0 | 0 | 758.9833 | 0 | 0 | 0 | 0 | 0 | 0 | 0 | 1235.8022 | 0 | 0 | 0 | 0 | 0 | 0 | 0 | 0 | 1146.6869 | 0 | 0 | 0 | 0.0042 | 0 | 0.00057666 | 0.00057666 | 769.3103 | 0 | 0 | 0 | 0.0042 | 0 | 0.00057666 | 0.00057666 | 1173.0031 | 0 | 0 | 0 | 0.0042 | 0 | 0 | 0.00057666 | 0.00057666 | 1099.1823
06/03 21:00:00 | 66.92 | 19.4 | 0% | 1.3596 | 50393.1104 | 1.1139 | 4.01 | 4.435 | 3.9915 | 0 | 0 | 0 | 385.4209 | 1.3596 | 50393.1104 | 1.1139 | 4.3441 | 4.8046 | 4.0839 | 0 | 0 | 0 | 376.6943 | 0 | 0 | 0 | 0 | 0 | 0 | 0 | 758.9833 | 0 | 0 | 0 | 0 | 0 | 0 | 0 | 1235.8022 | 0 | 0 | 0 | 0 | 0 | 0 | 0 | 0 | 1146.6869 | 0 | 0 | 0 | 0.0042 | 0 | 0.00057666 | 0.00057666 | 769.3109 | 0 | 0 | 0 | 0.0042 | 0 | 0.00057666 | 0.00057666 | 1173.0037 | 0 | 0 | 0 | 0.0042 | 0 | 0 | 0.00057666 | 0.00057666 | 1099.1829
06/03 22:00:00 | 66.02 | 18.9 | 0% | 1.3433 | 49787.9534 | 1.117 | 4.0213 | 4.4109 | 3.9698 | 0 | 0 | 0 | 385.4209 | 1.3433 | 49787.9534 | 1.117 | 4.3565 | 4.7785 | 4.0617 | 0 | 0 | 0 | 376.6943 | 0 | 0 | 0 | 0 | 0 | 0 | 0 | 758.9833 | 0 | 0 | 0 | 0 | 0 | 0 | 0 | 1235.8022 | 0 | 0 | 0 | 0 | 0 | 0 | 0 | 0 | 1146.6869 | 0 | 0 | 0 | 0.0042 | 0 | 0.00057666 | 0.00057666 | 769.3114 | 0 | 0 | 0 | 0.0042 | 0 | 0.00057666 | 0.00057666 | 1173.0043 | 0 | 0 | 0 | 0.0042 | 0 | 0 | 0.00057666 | 0.00057666 | 1099.1835
06/03 23:00:00 | 64.94 | 18.3 | 0% | 1.3238 | 49066.449 | 1.1202 | 4.0329 | 4.3819 | 3.9437 | 0 | 0 | 0 | 385.4209 | 1.3238 | 49066.449 | 1.1202 | 4.3689 | 4.7471 | 4.035 | 0 | 0 | 0 | 376.6943 | 0 | 0 | 0 | 0 | 0 | 0 | 0 | 758.9833 | 0 | 0 | 0 | 0 | 0 | 0 | 0 | 1235.8022 | 0 | 0 | 0 | 0 | 0 | 0 | 0 | 0 | 1146.6869 | 0 | 0 | 0 | 0.0042 | 0 | 0.00057666 | 0.00057666 | 769.312 | 0 | 0 | 0 | 0.0042 | 0 | 0.00057666 | 0.00057666 | 1173.0049 | 0 | 0 | 0 | 0.0042 | 0 | 0 | 0.00057666 | 0.00057666 | 1099.1841
06/03 24:00:00 | 64.4 | 18 | 0% | 1.3142 | 48707.613 | 1.1216 | 4.0377 | 4.3674 | 3.9306 | 0 | 0 | 0 | 385.4209 | 1.3142 | 48707.613 | 1.1216 | 4.3742 | 4.7313 | 4.0216 | 0 | 0 | 0 | 376.6943 | 0 | 0 | 0 | 0 | 0 | 0 | 0 | 758.9833 | 0 | 0 | 0 | 0 | 0 | 0 | 0 | 1235.8022 | 0 | 0 | 0 | 0 | 0 | 0 | 0 | 0 | 1146.6869 | 0 | 0 | 0 | 0.0042 | 0 | 0.00057666 | 0.00057666 | 769.3126 | 0 | 0 | 0 | 0.0042 | 0 | 0.00057666 | 0.00057666 | 1173.0054 | 0 | 0 | 0 | 0.0042 | 0 | 0 | 0.00057666 | 0.00057666 | 1099.1846
06/04 01:00:00 | 64.94 | 18.3 | 0% | 1.3238 | 49066.449 | 1.1202 | 4.0329 | 4.3819 | 3.9437 | 0 | 0 | 0 | 385.4209 | 1.3238 | 49066.449 | 1.1202 | 4.3689 | 4.7471 | 4.035 | 0 | 0 | 0 | 376.6943 | 0 | 0 | 0 | 0 | 0 | 0 | 0 | 758.9833 | 0 | 0 | 0 | 0 | 0 | 0 | 0 | 1235.8022 | 0 | 0 | 0 | 0 | 0 | 0 | 0 | 0 | 1146.6869 | 0 | 0 | 0 | 0.0042 | 0 | 0.00057666 | 0.00057666 | 769.3132 | 0 | 0 | 0 | 0.0042 | 0 | 0.00057666 | 0.00057666 | 1173.006 | 0 | 0 | 0 | 0.0042 | 0 | 0 | 0.00057666 | 0.00057666 | 1099.1852
06/04 02:00:00 | 64.94 | 18.3 | 0% | 1.3238 | 49066.449 | 1.1202 | 4.0329 | 4.3819 | 3.9437 | 0 | 0 | 0 | 385.4209 | 1.3238 | 49066.449 | 1.1202 | 4.3689 | 4.7471 | 4.035 | 0 | 0 | 0 | 376.6943 | 0 | 0 | 0 | 0 | 0 | 0 | 0 | 758.9833 | 0 | 0 | 0 | 0 | 0 | 0 | 0 | 1235.8022 | 0 | 0 | 0 | 0 | 0 | 0 | 0 | 0 | 1146.6869 | 0 | 0 | 0 | 0.0042 | 0 | 0.00057666 | 0.00057666 | 769.3137 | 0 | 0 | 0 | 0.0042 | 0 | 0.00057666 | 0.00057666 | 1173.0066 | 0 | 0 | 0 | 0.0042 | 0 | 0 | 0.00057666 | 0.00057666 | 1099.1858
06/04 03:00:00 | 62.96 | 17.2 | 0% | 1.2885 | 47756.9624 | 1.1244 | 4.0478 | 4.3283 | 3.8955 | 0 | 0 | 0 | 385.4209 | 1.2885 | 47756.9624 | 1.1244 | 4.3851 | 4.689 | 3.9857 | 0 | 0 | 0 | 376.6943 | 0 | 0 | 0 | 0 | 0 | 0 | 0 | 758.9833 | 0 | 0 | 0 | 0 | 0 | 0 | 0 | 1235.8022 | 0 | 0 | 0 | 0 | 0 | 0 | 0 | 0 | 1146.6869 | 0 | 0 | 0 | 0.0042 | 0 | 0.00057666 | 0.00057666 | 769.3143 | 0 | 0 | 0 | 0.0042 | 0 | 0.00057666 | 0.00057666 | 1173.0072 | 0 | 0 | 0 | 0.0042 | 0 | 0 | 0.00057666 | 0.00057666 | 1099.1864
06/04 04:00:00 | 60.98 | 16.1 | 0.3579% | 1.2536 | 46464.6508 | 1.1263 | 4.0545 | 4.274 | 3.8466 | 0.0028546 | 0.010106 | 0.0013876 | 385.4223 | 1.2536 | 46464.6508 | 1.1263 | 4.3924 | 4.6301 | 3.9356 | 0 | 0 | 0 | 376.6943 | 132.6395 | 0.0035787 | 163.7525 | 0.00081794 | 0.0031788 | 0.0001123 | 0.0032911 | 758.9866 | 132.6395 | 0.0035787 | 163.7525 | 0.00081794 | 0.0052464 | 0.0001123 | 0.0053587 | 1235.8075 | 132.6395 | 0.0035787 | 170.7073 | 0.00081794 | 0.00038652 | 0.0048069 | 0.00016537 | 0.0049723 | 1146.6919 | 132.6395 | 0.0035787 | 171.3689 | 0.0042 | 0.0033267 | 0.00057666 | 0.0039033 | 769.3182 | 132.6395 | 0.0035787 | 158.4702 | 0.0042 | 0.0050772 | 0.00057666 | 0.0056538 | 1173.0128 | 132.6395 | 0.0035787 | 167.0523 | 0.0042 | 0.00038652 | 0.004704 | 0.00062973 | 0.0053337 | 1099.1917
06/04 05:00:00 | 60.8 | 16 | 2.111% | 1.2505 | 46348.0195 | 1.1263 | 4.0547 | 4.269 | 3.8421 | 0.016882 | 0.059688 | 0.0081951 | 385.4305 | 1.2505 | 46348.0195 | 1.1263 | 4.3926 | 4.6247 | 3.931 | 0.016882 | 0.058337 | 0.0080097 | 376.7023 | 782.4587 | 0.021111 | 965.9984 | 0.0048252 | 0.018752 | 0.00066249 | 0.019415 | 759.006 | 782.4587 | 0.021111 | 965.9984 | 0.0048252 | 0.030949 | 0.00066249 | 0.031612 | 1235.8392 | 782.4587 | 0.021111 | 1007.0254 | 0.0048252 | 0.0022801 | 0.028357 | 0.00097556 | 0.029332 | 1146.7212 | 782.4587 | 0.021111 | 1010.9286 | 0.0042 | 0.019624 | 0.00057666 | 0.020201 | 769.3384 | 782.4587 | 0.021111 | 934.8372 | 0.0042 | 0.029951 | 0.00057666 | 0.030528 | 1173.0433 | 782.4587 | 0.021111 | 985.4644 | 0.0042 | 0.0022801 | 0.02775 | 0.00088972 | 0.028639 | 1099.2203
06/04 06:00:00 | 62.96 | 17.2 | 0.8868% | 1.2885 | 47756.9624 | 1.1244 | 4.0478 | 4.3283 | 3.8955 | 0.0068827 | 0.02473 | 0.0033954 | 385.4339 | 1.2885 | 47756.9624 | 1.1244 | 4.3851 | 4.689 | 3.9857 | 0.016384 | 0.057537 | 0.0078999 | 376.7102 | 328.695 | 0.0088684 | 405.7963 | 0.002027 | 0.0078775 | 0.0002783 | 0.0081558 | 759.0141 | 328.695 | 0.0088684 | 405.7963 | 0.002027 | 0.013001 | 0.0002783 | 0.013279 | 1235.8524 | 328.695 | 0.0088684 | 423.0308 | 0.002027 | 0.00095784 | 0.011912 | 0.00040981 | 0.012322 | 1146.7336 | 328.695 | 0.0088684 | 424.6705 | 0.0042 | 0.0082438 | 0.00057666 | 0.0088205 | 769.3472 | 328.695 | 0.0088684 | 392.7061 | 0.0042 | 0.012582 | 0.00057666 | 0.013158 | 1173.0565 | 328.695 | 0.0088684 | 413.9735 | 0.0042 | 0.00095784 | 0.011657 | 0.00070817 | 0.012365 | 1099.2327
06/04 07:00:00 | 64.94 | 18.3 | 0% | 1.3238 | 49066.449 | 1.1202 | 4.0329 | 4.3819 | 3.9437 | 0 | 0 | 0 | 385.4339 | 1.3238 | 49066.449 | 1.1202 | 4.3689 | 4.7471 | 4.035 | 0 | 0 | 0 | 376.7102 | 0 | 0 | 0 | 0 | 0 | 0 | 0 | 759.0141 | 0 | 0 | 0 | 0 | 0 | 0 | 0 | 1235.8524 | 0 | 0 | 0 | 0 | 0 | 0 | 0 | 0 | 1146.7336 | 0 | 0 | 0 | 0.0042 | 0 | 0.00057666 | 0.00057666 | 769.3478 | 0 | 0 | 0 | 0.0042 | 0 | 0.00057666 | 0.00057666 | 1173.0571 | 0 | 0 | 0 | 0.0042 | 0 | 0 | 0.00057666 | 0.00057666 | 1099.2333
06/04 08:00:00 | 68 | 20 | 0% | 1.3794 | 51123.983 | 1.1095 | 3.9942 | 4.4638 | 4.0174 | 0 | 0 | 0 | 385.4339 | 1.3794 | 51123.983 | 1.1095 | 4.327 | 4.8357 | 4.1104 | 0 | 0 | 0 | 376.7102 | 0 | 0 | 0 | 0 | 0 | 0 | 0 | 759.0141 | 0 | 0 | 0 | 0 | 0 | 0 | 0 | 1235.8524 | 0 | 0 | 0 | 0 | 0 | 0 | 0 | 0 | 1146.7336 | 0 | 0 | 0 | 0.0042 | 0 | 0.00057666 | 0.00057666 | 769.3484 | 0 | 0 | 0 | 0.0042 | 0 | 0.00057666 | 0.00057666 | 1173.0577 | 0 | 0 | 0 | 0.0042 | 0 | 0 | 0.00057666 | 0.00057666 | 1099.2339
06/04 09:00:00 | 69.08 | 20.6 | 0% | 1.3992 | 51859.9654 | 1.1045 | 3.9762 | 4.4925 | 4.0432 | 0 | 0 | 0 | 385.4339 | 1.3992 | 51859.9654 | 1.1045 | 4.3075 | 4.8668 | 4.1368 | 0 | 0 | 0 | 376.7102 | 0 | 0 | 0 | 0 | 0 | 0 | 0 | 759.0141 | 0 | 0 | 0 | 0 | 0 | 0 | 0 | 1235.8524 | 0 | 0 | 0 | 0 | 0 | 0 | 0 | 0 | 1146.7336 | 0 | 0 | 0 | 0.0042 | 0 | 0.00057666 | 0.00057666 | 769.349 | 0 | 0 | 0 | 0.0042 | 0 | 0.00057666 | 0.00057666 | 1173.0582 | 0 | 0 | 0 | 0.0042 | 0 | 0 | 0.00057666 | 0.00057666 | 1099.2344
06/04 10:00:00 | 71.06 | 21.7 | 0% | 1.436 | 53222.538 | 1.0938 | 3.9376 | 4.545 | 4.0905 | 0 | 0 | 0 | 385.4339 | 1.436 | 53222.538 | 1.0938 | 4.2657 | 4.9237 | 4.1852 | 0 | 0 | 0 | 376.7102 | 0 | 0 | 0 | 0 | 0 | 0 | 0 | 759.0141 | 0 | 0 | 0 | 0 | 0 | 0 | 0 | 1235.8524 | 0 | 0 | 0 | 0 | 0 | 0 | 0 | 0 | 1146.7336 | 0 | 0 | 0 | 0.0042 | 0 | 0.00057666 | 0.00057666 | 769.3495 | 0 | 0 | 0 | 0.0042 | 0 | 0.00057666 | 0.00057666 | 1173.0588 | 0 | 0 | 0 | 0.0042 | 0 | 0 | 0.00057666 | 0.00057666 | 1099.235
06/04 11:00:00 | 73.4 | 23 | 0% | 1.48 | 54854.994 | 1.0786 | 3.8831 | 4.6071 | 4.1464 | 0 | 0 | 0 | 385.4339 | 1.48 | 54854.994 | 1.0786 | 4.2067 | 4.9911 | 4.2424 | 0 | 0 | 0 | 376.7102 | 0 | 0 | 0 | 0 | 0 | 0 | 0 | 759.0141 | 0 | 0 | 0 | 0 | 0 | 0 | 0 | 1235.8524 | 0 | 0 | 0 | 0 | 0 | 0 | 0 | 0 | 1146.7336 | 0 | 0 | 0 | 0.0042 | 0 | 0.00057666 | 0.00057666 | 769.3501 | 0 | 0 | 0 | 0.0042 | 0 | 0.00057666 | 0.00057666 | 1173.0594 | 0 | 0 | 0 | 0.0042 | 0 | 0 | 0.00057666 | 0.00057666 | 1099.2356
06/04 12:00:00 | 75.02 | 23.9 | 0% | 1.5109 | 55999.208 | 1.0667 | 3.8401 | 4.6504 | 4.1853 | 0 | 0 | 0 | 385.4339 | 1.5109 | 55999.208 | 1.0667 | 4.1602 | 5.0379 | 4.2822 | 0 | 0 | 0 | 376.7102 | 0 | 0 | 0 | 0 | 0 | 0 | 0 | 759.0141 | 0 | 0 | 0 | 0 | 0 | 0 | 0 | 1235.8524 | 0 | 0 | 0 | 0 | 0 | 0 | 0 | 0 | 1146.7336 | 0 | 0 | 0 | 0.0042 | 0 | 0.00057666 | 0.00057666 | 769.3507 | 0 | 0 | 0 | 0.0042 | 0 | 0.00057666 | 0.00057666 | 1173.06 | 0 | 0 | 0 | 0.0042 | 0 | 0 | 0.00057666 | 0.00057666 | 1099.2362
06/04 13:00:00 | 75.02 | 23.9 | 0% | 1.5109 | 55999.208 | 1.0667 | 3.8401 | 4.6504 | 4.1853 | 0 | 0 | 0 | 385.4339 | 1.5109 | 55999.208 | 1.0667 | 4.1602 | 5.0379 | 4.2822 | 0 | 0 | 0 | 376.7102 | 0 | 0 | 0 | 0 | 0 | 0 | 0 | 759.0141 | 0 | 0 | 0 | 0 | 0 | 0 | 0 | 1235.8524 | 0 | 0 | 0 | 0 | 0 | 0 | 0 | 0 | 1146.7336 | 0 | 0 | 0 | 0.0042 | 0 | 0.00057666 | 0.00057666 | 769.3513 | 0 | 0 | 0 | 0.0042 | 0 | 0.00057666 | 0.00057666 | 1173.0605 | 0 | 0 | 0 | 0.0042 | 0 | 0 | 0.00057666 | 0.00057666 | 1099.2367
06/04 14:00:00 | 77 | 25 | 0% | 1.5491 | 57413.3053 | 1.0507 | 3.7824 | 4.7036 | 4.2332 | 0 | 0 | 0 | 385.4339 | 1.5491 | 57413.3053 | 1.0507 | 4.0976 | 5.0956 | 4.3312 | 0 | 0 | 0 | 376.7102 | 0 | 0 | 0 | 0 | 0 | 0 | 0 | 759.0141 | 0 | 0 | 0 | 0 | 0 | 0 | 0 | 1235.8524 | 0 | 0 | 0 | 0 | 0 | 0 | 0 | 0 | 1146.7336 | 0 | 0 | 0 | 0.0042 | 0 | 0.00057666 | 0.00057666 | 769.3519 | 0 | 0 | 0 | 0.0042 | 0 | 0.00057666 | 0.00057666 | 1173.0611 | 0 | 0 | 0 | 0.0042 | 0 | 0 | 0.00057666 | 0.00057666 | 1099.2373
06/04 15:00:00 | 80.06 | 26.7 | 0% | 1.6089 | 59632.5105 | 1.0231 | 3.6831 | 4.787 | 4.3083 | 0 | 0 | 0 | 385.4339 | 1.6089 | 59632.5105 | 1.0231 | 3.99 | 5.1859 | 4.408 | 0 | 0 | 0 | 376.7102 | 0 | 0 | 0 | 0 | 0 | 0 | 0 | 759.0141 | 0 | 0 | 0 | 0 | 0 | 0 | 0 | 1235.8524 | 0 | 0 | 0 | 0 | 0 | 0 | 0 | 0 | 1146.7336 | 0 | 0 | 0 | 0.0042 | 0 | 0.00057666 | 0.00057666 | 769.3524 | 0 | 0 | 0 | 0.0042 | 0 | 0.00057666 | 0.00057666 | 1173.0617 | 0 | 0 | 0 | 0.0042 | 0 | 0 | 0.00057666 | 0.00057666 | 1099.2379
06/04 16:00:00 | 82.04 | 27.8 | 0% | 1.6483 | 61090.3258 | 1.0036 | 3.6131 | 4.8419 | 4.3578 | 0 | 0 | 0 | 385.4339 | 1.6483 | 61090.3258 | 1.0036 | 3.9142 | 5.2454 | 4.4586 | 0 | 0 | 0 | 376.7102 | 0 | 0 | 0 | 0 | 0 | 0 | 0 | 759.0141 | 0 | 0 | 0 | 0 | 0 | 0 | 0 | 1235.8524 | 0 | 0 | 0 | 0 | 0 | 0 | 0 | 0 | 1146.7336 | 0 | 0 | 0 | 0.0042 | 0 | 0.00057666 | 0.00057666 | 769.353 | 0 | 0 | 0 | 0.0042 | 0 | 0.00057666 | 0.00057666 | 1173.0623 | 0 | 0 | 0 | 0.0042 | 0 | 0 | 0.00057666 | 0.00057666 | 1099.2385
06/04 17:00:00 | 80.06 | 26.7 | 0% | 1.6089 | 59632.5105 | 1.0231 | 3.6831 | 4.787 | 4.3083 | 0 | 0 | 0 | 385.4339 | 1.6089 | 59632.5105 | 1.0231 | 3.99 | 5.1859 | 4.408 | 0 | 0 | 0 | 376.7102 | 0 | 0 | 0 | 0 | 0 | 0 | 0 | 759.0141 | 0 | 0 | 0 | 0 | 0 | 0 | 0 | 1235.8524 | 0 | 0 | 0 | 0 | 0 | 0 | 0 | 0 | 1146.7336 | 0 | 0 | 0 | 0.0042 | 0 | 0.00057666 | 0.00057666 | 769.3536 | 0 | 0 | 0 | 0.0042 | 0 | 0.00057666 | 0.00057666 | 1173.0628 | 0 | 0 | 0 | 0.0042 | 0 | 0 | 0.00057666 | 0.00057666 | 1099.239
06/04 18:00:00 | 78.08 | 25.6 | 0% | 1.5701 | 58191.8702 | 1.0413 | 3.7487 | 4.7329 | 4.2596 | 0 | 0 | 0 | 385.4339 | 1.5701 | 58191.8702 | 1.0413 | 4.0611 | 5.1273 | 4.3582 | 0 | 0 | 0 | 376.7102 | 0 | 0 | 0 | 0 | 0 | 0 | 0 | 759.0141 | 0 | 0 | 0 | 0 | 0 | 0 | 0 | 1235.8524 | 0 | 0 | 0 | 0 | 0 | 0 | 0 | 0 | 1146.7336 | 0 | 0 | 0 | 0.0042 | 0 | 0.00057666 | 0.00057666 | 769.3542 | 0 | 0 | 0 | 0.0042 | 0 | 0.00057666 | 0.00057666 | 1173.0634 | 0 | 0 | 0 | 0.0042 | 0 | 0 | 0.00057666 | 0.00057666 | 1099.2396
06/04 19:00:00 | 78.08 | 25.6 | 0% | 1.5701 | 58191.8702 | 1.0413 | 3.7487 | 4.7329 | 4.2596 | 0 | 0 | 0 | 385.4339 | 1.5701 | 58191.8702 | 1.0413 | 4.0611 | 5.1273 | 4.3582 | 0 | 0 | 0 | 376.7102 | 0 | 0 | 0 | 0 | 0 | 0 | 0 | 759.0141 | 0 | 0 | 0 | 0 | 0 | 0 | 0 | 1235.8524 | 0 | 0 | 0 | 0 | 0 | 0 | 0 | 0 | 1146.7336 | 0 | 0 | 0 | 0.0042 | 0 | 0.00057666 | 0.00057666 | 769.3547 | 0 | 0 | 0 | 0.0042 | 0 | 0.00057666 | 0.00057666 | 1173.064 | 0 | 0 | 0 | 0.0042 | 0 | 0 | 0.00057666 | 0.00057666 | 1099.2402
06/04 20:00:00 | 69.98 | 21.1 | 0% | 1.4159 | 52477.1875 | 1.0999 | 3.9595 | 4.5163 | 4.0647 | 0 | 0 | 0 | 385.4339 | 1.4159 | 52477.1875 | 1.0999 | 4.2895 | 4.8927 | 4.1588 | 0 | 0 | 0 | 376.7102 | 0 | 0 | 0 | 0 | 0 | 0 | 0 | 759.0141 | 0 | 0 | 0 | 0 | 0 | 0 | 0 | 1235.8524 | 0 | 0 | 0 | 0 | 0 | 0 | 0 | 0 | 1146.7336 | 0 | 0 | 0 | 0.0042 | 0 | 0.00057666 | 0.00057666 | 769.3553 | 0 | 0 | 0 | 0.0042 | 0 | 0.00057666 | 0.00057666 | 1173.0646 | 0 | 0 | 0 | 0.0042 | 0 | 0 | 0.00057666 | 0.00057666 | 1099.2408
06/04 21:00:00 | 68 | 20 | 0% | 1.3794 | 51123.983 | 1.1095 | 3.9942 | 4.4638 | 4.0174 | 0 | 0 | 0 | 385.4339 | 1.3794 | 51123.983 | 1.1095 | 4.327 | 4.8357 | 4.1104 | 0 | 0 | 0 | 376.7102 | 0 | 0 | 0 | 0 | 0 | 0 | 0 | 759.0141 | 0 | 0 | 0 | 0 | 0 | 0 | 0 | 1235.8524 | 0 | 0 | 0 | 0 | 0 | 0 | 0 | 0 | 1146.7336 | 0 | 0 | 0 | 0.0042 | 0 | 0.00057666 | 0.00057666 | 769.3559 | 0 | 0 | 0 | 0.0042 | 0 | 0.00057666 | 0.00057666 | 1173.0652 | 0 | 0 | 0 | 0.0042 | 0 | 0 | 0.00057666 | 0.00057666 | 1099.2414
06/04 22:00:00 | 66.02 | 18.9 | 0% | 1.3433 | 49787.9534 | 1.117 | 4.0213 | 4.4109 | 3.9698 | 0 | 0 | 0 | 385.4339 | 1.3433 | 49787.9534 | 1.117 | 4.3565 | 4.7785 | 4.0617 | 0 | 0 | 0 | 376.7102 | 0 | 0 | 0 | 0 | 0 | 0 | 0 | 759.0141 | 0 | 0 | 0 | 0 | 0 | 0 | 0 | 1235.8524 | 0 | 0 | 0 | 0 | 0 | 0 | 0 | 0 | 1146.7336 | 0 | 0 | 0 | 0.0042 | 0 | 0.00057666 | 0.00057666 | 769.3565 | 0 | 0 | 0 | 0.0042 | 0 | 0.00057666 | 0.00057666 | 1173.0657 | 0 | 0 | 0 | 0.0042 | 0 | 0 | 0.00057666 | 0.00057666 | 1099.2419
06/04 23:00:00 | 64.04 | 17.8 | 0% | 1.3077 | 48469.0987 | 1.1224 | 4.0406 | 4.3577 | 3.9219 | 0 | 0 | 0 | 385.4339 | 1.3077 | 48469.0987 | 1.1224 | 4.3774 | 4.7208 | 4.0127 | 0 | 0 | 0 | 376.7102 | 0 | 0 | 0 | 0 | 0 | 0 | 0 | 759.0141 | 0 | 0 | 0 | 0 | 0 | 0 | 0 | 1235.8524 | 0 | 0 | 0 | 0 | 0 | 0 | 0 | 0 | 1146.7336 | 0 | 0 | 0 | 0.0042 | 0 | 0.00057666 | 0.00057666 | 769.357 | 0 | 0 | 0 | 0.0042 | 0 | 0.00057666 | 0.00057666 | 1173.0663 | 0 | 0 | 0 | 0.0042 | 0 | 0 | 0.00057666 | 0.00057666 | 1099.2425
06/04 24:00:00 | 64.94 | 18.3 | 0% | 1.3238 | 49066.449 | 1.1202 | 4.0329 | 4.3819 | 3.9437 | 0 | 0 | 0 | 385.4339 | 1.3238 | 49066.449 | 1.1202 | 4.3689 | 4.7471 | 4.035 | 0 | 0 | 0 | 376.7102 | 0 | 0 | 0 | 0 | 0 | 0 | 0 | 759.0141 | 0 | 0 | 0 | 0 | 0 | 0 | 0 | 1235.8524 | 0 | 0 | 0 | 0 | 0 | 0 | 0 | 0 | 1146.7336 | 0 | 0 | 0 | 0.0042 | 0 | 0.00057666 | 0.00057666 | 769.3576 | 0 | 0 | 0 | 0.0042 | 0 | 0.00057666 | 0.00057666 | 1173.0669 | 0 | 0 | 0 | 0.0042 | 0 | 0 | 0.00057666 | 0.00057666 | 1099.2431
06/05 01:00:00 | 64.94 | 18.3 | 0% | 1.3238 | 49066.449 | 1.1202 | 4.0329 | 4.3819 | 3.9437 | 0 | 0 | 0 | 385.4339 | 1.3238 | 49066.449 | 1.1202 | 4.3689 | 4.7471 | 4.035 | 0 | 0 | 0 | 376.7102 | 0 | 0 | 0 | 0 | 0 | 0 | 0 | 759.0141 | 0 | 0 | 0 | 0 | 0 | 0 | 0 | 1235.8524 | 0 | 0 | 0 | 0 | 0 | 0 | 0 | 0 | 1146.7336 | 0 | 0 | 0 | 0.0042 | 0 | 0.00057666 | 0.00057666 | 769.3582 | 0 | 0 | 0 | 0.0042 | 0 | 0.00057666 | 0.00057666 | 1173.0675 | 0 | 0 | 0 | 0.0042 | 0 | 0 | 0.00057666 | 0.00057666 | 1099.2437
06/05 02:00:00 | 62.96 | 17.2 | 0% | 1.2885 | 47756.9624 | 1.1244 | 4.0478 | 4.3283 | 3.8955 | 0 | 0 | 0 | 385.4339 | 1.2885 | 47756.9624 | 1.1244 | 4.3851 | 4.689 | 3.9857 | 0 | 0 | 0 | 376.7102 | 0 | 0 | 0 | 0 | 0 | 0 | 0 | 759.0141 | 0 | 0 | 0 | 0 | 0 | 0 | 0 | 1235.8524 | 0 | 0 | 0 | 0 | 0 | 0 | 0 | 0 | 1146.7336 | 0 | 0 | 0 | 0.0042 | 0 | 0.00057666 | 0.00057666 | 769.3588 | 0 | 0 | 0 | 0.0042 | 0 | 0.00057666 | 0.00057666 | 1173.068 | 0 | 0 | 0 | 0.0042 | 0 | 0 | 0.00057666 | 0.00057666 | 1099.2442
06/05 03:00:00 | 62.96 | 17.2 | 0% | 1.2885 | 47756.9624 | 1.1244 | 4.0478 | 4.3283 | 3.8955 | 0 | 0 | 0 | 385.4339 | 1.2885 | 47756.9624 | 1.1244 | 4.3851 | 4.689 | 3.9857 | 0 | 0 | 0 | 376.7102 | 0 | 0 | 0 | 0 | 0 | 0 | 0 | 759.0141 | 0 | 0 | 0 | 0 | 0 | 0 | 0 | 1235.8524 | 0 | 0 | 0 | 0 | 0 | 0 | 0 | 0 | 1146.7336 | 0 | 0 | 0 | 0.0042 | 0 | 0.00057666 | 0.00057666 | 769.3594 | 0 | 0 | 0 | 0.0042 | 0 | 0.00057666 | 0.00057666 | 1173.0686 | 0 | 0 | 0 | 0.0042 | 0 | 0 | 0.00057666 | 0.00057666 | 1099.2448
06/05 04:00:00 | 62.06 | 16.7 | 0.758% | 1.2726 | 47167.4189 | 1.1255 | 4.0519 | 4.3037 | 3.8734 | 0.0059565 | 0.021259 | 0.0029188 | 385.4368 | 1.2726 | 47167.4189 | 1.1255 | 4.3895 | 4.6624 | 3.963 | 0 | 0 | 0 | 376.7102 | 280.9514 | 0.0075803 | 346.8536 | 0.0017325 | 0.0067332 | 0.00023788 | 0.0069711 | 759.0211 | 280.9514 | 0.0075803 | 346.8536 | 0.0017325 | 0.011113 | 0.00023788 | 0.011351 | 1235.8638 | 280.9514 | 0.0075803 | 361.5848 | 0.0017325 | 0.00081871 | 0.010182 | 0.00035029 | 0.010532 | 1146.7441 | 280.9514 | 0.0075803 | 362.9863 | 0.0042 | 0.0070464 | 0.00057666 | 0.0076231 | 769.367 | 280.9514 | 0.0075803 | 335.6647 | 0.0042 | 0.010754 | 0.00057666 | 0.011331 | 1173.0799 | 280.9514 | 0.0075803 | 353.8431 | 0.0042 | 0.00081871 | 0.0099638 | 0.00068907 | 0.010653 | 1099.2555
06/05 05:00:00 | 62.96 | 17.2 | 3.025% | 1.2885 | 47756.9624 | 1.1244 | 4.0478 | 4.3283 | 3.8955 | 0.02348 | 0.084365 | 0.011583 | 385.4484 | 1.2885 | 47756.9624 | 1.1244 | 4.3851 | 4.689 | 3.9857 | 0.02348 | 0.082456 | 0.011321 | 376.7215 | 1121.3312 | 0.030254 | 1384.3595 | 0.0069149 | 0.026874 | 0.00094941 | 0.027823 | 759.0489 | 1121.3312 | 0.030254 | 1384.3595 | 0.0069149 | 0.044353 | 0.00094941 | 0.045302 | 1235.9091 | 1121.3312 | 0.030254 | 1443.1546 | 0.0069149 | 0.0032676 | 0.040638 | 0.0013981 | 0.042036 | 1146.7861 | 1121.3312 | 0.030254 | 1448.7483 | 0.0042 | 0.028124 | 0.00057666 | 0.0287 | 769.3957 | 1121.3312 | 0.030254 | 1339.7027 | 0.0042 | 0.042922 | 0.00057666 | 0.043499 | 1173.1234 | 1121.3312 | 0.030254 | 1412.2559 | 0.0042 | 0.0032676 | 0.039767 | 0.0010253 | 0.040793 | 1099.2963
06/05 06:00:00 | 66.02 | 18.9 | 0.9767% | 1.3433 | 49787.9534 | 1.117 | 4.0213 | 4.4109 | 3.9698 | 0.0072708 | 0.026725 | 0.0036694 | 385.4521 | 1.3433 | 49787.9534 | 1.117 | 4.3565 | 4.7785 | 4.0617 | 0.022522 | 0.080912 | 0.011109 | 376.7326 | 361.9968 | 0.0097669 | 446.9097 | 0.0022323 | 0.0086756 | 0.0003065 | 0.0089821 | 759.0579 | 361.9968 | 0.0097669 | 446.9097 | 0.0022323 | 0.014318 | 0.0003065 | 0.014625 | 1235.9237 | 361.9968 | 0.0097669 | 465.8904 | 0.0022323 | 0.0010549 | 0.013119 | 0.00045133 | 0.01357 | 1146.7997 | 361.9968 | 0.0097669 | 467.6962 | 0.0042 | 0.0090791 | 0.00057666 | 0.0096557 | 769.4053 | 361.9968 | 0.0097669 | 432.4932 | 0.0042 | 0.013857 | 0.00057666 | 0.014433 | 1173.1379 | 361.9968 | 0.0097669 | 455.9154 | 0.0042 | 0.0010549 | 0.012838 | 0.0007215 | 0.01356 | 1099.3098
06/05 07:00:00 | 66.02 | 18.9 | 0% | 1.3433 | 49787.9534 | 1.117 | 4.0213 | 4.4109 | 3.9698 | 0 | 0 | 0 | 385.4521 | 1.3433 | 49787.9534 | 1.117 | 4.3565 | 4.7785 | 4.0617 | 0 | 0 | 0 | 376.7326 | 0 | 0 | 0 | 0 | 0 | 0 | 0 | 759.0579 | 0 | 0 | 0 | 0 | 0 | 0 | 0 | 1235.9237 | 0 | 0 | 0 | 0 | 0 | 0 | 0 | 0 | 1146.7997 | 0 | 0 | 0 | 0.0042 | 0 | 0.00057666 | 0.00057666 | 769.4059 | 0 | 0 | 0 | 0.0042 | 0 | 0.00057666 | 0.00057666 | 1173.1385 | 0 | 0 | 0 | 0.0042 | 0 | 0 | 0.00057666 | 0.00057666 | 1099.3104
06/05 08:00:00 | 73.04 | 22.8 | 0% | 1.4732 | 54602.2855 | 1.0811 | 3.892 | 4.5976 | 4.1378 | 0 | 0 | 0 | 385.4521 | 1.4732 | 54602.2855 | 1.0811 | 4.2164 | 4.9807 | 4.2336 | 0 | 0 | 0 | 376.7326 | 0 | 0 | 0 | 0 | 0 | 0 | 0 | 759.0579 | 0 | 0 | 0 | 0 | 0 | 0 | 0 | 1235.9237 | 0 | 0 | 0 | 0 | 0 | 0 | 0 | 0 | 1146.7997 | 0 | 0 | 0 | 0.0042 | 0 | 0.00057666 | 0.00057666 | 769.4065 | 0 | 0 | 0 | 0.0042 | 0 | 0.00057666 | 0.00057666 | 1173.139 | 0 | 0 | 0 | 0.0042 | 0 | 0 | 0.00057666 | 0.00057666 | 1099.311
06/05 09:00:00 | 77 | 25 | 0% | 1.5491 | 57413.3053 | 1.0507 | 3.7824 | 4.7036 | 4.2332 | 0 | 0 | 0 | 385.4521 | 1.5491 | 57413.3053 | 1.0507 | 4.0976 | 5.0956 | 4.3312 | 0 | 0 | 0 | 376.7326 | 0 | 0 | 0 | 0 | 0 | 0 | 0 | 759.0579 | 0 | 0 | 0 | 0 | 0 | 0 | 0 | 1235.9237 | 0 | 0 | 0 | 0 | 0 | 0 | 0 | 0 | 1146.7997 | 0 | 0 | 0 | 0.0042 | 0 | 0.00057666 | 0.00057666 | 769.4071 | 0 | 0 | 0 | 0.0042 | 0 | 0.00057666 | 0.00057666 | 1173.1396 | 0 | 0 | 0 | 0.0042 | 0 | 0 | 0.00057666 | 0.00057666 | 1099.3116
06/05 10:00:00 | 78.08 | 25.6 | 0% | 1.5701 | 58191.8702 | 1.0413 | 3.7487 | 4.7329 | 4.2596 | 0 | 0 | 0 | 385.4521 | 1.5701 | 58191.8702 | 1.0413 | 4.0611 | 5.1273 | 4.3582 | 0 | 0 | 0 | 376.7326 | 0 | 0 | 0 | 0 | 0 | 0 | 0 | 759.0579 | 0 | 0 | 0 | 0 | 0 | 0 | 0 | 1235.9237 | 0 | 0 | 0 | 0 | 0 | 0 | 0 | 0 | 1146.7997 | 0 | 0 | 0 | 0.0042 | 0 | 0.00057666 | 0.00057666 | 769.4076 | 0 | 0 | 0 | 0.0042 | 0 | 0.00057666 | 0.00057666 | 1173.1402 | 0 | 0 | 0 | 0.0042 | 0 | 0 | 0.00057666 | 0.00057666 | 1099.3121
06/05 11:00:00 | 80.96 | 27.2 | 0% | 1.6267 | 60293.0247 | 1.0144 | 3.6518 | 4.8119 | 4.3307 | 0 | 0 | 0 | 385.4521 | 1.6267 | 60293.0247 | 1.0144 | 3.9561 | 5.2129 | 4.4309 | 0 | 0 | 0 | 376.7326 | 0 | 0 | 0 | 0 | 0 | 0 | 0 | 759.0579 | 0 | 0 | 0 | 0 | 0 | 0 | 0 | 1235.9237 | 0 | 0 | 0 | 0 | 0 | 0 | 0 | 0 | 1146.7997 | 0 | 0 | 0 | 0.0042 | 0 | 0.00057666 | 0.00057666 | 769.4082 | 0 | 0 | 0 | 0.0042 | 0 | 0.00057666 | 0.00057666 | 1173.1408 | 0 | 0 | 0 | 0.0042 | 0 | 0 | 0.00057666 | 0.00057666 | 1099.3127
06/05 12:00:00 | 82.94 | 28.3 | 0% | 1.6663 | 61758.6468 | 0.99447 | 3.5801 | 4.8672 | 4.3805 | 0 | 0 | 0 | 385.4521 | 1.6663 | 61758.6468 | 0.99447 | 3.8784 | 5.2728 | 4.4819 | 0 | 0 | 0 | 376.7326 | 0 | 0 | 0 | 0 | 0 | 0 | 0 | 759.0579 | 0 | 0 | 0 | 0 | 0 | 0 | 0 | 1235.9237 | 0 | 0 | 0 | 0 | 0 | 0 | 0 | 0 | 1146.7997 | 0 | 0 | 0 | 0.0042 | 0 | 0.00057666 | 0.00057666 | 769.4088 | 0 | 0 | 0 | 0.0042 | 0 | 0.00057666 | 0.00057666 | 1173.1413 | 0 | 0 | 0 | 0.0042 | 0 | 0 | 0.00057666 | 0.00057666 | 1099.3133
06/05 13:00:00 | 82.94 | 28.3 | 0% | 1.6663 | 61758.6468 | 0.99447 | 3.5801 | 4.8672 | 4.3805 | 0 | 0 | 0 | 385.4521 | 1.6663 | 61758.6468 | 0.99447 | 3.8784 | 5.2728 | 4.4819 | 0 | 0 | 0 | 376.7326 | 0 | 0 | 0 | 0 | 0 | 0 | 0 | 759.0579 | 0 | 0 | 0 | 0 | 0 | 0 | 0 | 1235.9237 | 0 | 0 | 0 | 0 | 0 | 0 | 0 | 0 | 1146.7997 | 0 | 0 | 0 | 0.0042 | 0 | 0.00057666 | 0.00057666 | 769.4094 | 0 | 0 | 0 | 0.0042 | 0 | 0.00057666 | 0.00057666 | 1173.1419 | 0 | 0 | 0 | 0.0042 | 0 | 0 | 0.00057666 | 0.00057666 | 1099.3139
06/05 14:00:00 | 82.04 | 27.8 | 0% | 1.6483 | 61090.3258 | 1.0036 | 3.6131 | 4.8419 | 4.3578 | 0 | 0 | 0 | 385.4521 | 1.6483 | 61090.3258 | 1.0036 | 3.9142 | 5.2454 | 4.4586 | 0 | 0 | 0 | 376.7326 | 0 | 0 | 0 | 0 | 0 | 0 | 0 | 759.0579 | 0 | 0 | 0 | 0 | 0 | 0 | 0 | 1235.9237 | 0 | 0 | 0 | 0 | 0 | 0 | 0 | 0 | 1146.7997 | 0 | 0 | 0 | 0.0042 | 0 | 0.00057666 | 0.00057666 | 769.4099 | 0 | 0 | 0 | 0.0042 | 0 | 0.00057666 | 0.00057666 | 1173.1425 | 0 | 0 | 0 | 0.0042 | 0 | 0 | 0.00057666 | 0.00057666 | 1099.3144
06/05 15:00:00 | 86 | 30 | 0% | 1.7283 | 64057.4811 | 0.96189 | 3.4628 | 4.9546 | 4.4591 | 0 | 0 | 0 | 385.4521 | 1.7283 | 64057.4811 | 0.96189 | 3.7514 | 5.3675 | 4.5624 | 0 | 0 | 0 | 376.7326 | 0 | 0 | 0 | 0 | 0 | 0 | 0 | 759.0579 | 0 | 0 | 0 | 0 | 0 | 0 | 0 | 1235.9237 | 0 | 0 | 0 | 0 | 0 | 0 | 0 | 0 | 1146.7997 | 0 | 0 | 0 | 0.0042 | 0 | 0.00057666 | 0.00057666 | 769.4105 | 0 | 0 | 0 | 0.0042 | 0 | 0.00057666 | 0.00057666 | 1173.1431 | 0 | 0 | 0 | 0.0042 | 0 | 0 | 0.00057666 | 0.00057666 | 1099.315
06/05 16:00:00 | 82.94 | 28.3 | 0% | 1.6663 | 61758.6468 | 0.99447 | 3.5801 | 4.8672 | 4.3805 | 0 | 0 | 0 | 385.4521 | 1.6663 | 61758.6468 | 0.99447 | 3.8784 | 5.2728 | 4.4819 | 0 | 0 | 0 | 376.7326 | 0 | 0 | 0 | 0 | 0 | 0 | 0 | 759.0579 | 0 | 0 | 0 | 0 | 0 | 0 | 0 | 1235.9237 | 0 | 0 | 0 | 0 | 0 | 0 | 0 | 0 | 1146.7997 | 0 | 0 | 0 | 0.0042 | 0 | 0.00057666 | 0.00057666 | 769.4111 | 0 | 0 | 0 | 0.0042 | 0 | 0.00057666 | 0.00057666 | 1173.1436 | 0 | 0 | 0 | 0.0042 | 0 | 0 | 0.00057666 | 0.00057666 | 1099.3156
06/05 17:00:00 | 80.96 | 27.2 | 0% | 1.6267 | 60293.0247 | 1.0144 | 3.6518 | 4.8119 | 4.3307 | 0 | 0 | 0 | 385.4521 | 1.6267 | 60293.0247 | 1.0144 | 3.9561 | 5.2129 | 4.4309 | 0 | 0 | 0 | 376.7326 | 0 | 0 | 0 | 0 | 0 | 0 | 0 | 759.0579 | 0 | 0 | 0 | 0 | 0 | 0 | 0 | 1235.9237 | 0 | 0 | 0 | 0 | 0 | 0 | 0 | 0 | 1146.7997 | 0 | 0 | 0 | 0.0042 | 0 | 0.00057666 | 0.00057666 | 769.4117 | 0 | 0 | 0 | 0.0042 | 0 | 0.00057666 | 0.00057666 | 1173.1442 | 0 | 0 | 0 | 0.0042 | 0 | 0 | 0.00057666 | 0.00057666 | 1099.3162
06/05 18:00:00 | 78.08 | 25.6 | 0% | 1.5701 | 58191.8702 | 1.0413 | 3.7487 | 4.7329 | 4.2596 | 0 | 0 | 0 | 385.4521 | 1.5701 | 58191.8702 | 1.0413 | 4.0611 | 5.1273 | 4.3582 | 0 | 0 | 0 | 376.7326 | 0 | 0 | 0 | 0 | 0 | 0 | 0 | 759.0579 | 0 | 0 | 0 | 0 | 0 | 0 | 0 | 1235.9237 | 0 | 0 | 0 | 0 | 0 | 0 | 0 | 0 | 1146.7997 | 0 | 0 | 0 | 0.0042 | 0 | 0.00057666 | 0.00057666 | 769.4122 | 0 | 0 | 0 | 0.0042 | 0 | 0.00057666 | 0.00057666 | 1173.1448 | 0 | 0 | 0 | 0.0042 | 0 | 0 | 0.00057666 | 0.00057666 | 1099.3167
06/05 19:00:00 | 78.08 | 25.6 | 0% | 1.5701 | 58191.8702 | 1.0413 | 3.7487 | 4.7329 | 4.2596 | 0 | 0 | 0 | 385.4521 | 1.5701 | 58191.8702 | 1.0413 | 4.0611 | 5.1273 | 4.3582 | 0 | 0 | 0 | 376.7326 | 0 | 0 | 0 | 0 | 0 | 0 | 0 | 759.0579 | 0 | 0 | 0 | 0 | 0 | 0 | 0 | 1235.9237 | 0 | 0 | 0 | 0 | 0 | 0 | 0 | 0 | 1146.7997 | 0 | 0 | 0 | 0.0042 | 0 | 0.00057666 | 0.00057666 | 769.4128 | 0 | 0 | 0 | 0.0042 | 0 | 0.00057666 | 0.00057666 | 1173.1454 | 0 | 0 | 0 | 0.0042 | 0 | 0 | 0.00057666 | 0.00057666 | 1099.3173
06/05 20:00:00 | 71.06 | 21.7 | 0% | 1.436 | 53222.538 | 1.0938 | 3.9376 | 4.545 | 4.0905 | 0 | 0 | 0 | 385.4521 | 1.436 | 53222.538 | 1.0938 | 4.2657 | 4.9237 | 4.1852 | 0 | 0 | 0 | 376.7326 | 0 | 0 | 0 | 0 | 0 | 0 | 0 | 759.0579 | 0 | 0 | 0 | 0 | 0 | 0 | 0 | 1235.9237 | 0 | 0 | 0 | 0 | 0 | 0 | 0 | 0 | 1146.7997 | 0 | 0 | 0 | 0.0042 | 0 | 0.00057666 | 0.00057666 | 769.4134 | 0 | 0 | 0 | 0.0042 | 0 | 0.00057666 | 0.00057666 | 1173.1459 | 0 | 0 | 0 | 0.0042 | 0 | 0 | 0.00057666 | 0.00057666 | 1099.3179
06/05 21:00:00 | 69.08 | 20.6 | 0% | 1.3992 | 51859.9654 | 1.1045 | 3.9762 | 4.4925 | 4.0432 | 0 | 0 | 0 | 385.4521 | 1.3992 | 51859.9654 | 1.1045 | 4.3075 | 4.8668 | 4.1368 | 0 | 0 | 0 | 376.7326 | 0 | 0 | 0 | 0 | 0 | 0 | 0 | 759.0579 | 0 | 0 | 0 | 0 | 0 | 0 | 0 | 1235.9237 | 0 | 0 | 0 | 0 | 0 | 0 | 0 | 0 | 1146.7997 | 0 | 0 | 0 | 0.0042 | 0 | 0.00057666 | 0.00057666 | 769.414 | 0 | 0 | 0 | 0.0042 | 0 | 0.00057666 | 0.00057666 | 1173.1465 | 0 | 0 | 0 | 0.0042 | 0 | 0 | 0.00057666 | 0.00057666 | 1099.3185
06/05 22:00:00 | 68 | 20 | 0% | 1.3794 | 51123.983 | 1.1095 | 3.9942 | 4.4638 | 4.0174 | 0 | 0 | 0 | 385.4521 | 1.3794 | 51123.983 | 1.1095 | 4.327 | 4.8357 | 4.1104 | 0 | 0 | 0 | 376.7326 | 0 | 0 | 0 | 0 | 0 | 0 | 0 | 759.0579 | 0 | 0 | 0 | 0 | 0 | 0 | 0 | 1235.9237 | 0 | 0 | 0 | 0 | 0 | 0 | 0 | 0 | 1146.7997 | 0 | 0 | 0 | 0.0042 | 0 | 0.00057666 | 0.00057666 | 769.4146 | 0 | 0 | 0 | 0.0042 | 0 | 0.00057666 | 0.00057666 | 1173.1471 | 0 | 0 | 0 | 0.0042 | 0 | 0 | 0.00057666 | 0.00057666 | 1099.319
06/05 23:00:00 | 66.92 | 19.4 | 0% | 1.3596 | 50393.1104 | 1.1139 | 4.01 | 4.435 | 3.9915 | 0 | 0 | 0 | 385.4521 | 1.3596 | 50393.1104 | 1.1139 | 4.3441 | 4.8046 | 4.0839 | 0 | 0 | 0 | 376.7326 | 0 | 0 | 0 | 0 | 0 | 0 | 0 | 759.0579 | 0 | 0 | 0 | 0 | 0 | 0 | 0 | 1235.9237 | 0 | 0 | 0 | 0 | 0 | 0 | 0 | 0 | 1146.7997 | 0 | 0 | 0 | 0.0042 | 0 | 0.00057666 | 0.00057666 | 769.4151 | 0 | 0 | 0 | 0.0042 | 0 | 0.00057666 | 0.00057666 | 1173.1477 | 0 | 0 | 0 | 0.0042 | 0 | 0 | 0.00057666 | 0.00057666 | 1099.3196
06/05 24:00:00 | 66.02 | 18.9 | 0% | 1.3433 | 49787.9534 | 1.117 | 4.0213 | 4.4109 | 3.9698 | 0 | 0 | 0 | 385.4521 | 1.3433 | 49787.9534 | 1.117 | 4.3565 | 4.7785 | 4.0617 | 0 | 0 | 0 | 376.7326 | 0 | 0 | 0 | 0 | 0 | 0 | 0 | 759.0579 | 0 | 0 | 0 | 0 | 0 | 0 | 0 | 1235.9237 | 0 | 0 | 0 | 0 | 0 | 0 | 0 | 0 | 1146.7997 | 0 | 0 | 0 | 0.0042 | 0 | 0.00057666 | 0.00057666 | 769.4157 | 0 | 0 | 0 | 0.0042 | 0 | 0.00057666 | 0.00057666 | 1173.1483 | 0 | 0 | 0 | 0.0042 | 0 | 0 | 0.00057666 | 0.00057666 | 1099.3202
06/06 01:00:00 | 66.02 | 18.9 | 0% | 1.3433 | 49787.9534 | 1.117 | 4.0213 | 4.4109 | 3.9698 | 0 | 0 | 0 | 385.4521 | 1.3433 | 49787.9534 | 1.117 | 4.3565 | 4.7785 | 4.0617 | 0 | 0 | 0 | 376.7326 | 0 | 0 | 0 | 0 | 0 | 0 | 0 | 759.0579 | 0 | 0 | 0 | 0 | 0 | 0 | 0 | 1235.9237 | 0 | 0 | 0 | 0 | 0 | 0 | 0 | 0 | 1146.7997 | 0 | 0 | 0 | 0.0042 | 0 | 0.00057666 | 0.00057666 | 769.4163 | 0 | 0 | 0 | 0.0042 | 0 | 0.00057666 | 0.00057666 | 1173.1488 | 0 | 0 | 0 | 0.0042 | 0 | 0 | 0.00057666 | 0.00057666 | 1099.3208
06/06 02:00:00 | 66.02 | 18.9 | 0% | 1.3433 | 49787.9534 | 1.117 | 4.0213 | 4.4109 | 3.9698 | 0 | 0 | 0 | 385.4521 | 1.3433 | 49787.9534 | 1.117 | 4.3565 | 4.7785 | 4.0617 | 0 | 0 | 0 | 376.7326 | 0 | 0 | 0 | 0 | 0 | 0 | 0 | 759.0579 | 0 | 0 | 0 | 0 | 0 | 0 | 0 | 1235.9237 | 0 | 0 | 0 | 0 | 0 | 0 | 0 | 0 | 1146.7997 | 0 | 0 | 0 | 0.0042 | 0 | 0.00057666 | 0.00057666 | 769.4169 | 0 | 0 | 0 | 0.0042 | 0 | 0.00057666 | 0.00057666 | 1173.1494 | 0 | 0 | 0 | 0.0042 | 0 | 0 | 0.00057666 | 0.00057666 | 1099.3214
06/06 03:00:00 | 64.04 | 17.8 | 0% | 1.3077 | 48469.0987 | 1.1224 | 4.0406 | 4.3577 | 3.9219 | 0 | 0 | 0 | 385.4521 | 1.3077 | 48469.0987 | 1.1224 | 4.3774 | 4.7208 | 4.0127 | 0 | 0 | 0 | 376.7326 | 0 | 0 | 0 | 0 | 0 | 0 | 0 | 759.0579 | 0 | 0 | 0 | 0 | 0 | 0 | 0 | 1235.9237 | 0 | 0 | 0 | 0 | 0 | 0 | 0 | 0 | 1146.7997 | 0 | 0 | 0 | 0.0042 | 0 | 0.00057666 | 0.00057666 | 769.4174 | 0 | 0 | 0 | 0.0042 | 0 | 0.00057666 | 0.00057666 | 1173.15 | 0 | 0 | 0 | 0.0042 | 0 | 0 | 0.00057666 | 0.00057666 | 1099.3219
06/06 04:00:00 | 64.04 | 17.8 | 0% | 1.3077 | 48469.0987 | 1.1224 | 4.0406 | 4.3577 | 3.9219 | 0 | 0 | 0 | 385.4521 | 1.3077 | 48469.0987 | 1.1224 | 4.3774 | 4.7208 | 4.0127 | 0 | 0 | 0 | 376.7326 | 0 | 0 | 0 | 0 | 0 | 0 | 0 | 759.0579 | 0 | 0 | 0 | 0 | 0 | 0 | 0 | 1235.9237 | 0 | 0 | 0 | 0 | 0 | 0 | 0 | 0 | 1146.7997 | 0 | 0 | 0 | 0.0042 | 0 | 0.00057666 | 0.00057666 | 769.418 | 0 | 0 | 0 | 0.0042 | 0 | 0.00057666 | 0.00057666 | 1173.1506 | 0 | 0 | 0 | 0.0042 | 0 | 0 | 0.00057666 | 0.00057666 | 1099.3225
06/06 05:00:00 | 62.96 | 17.2 | 0% | 1.2885 | 47756.9624 | 1.1244 | 4.0478 | 4.3283 | 3.8955 | 0 | 0 | 0 | 385.4521 | 1.2885 | 47756.9624 | 1.1244 | 4.3851 | 4.689 | 3.9857 | 0 | 0 | 0 | 376.7326 | 0 | 0 | 0 | 0 | 0 | 0 | 0 | 759.0579 | 0 | 0 | 0 | 0 | 0 | 0 | 0 | 1235.9237 | 0 | 0 | 0 | 0 | 0 | 0 | 0 | 0 | 1146.7997 | 0 | 0 | 0 | 0.0042 | 0 | 0.00057666 | 0.00057666 | 769.4186 | 0 | 0 | 0 | 0.0042 | 0 | 0.00057666 | 0.00057666 | 1173.1511 | 0 | 0 | 0 | 0.0042 | 0 | 0 | 0.00057666 | 0.00057666 | 1099.3231
06/06 06:00:00 | 66.92 | 19.4 | 0% | 1.3596 | 50393.1104 | 1.1139 | 4.01 | 4.435 | 3.9915 | 0 | 0 | 0 | 385.4521 | 1.3596 | 50393.1104 | 1.1139 | 4.3441 | 4.8046 | 4.0839 | 0 | 0 | 0 | 376.7326 | 0 | 0 | 0 | 0 | 0 | 0 | 0 | 759.0579 | 0 | 0 | 0 | 0 | 0 | 0 | 0 | 1235.9237 | 0 | 0 | 0 | 0 | 0 | 0 | 0 | 0 | 1146.7997 | 0 | 0 | 0 | 0.0042 | 0 | 0.00057666 | 0.00057666 | 769.4192 | 0 | 0 | 0 | 0.0042 | 0 | 0.00057666 | 0.00057666 | 1173.1517 | 0 | 0 | 0 | 0.0042 | 0 | 0 | 0.00057666 | 0.00057666 | 1099.3237
06/06 07:00:00 | 66.92 | 19.4 | 0% | 1.3596 | 50393.1104 | 1.1139 | 4.01 | 4.435 | 3.9915 | 0 | 0 | 0 | 385.4521 | 1.3596 | 50393.1104 | 1.1139 | 4.3441 | 4.8046 | 4.0839 | 0 | 0 | 0 | 376.7326 | 0 | 0 | 0 | 0 | 0 | 0 | 0 | 759.0579 | 0 | 0 | 0 | 0 | 0 | 0 | 0 | 1235.9237 | 0 | 0 | 0 | 0 | 0 | 0 | 0 | 0 | 1146.7997 | 0 | 0 | 0 | 0.0042 | 0 | 0.00057666 | 0.00057666 | 769.4197 | 0 | 0 | 0 | 0.0042 | 0 | 0.00057666 | 0.00057666 | 1173.1523 | 0 | 0 | 0 | 0.0042 | 0 | 0 | 0.00057666 | 0.00057666 | 1099.3242
06/06 08:00:00 | 77 | 25 | 0% | 1.5491 | 57413.3053 | 1.0507 | 3.7824 | 4.7036 | 4.2332 | 0 | 0 | 0 | 385.4521 | 1.5491 | 57413.3053 | 1.0507 | 4.0976 | 5.0956 | 4.3312 | 0 | 0 | 0 | 376.7326 | 0 | 0 | 0 | 0 | 0 | 0 | 0 | 759.0579 | 0 | 0 | 0 | 0 | 0 | 0 | 0 | 1235.9237 | 0 | 0 | 0 | 0 | 0 | 0 | 0 | 0 | 1146.7997 | 0 | 0 | 0 | 0.0042 | 0 | 0.00057666 | 0.00057666 | 769.4203 | 0 | 0 | 0 | 0.0042 | 0 | 0.00057666 | 0.00057666 | 1173.1529 | 0 | 0 | 0 | 0.0042 | 0 | 0 | 0.00057666 | 0.00057666 | 1099.3248
06/06 09:00:00 | 80.96 | 27.2 | 0% | 1.6267 | 60293.0247 | 1.0144 | 3.6518 | 4.8119 | 4.3307 | 0 | 0 | 0 | 385.4521 | 1.6267 | 60293.0247 | 1.0144 | 3.9561 | 5.2129 | 4.4309 | 0 | 0 | 0 | 376.7326 | 0 | 0 | 0 | 0 | 0 | 0 | 0 | 759.0579 | 0 | 0 | 0 | 0 | 0 | 0 | 0 | 1235.9237 | 0 | 0 | 0 | 0 | 0 | 0 | 0 | 0 | 1146.7997 | 0 | 0 | 0 | 0.0042 | 0 | 0.00057666 | 0.00057666 | 769.4209 | 0 | 0 | 0 | 0.0042 | 0 | 0.00057666 | 0.00057666 | 1173.1534 | 0 | 0 | 0 | 0.0042 | 0 | 0 | 0.00057666 | 0.00057666 | 1099.3254
06/06 10:00:00 | 82.04 | 27.8 | 0% | 1.6483 | 61090.3258 | 1.0036 | 3.6131 | 4.8419 | 4.3578 | 0 | 0 | 0 | 385.4521 | 1.6483 | 61090.3258 | 1.0036 | 3.9142 | 5.2454 | 4.4586 | 0 | 0 | 0 | 376.7326 | 0 | 0 | 0 | 0 | 0 | 0 | 0 | 759.0579 | 0 | 0 | 0 | 0 | 0 | 0 | 0 | 1235.9237 | 0 | 0 | 0 | 0 | 0 | 0 | 0 | 0 | 1146.7997 | 0 | 0 | 0 | 0.0042 | 0 | 0.00057666 | 0.00057666 | 769.4215 | 0 | 0 | 0 | 0.0042 | 0 | 0.00057666 | 0.00057666 | 1173.154 | 0 | 0 | 0 | 0.0042 | 0 | 0 | 0.00057666 | 0.00057666 | 1099.326
06/06 11:00:00 | 84.02 | 28.9 | 0% | 1.6881 | 62565.316 | 0.9832 | 3.5395 | 4.8978 | 4.408 | 0 | 0 | 0 | 385.4521 | 1.6881 | 62565.316 | 0.9832 | 3.8345 | 5.3059 | 4.51 | 0 | 0 | 0 | 376.7326 | 0 | 0 | 0 | 0 | 0 | 0 | 0 | 759.0579 | 0 | 0 | 0 | 0 | 0 | 0 | 0 | 1235.9237 | 0 | 0 | 0 | 0 | 0 | 0 | 0 | 0 | 1146.7997 | 0 | 0 | 0 | 0.0042 | 0 | 0.00057666 | 0.00057666 | 769.4221 | 0 | 0 | 0 | 0.0042 | 0 | 0.00057666 | 0.00057666 | 1173.1546 | 0 | 0 | 0 | 0.0042 | 0 | 0 | 0.00057666 | 0.00057666 | 1099.3265
06/06 12:00:00 | 84.92 | 29.4 | 0% | 1.7063 | 63241.4437 | 0.97361 | 3.505 | 4.9235 | 4.4311 | 0 | 0 | 0 | 385.4521 | 1.7063 | 63241.4437 | 0.97361 | 3.7971 | 5.3338 | 4.5337 | 0 | 0 | 0 | 376.7326 | 0 | 0 | 0 | 0 | 0 | 0 | 0 | 759.0579 | 0 | 0 | 0 | 0 | 0 | 0 | 0 | 1235.9237 | 0 | 0 | 0 | 0 | 0 | 0 | 0 | 0 | 1146.7997 | 0 | 0 | 0 | 0.0042 | 0 | 0.00057666 | 0.00057666 | 769.4226 | 0 | 0 | 0 | 0.0042 | 0 | 0.00057666 | 0.00057666 | 1173.1552 | 0 | 0 | 0 | 0.0042 | 0 | 0 | 0.00057666 | 0.00057666 | 1099.3271
06/06 13:00:00 | 84.92 | 29.4 | 0% | 1.7063 | 63241.4437 | 0.97361 | 3.505 | 4.9235 | 4.4311 | 0 | 0 | 0 | 385.4521 | 1.7063 | 63241.4437 | 0.97361 | 3.7971 | 5.3338 | 4.5337 | 0 | 0 | 0 | 376.7326 | 0 | 0 | 0 | 0 | 0 | 0 | 0 | 759.0579 | 0 | 0 | 0 | 0 | 0 | 0 | 0 | 1235.9237 | 0 | 0 | 0 | 0 | 0 | 0 | 0 | 0 | 1146.7997 | 0 | 0 | 0 | 0.0042 | 0 | 0.00057666 | 0.00057666 | 769.4232 | 0 | 0 | 0 | 0.0042 | 0 | 0.00057666 | 0.00057666 | 1173.1558 | 0 | 0 | 0 | 0.0042 | 0 | 0 | 0.00057666 | 0.00057666 | 1099.3277
06/06 14:00:00 | 87.08 | 30.6 | 0% | 1.7505 | 64878.6283 | 0.94996 | 3.4199 | 4.9861 | 4.4874 | 0 | 0 | 0 | 385.4521 | 1.7505 | 64878.6283 | 0.94996 | 3.7048 | 5.4016 | 4.5913 | 0 | 0 | 0 | 376.7326 | 0 | 0 | 0 | 0 | 0 | 0 | 0 | 759.0579 | 0 | 0 | 0 | 0 | 0 | 0 | 0 | 1235.9237 | 0 | 0 | 0 | 0 | 0 | 0 | 0 | 0 | 1146.7997 | 0 | 0 | 0 | 0.0042 | 0 | 0.00057666 | 0.00057666 | 769.4238 | 0 | 0 | 0 | 0.0042 | 0 | 0.00057666 | 0.00057666 | 1173.1563 | 0 | 0 | 0 | 0.0042 | 0 | 0 | 0.00057666 | 0.00057666 | 1099.3283
06/06 15:00:00 | 87.98 | 31.1 | 0% | 1.769 | 65566.8211 | 0.93988 | 3.3836 | 5.0125 | 4.5113 | 0 | 0 | 0 | 385.4521 | 1.769 | 65566.8211 | 0.93988 | 3.6655 | 5.4302 | 4.6157 | 0 | 0 | 0 | 376.7326 | 0 | 0 | 0 | 0 | 0 | 0 | 0 | 759.0579 | 0 | 0 | 0 | 0 | 0 | 0 | 0 | 1235.9237 | 0 | 0 | 0 | 0 | 0 | 0 | 0 | 0 | 1146.7997 | 0 | 0 | 0 | 0.0042 | 0 | 0.00057666 | 0.00057666 | 769.4244 | 0 | 0 | 0 | 0.0042 | 0 | 0.00057666 | 0.00057666 | 1173.1569 | 0 | 0 | 0 | 0.0042 | 0 | 0 | 0.00057666 | 0.00057666 | 1099.3289
06/06 16:00:00 | 87.98 | 31.1 | 0% | 1.769 | 65566.8211 | 0.93988 | 3.3836 | 5.0125 | 4.5113 | 0 | 0 | 0 | 385.4521 | 1.769 | 65566.8211 | 0.93988 | 3.6655 | 5.4302 | 4.6157 | 0 | 0 | 0 | 376.7326 | 0 | 0 | 0 | 0 | 0 | 0 | 0 | 759.0579 | 0 | 0 | 0 | 0 | 0 | 0 | 0 | 1235.9237 | 0 | 0 | 0 | 0 | 0 | 0 | 0 | 0 | 1146.7997 | 0 | 0 | 0 | 0.0042 | 0 | 0.00057666 | 0.00057666 | 769.4249 | 0 | 0 | 0 | 0.0042 | 0 | 0.00057666 | 0.00057666 | 1173.1575 | 0 | 0 | 0 | 0.0042 | 0 | 0 | 0.00057666 | 0.00057666 | 1099.3294
06/06 17:00:00 | 87.08 | 30.6 | 0% | 1.7505 | 64878.6283 | 0.94996 | 3.4199 | 4.9861 | 4.4874 | 0 | 0 | 0 | 385.4521 | 1.7505 | 64878.6283 | 0.94996 | 3.7048 | 5.4016 | 4.5913 | 0 | 0 | 0 | 376.7326 | 0 | 0 | 0 | 0 | 0 | 0 | 0 | 759.0579 | 0 | 0 | 0 | 0 | 0 | 0 | 0 | 1235.9237 | 0 | 0 | 0 | 0 | 0 | 0 | 0 | 0 | 1146.7997 | 0 | 0 | 0 | 0.0042 | 0 | 0.00057666 | 0.00057666 | 769.4255 | 0 | 0 | 0 | 0.0042 | 0 | 0.00057666 | 0.00057666 | 1173.1581 | 0 | 0 | 0 | 0.0042 | 0 | 0 | 0.00057666 | 0.00057666 | 1099.33
06/06 18:00:00 | 84.92 | 29.4 | 0% | 1.7063 | 63241.4437 | 0.97361 | 3.505 | 4.9235 | 4.4311 | 0 | 0 | 0 | 385.4521 | 1.7063 | 63241.4437 | 0.97361 | 3.7971 | 5.3338 | 4.5337 | 0 | 0 | 0 | 376.7326 | 0 | 0 | 0 | 0 | 0 | 0 | 0 | 759.0579 | 0 | 0 | 0 | 0 | 0 | 0 | 0 | 1235.9237 | 0 | 0 | 0 | 0 | 0 | 0 | 0 | 0 | 1146.7997 | 0 | 0 | 0 | 0.0042 | 0 | 0.00057666 | 0.00057666 | 769.4261 | 0 | 0 | 0 | 0.0042 | 0 | 0.00057666 | 0.00057666 | 1173.1586 | 0 | 0 | 0 | 0.0042 | 0 | 0 | 0.00057666 | 0.00057666 | 1099.3306
06/06 19:00:00 | 84.92 | 29.4 | 0% | 1.7063 | 63241.4437 | 0.97361 | 3.505 | 4.9235 | 4.4311 | 0 | 0 | 0 | 385.4521 | 1.7063 | 63241.4437 | 0.97361 | 3.7971 | 5.3338 | 4.5337 | 0 | 0 | 0 | 376.7326 | 0 | 0 | 0 | 0 | 0 | 0 | 0 | 759.0579 | 0 | 0 | 0 | 0 | 0 | 0 | 0 | 1235.9237 | 0 | 0 | 0 | 0 | 0 | 0 | 0 | 0 | 1146.7997 | 0 | 0 | 0 | 0.0042 | 0 | 0.00057666 | 0.00057666 | 769.4267 | 0 | 0 | 0 | 0.0042 | 0 | 0.00057666 | 0.00057666 | 1173.1592 | 0 | 0 | 0 | 0.0042 | 0 | 0 | 0.00057666 | 0.00057666 | 1099.3312
06/06 20:00:00 | 75.02 | 23.9 | 0% | 1.5109 | 55999.208 | 1.0667 | 3.8401 | 4.6504 | 4.1853 | 0 | 0 | 0 | 385.4521 | 1.5109 | 55999.208 | 1.0667 | 4.1602 | 5.0379 | 4.2822 | 0 | 0 | 0 | 376.7326 | 0 | 0 | 0 | 0 | 0 | 0 | 0 | 759.0579 | 0 | 0 | 0 | 0 | 0 | 0 | 0 | 1235.9237 | 0 | 0 | 0 | 0 | 0 | 0 | 0 | 0 | 1146.7997 | 0 | 0 | 0 | 0.0042 | 0 | 0.00057666 | 0.00057666 | 769.4272 | 0 | 0 | 0 | 0.0042 | 0 | 0.00057666 | 0.00057666 | 1173.1598 | 0 | 0 | 0 | 0.0042 | 0 | 0 | 0.00057666 | 0.00057666 | 1099.3317
06/06 21:00:00 | 73.04 | 22.8 | 0% | 1.4732 | 54602.2855 | 1.0811 | 3.892 | 4.5976 | 4.1378 | 0 | 0 | 0 | 385.4521 | 1.4732 | 54602.2855 | 1.0811 | 4.2164 | 4.9807 | 4.2336 | 0 | 0 | 0 | 376.7326 | 0 | 0 | 0 | 0 | 0 | 0 | 0 | 759.0579 | 0 | 0 | 0 | 0 | 0 | 0 | 0 | 1235.9237 | 0 | 0 | 0 | 0 | 0 | 0 | 0 | 0 | 1146.7997 | 0 | 0 | 0 | 0.0042 | 0 | 0.00057666 | 0.00057666 | 769.4278 | 0 | 0 | 0 | 0.0042 | 0 | 0.00057666 | 0.00057666 | 1173.1604 | 0 | 0 | 0 | 0.0042 | 0 | 0 | 0.00057666 | 0.00057666 | 1099.3323
06/06 22:00:00 | 71.06 | 21.7 | 0% | 1.436 | 53222.538 | 1.0938 | 3.9376 | 4.545 | 4.0905 | 0 | 0 | 0 | 385.4521 | 1.436 | 53222.538 | 1.0938 | 4.2657 | 4.9237 | 4.1852 | 0 | 0 | 0 | 376.7326 | 0 | 0 | 0 | 0 | 0 | 0 | 0 | 759.0579 | 0 | 0 | 0 | 0 | 0 | 0 | 0 | 1235.9237 | 0 | 0 | 0 | 0 | 0 | 0 | 0 | 0 | 1146.7997 | 0 | 0 | 0 | 0.0042 | 0 | 0.00057666 | 0.00057666 | 769.4284 | 0 | 0 | 0 | 0.0042 | 0 | 0.00057666 | 0.00057666 | 1173.1609 | 0 | 0 | 0 | 0.0042 | 0 | 0 | 0.00057666 | 0.00057666 | 1099.3329
06/06 23:00:00 | 69.98 | 21.1 | 0% | 1.4159 | 52477.1875 | 1.0999 | 3.9595 | 4.5163 | 4.0647 | 0 | 0 | 0 | 385.4521 | 1.4159 | 52477.1875 | 1.0999 | 4.2895 | 4.8927 | 4.1588 | 0 | 0 | 0 | 376.7326 | 0 | 0 | 0 | 0 | 0 | 0 | 0 | 759.0579 | 0 | 0 | 0 | 0 | 0 | 0 | 0 | 1235.9237 | 0 | 0 | 0 | 0 | 0 | 0 | 0 | 0 | 1146.7997 | 0 | 0 | 0 | 0.0042 | 0 | 0.00057666 | 0.00057666 | 769.429 | 0 | 0 | 0 | 0.0042 | 0 | 0.00057666 | 0.00057666 | 1173.1615 | 0 | 0 | 0 | 0.0042 | 0 | 0 | 0.00057666 | 0.00057666 | 1099.3335
06/06 24:00:00 | 69.08 | 20.6 | 0% | 1.3992 | 51859.9654 | 1.1045 | 3.9762 | 4.4925 | 4.0432 | 0 | 0 | 0 | 385.4521 | 1.3992 | 51859.9654 | 1.1045 | 4.3075 | 4.8668 | 4.1368 | 0 | 0 | 0 | 376.7326 | 0 | 0 | 0 | 0 | 0 | 0 | 0 | 759.0579 | 0 | 0 | 0 | 0 | 0 | 0 | 0 | 1235.9237 | 0 | 0 | 0 | 0 | 0 | 0 | 0 | 0 | 1146.7997 | 0 | 0 | 0 | 0.0042 | 0 | 0.00057666 | 0.00057666 | 769.4295 | 0 | 0 | 0 | 0.0042 | 0 | 0.00057666 | 0.00057666 | 1173.1621 | 0 | 0 | 0 | 0.0042 | 0 | 0 | 0.00057666 | 0.00057666 | 1099.334
06/07 01:00:00 | 69.08 | 20.6 | 0% | 1.3992 | 51859.9654 | 1.1045 | 3.9762 | 4.4925 | 4.0432 | 0 | 0 | 0 | 385.4521 | 1.3992 | 51859.9654 | 1.1045 | 4.3075 | 4.8668 | 4.1368 | 0 | 0 | 0 | 376.7326 | 0 | 0 | 0 | 0 | 0 | 0 | 0 | 759.0579 | 0 | 0 | 0 | 0 | 0 | 0 | 0 | 1235.9237 | 0 | 0 | 0 | 0 | 0 | 0 | 0 | 0 | 1146.7997 | 0 | 0 | 0 | 0.0042 | 0 | 0.00057666 | 0.00057666 | 769.4301 | 0 | 0 | 0 | 0.0042 | 0 | 0.00057666 | 0.00057666 | 1173.1627 | 0 | 0 | 0 | 0.0042 | 0 | 0 | 0.00057666 | 0.00057666 | 1099.3346
06/07 02:00:00 | 66.02 | 18.9 | 0% | 1.3433 | 49787.9534 | 1.117 | 4.0213 | 4.4109 | 3.9698 | 0 | 0 | 0 | 385.4521 | 1.3433 | 49787.9534 | 1.117 | 4.3565 | 4.7785 | 4.0617 | 0 | 0 | 0 | 376.7326 | 0 | 0 | 0 | 0 | 0 | 0 | 0 | 759.0579 | 0 | 0 | 0 | 0 | 0 | 0 | 0 | 1235.9237 | 0 | 0 | 0 | 0 | 0 | 0 | 0 | 0 | 1146.7997 | 0 | 0 | 0 | 0.0042 | 0 | 0.00057666 | 0.00057666 | 769.4307 | 0 | 0 | 0 | 0.0042 | 0 | 0.00057666 | 0.00057666 | 1173.1632 | 0 | 0 | 0 | 0.0042 | 0 | 0 | 0.00057666 | 0.00057666 | 1099.3352
06/07 03:00:00 | 66.02 | 18.9 | 0% | 1.3433 | 49787.9534 | 1.117 | 4.0213 | 4.4109 | 3.9698 | 0 | 0 | 0 | 385.4521 | 1.3433 | 49787.9534 | 1.117 | 4.3565 | 4.7785 | 4.0617 | 0 | 0 | 0 | 376.7326 | 0 | 0 | 0 | 0 | 0 | 0 | 0 | 759.0579 | 0 | 0 | 0 | 0 | 0 | 0 | 0 | 1235.9237 | 0 | 0 | 0 | 0 | 0 | 0 | 0 | 0 | 1146.7997 | 0 | 0 | 0 | 0.0042 | 0 | 0.00057666 | 0.00057666 | 769.4313 | 0 | 0 | 0 | 0.0042 | 0 | 0.00057666 | 0.00057666 | 1173.1638 | 0 | 0 | 0 | 0.0042 | 0 | 0 | 0.00057666 | 0.00057666 | 1099.3358
06/07 04:00:00 | 64.94 | 18.3 | 0% | 1.3238 | 49066.449 | 1.1202 | 4.0329 | 4.3819 | 3.9437 | 0 | 0 | 0 | 385.4521 | 1.3238 | 49066.449 | 1.1202 | 4.3689 | 4.7471 | 4.035 | 0 | 0 | 0 | 376.7326 | 0 | 0 | 0 | 0 | 0 | 0 | 0 | 759.0579 | 0 | 0 | 0 | 0 | 0 | 0 | 0 | 1235.9237 | 0 | 0 | 0 | 0 | 0 | 0 | 0 | 0 | 1146.7997 | 0 | 0 | 0 | 0.0042 | 0 | 0.00057666 | 0.00057666 | 769.4319 | 0 | 0 | 0 | 0.0042 | 0 | 0.00057666 | 0.00057666 | 1173.1644 | 0 | 0 | 0 | 0.0042 | 0 | 0 | 0.00057666 | 0.00057666 | 1099.3363
06/07 05:00:00 | 64.94 | 18.3 | 0% | 1.3238 | 49066.449 | 1.1202 | 4.0329 | 4.3819 | 3.9437 | 0 | 0 | 0 | 385.4521 | 1.3238 | 49066.449 | 1.1202 | 4.3689 | 4.7471 | 4.035 | 0 | 0 | 0 | 376.7326 | 0 | 0 | 0 | 0 | 0 | 0 | 0 | 759.0579 | 0 | 0 | 0 | 0 | 0 | 0 | 0 | 1235.9237 | 0 | 0 | 0 | 0 | 0 | 0 | 0 | 0 | 1146.7997 | 0 | 0 | 0 | 0.0042 | 0 | 0.00057666 | 0.00057666 | 769.4324 | 0 | 0 | 0 | 0.0042 | 0 | 0.00057666 | 0.00057666 | 1173.165 | 0 | 0 | 0 | 0.0042 | 0 | 0 | 0.00057666 | 0.00057666 | 1099.3369
06/07 06:00:00 | 68 | 20 | 0% | 1.3794 | 51123.983 | 1.1095 | 3.9942 | 4.4638 | 4.0174 | 0 | 0 | 0 | 385.4521 | 1.3794 | 51123.983 | 1.1095 | 4.327 | 4.8357 | 4.1104 | 0 | 0 | 0 | 376.7326 | 0 | 0 | 0 | 0 | 0 | 0 | 0 | 759.0579 | 0 | 0 | 0 | 0 | 0 | 0 | 0 | 1235.9237 | 0 | 0 | 0 | 0 | 0 | 0 | 0 | 0 | 1146.7997 | 0 | 0 | 0 | 0.0042 | 0 | 0.00057666 | 0.00057666 | 769.433 | 0 | 0 | 0 | 0.0042 | 0 | 0.00057666 | 0.00057666 | 1173.1656 | 0 | 0 | 0 | 0.0042 | 0 | 0 | 0.00057666 | 0.00057666 | 1099.3375
06/07 07:00:00 | 68 | 20 | 0% | 1.3794 | 51123.983 | 1.1095 | 3.9942 | 4.4638 | 4.0174 | 0 | 0 | 0 | 385.4521 | 1.3794 | 51123.983 | 1.1095 | 4.327 | 4.8357 | 4.1104 | 0 | 0 | 0 | 376.7326 | 0 | 0 | 0 | 0 | 0 | 0 | 0 | 759.0579 | 0 | 0 | 0 | 0 | 0 | 0 | 0 | 1235.9237 | 0 | 0 | 0 | 0 | 0 | 0 | 0 | 0 | 1146.7997 | 0 | 0 | 0 | 0.0042 | 0 | 0.00057666 | 0.00057666 | 769.4336 | 0 | 0 | 0 | 0.0042 | 0 | 0.00057666 | 0.00057666 | 1173.1661 | 0 | 0 | 0 | 0.0042 | 0 | 0 | 0.00057666 | 0.00057666 | 1099.3381
06/07 08:00:00 | 77 | 25 | 0% | 1.5491 | 57413.3053 | 1.0507 | 3.7824 | 4.7036 | 4.2332 | 0 | 0 | 0 | 385.4521 | 1.5491 | 57413.3053 | 1.0507 | 4.0976 | 5.0956 | 4.3312 | 0 | 0 | 0 | 376.7326 | 0 | 0 | 0 | 0 | 0 | 0 | 0 | 759.0579 | 0 | 0 | 0 | 0 | 0 | 0 | 0 | 1235.9237 | 0 | 0 | 0 | 0 | 0 | 0 | 0 | 0 | 1146.7997 | 0 | 0 | 0 | 0.0042 | 0 | 0.00057666 | 0.00057666 | 769.4342 | 0 | 0 | 0 | 0.0042 | 0 | 0.00057666 | 0.00057666 | 1173.1667 | 0 | 0 | 0 | 0.0042 | 0 | 0 | 0.00057666 | 0.00057666 | 1099.3387
06/07 09:00:00 | 80.96 | 27.2 | 0% | 1.6267 | 60293.0247 | 1.0144 | 3.6518 | 4.8119 | 4.3307 | 0 | 0 | 0 | 385.4521 | 1.6267 | 60293.0247 | 1.0144 | 3.9561 | 5.2129 | 4.4309 | 0 | 0 | 0 | 376.7326 | 0 | 0 | 0 | 0 | 0 | 0 | 0 | 759.0579 | 0 | 0 | 0 | 0 | 0 | 0 | 0 | 1235.9237 | 0 | 0 | 0 | 0 | 0 | 0 | 0 | 0 | 1146.7997 | 0 | 0 | 0 | 0.0042 | 0 | 0.00057666 | 0.00057666 | 769.4347 | 0 | 0 | 0 | 0.0042 | 0 | 0.00057666 | 0.00057666 | 1173.1673 | 0 | 0 | 0 | 0.0042 | 0 | 0 | 0.00057666 | 0.00057666 | 1099.3392
06/07 10:00:00 | 84.92 | 29.4 | 0% | 1.7063 | 63241.4437 | 0.97361 | 3.505 | 4.9235 | 4.4311 | 0 | 0 | 0 | 385.4521 | 1.7063 | 63241.4437 | 0.97361 | 3.7971 | 5.3338 | 4.5337 | 0 | 0 | 0 | 376.7326 | 0 | 0 | 0 | 0 | 0 | 0 | 0 | 759.0579 | 0 | 0 | 0 | 0 | 0 | 0 | 0 | 1235.9237 | 0 | 0 | 0 | 0 | 0 | 0 | 0 | 0 | 1146.7997 | 0 | 0 | 0 | 0.0042 | 0 | 0.00057666 | 0.00057666 | 769.4353 | 0 | 0 | 0 | 0.0042 | 0 | 0.00057666 | 0.00057666 | 1173.1679 | 0 | 0 | 0 | 0.0042 | 0 | 0 | 0.00057666 | 0.00057666 | 1099.3398
06/07 11:00:00 | 87.98 | 31.1 | 0% | 1.769 | 65566.8211 | 0.93988 | 3.3836 | 5.0125 | 4.5113 | 0 | 0 | 0 | 385.4521 | 1.769 | 65566.8211 | 0.93988 | 3.6655 | 5.4302 | 4.6157 | 0 | 0 | 0 | 376.7326 | 0 | 0 | 0 | 0 | 0 | 0 | 0 | 759.0579 | 0 | 0 | 0 | 0 | 0 | 0 | 0 | 1235.9237 | 0 | 0 | 0 | 0 | 0 | 0 | 0 | 0 | 1146.7997 | 0 | 0 | 0 | 0.0042 | 0 | 0.00057666 | 0.00057666 | 769.4359 | 0 | 0 | 0 | 0.0042 | 0 | 0.00057666 | 0.00057666 | 1173.1684 | 0 | 0 | 0 | 0.0042 | 0 | 0 | 0.00057666 | 0.00057666 | 1099.3404
06/07 12:00:00 | 87.98 | 31.1 | 0% | 1.769 | 65566.8211 | 0.93988 | 3.3836 | 5.0125 | 4.5113 | 0 | 0 | 0 | 385.4521 | 1.769 | 65566.8211 | 0.93988 | 3.6655 | 5.4302 | 4.6157 | 0 | 0 | 0 | 376.7326 | 0 | 0 | 0 | 0 | 0 | 0 | 0 | 759.0579 | 0 | 0 | 0 | 0 | 0 | 0 | 0 | 1235.9237 | 0 | 0 | 0 | 0 | 0 | 0 | 0 | 0 | 1146.7997 | 0 | 0 | 0 | 0.0042 | 0 | 0.00057666 | 0.00057666 | 769.4365 | 0 | 0 | 0 | 0.0042 | 0 | 0.00057666 | 0.00057666 | 1173.169 | 0 | 0 | 0 | 0.0042 | 0 | 0 | 0.00057666 | 0.00057666 | 1099.341
06/07 13:00:00 | 87.98 | 31.1 | 0% | 1.769 | 65566.8211 | 0.93988 | 3.3836 | 5.0125 | 4.5113 | 0 | 0 | 0 | 385.4521 | 1.769 | 65566.8211 | 0.93988 | 3.6655 | 5.4302 | 4.6157 | 0 | 0 | 0 | 376.7326 | 0 | 0 | 0 | 0 | 0 | 0 | 0 | 759.0579 | 0 | 0 | 0 | 0 | 0 | 0 | 0 | 1235.9237 | 0 | 0 | 0 | 0 | 0 | 0 | 0 | 0 | 1146.7997 | 0 | 0 | 0 | 0.0042 | 0 | 0.00057666 | 0.00057666 | 769.437 | 0 | 0 | 0 | 0.0042 | 0 | 0.00057666 | 0.00057666 | 1173.1696 | 0 | 0 | 0 | 0.0042 | 0 | 0 | 0.00057666 | 0.00057666 | 1099.3415
06/07 14:00:00 | 87.08 | 30.6 | 0% | 1.7505 | 64878.6283 | 0.94996 | 3.4199 | 4.9861 | 4.4874 | 0 | 0 | 0 | 385.4521 | 1.7505 | 64878.6283 | 0.94996 | 3.7048 | 5.4016 | 4.5913 | 0 | 0 | 0 | 376.7326 | 0 | 0 | 0 | 0 | 0 | 0 | 0 | 759.0579 | 0 | 0 | 0 | 0 | 0 | 0 | 0 | 1235.9237 | 0 | 0 | 0 | 0 | 0 | 0 | 0 | 0 | 1146.7997 | 0 | 0 | 0 | 0.0042 | 0 | 0.00057666 | 0.00057666 | 769.4376 | 0 | 0 | 0 | 0.0042 | 0 | 0.00057666 | 0.00057666 | 1173.1702 | 0 | 0 | 0 | 0.0042 | 0 | 0 | 0.00057666 | 0.00057666 | 1099.3421
06/07 15:00:00 | 87.08 | 30.6 | 0% | 1.7505 | 64878.6283 | 0.94996 | 3.4199 | 4.9861 | 4.4874 | 0 | 0 | 0 | 385.4521 | 1.7505 | 64878.6283 | 0.94996 | 3.7048 | 5.4016 | 4.5913 | 0 | 0 | 0 | 376.7326 | 0 | 0 | 0 | 0 | 0 | 0 | 0 | 759.0579 | 0 | 0 | 0 | 0 | 0 | 0 | 0 | 1235.9237 | 0 | 0 | 0 | 0 | 0 | 0 | 0 | 0 | 1146.7997 | 0 | 0 | 0 | 0.0042 | 0 | 0.00057666 | 0.00057666 | 769.4382 | 0 | 0 | 0 | 0.0042 | 0 | 0.00057666 | 0.00057666 | 1173.1707 | 0 | 0 | 0 | 0.0042 | 0 | 0 | 0.00057666 | 0.00057666 | 1099.3427
06/07 16:00:00 | 84.92 | 29.4 | 0% | 1.7063 | 63241.4437 | 0.97361 | 3.505 | 4.9235 | 4.4311 | 0 | 0 | 0 | 385.4521 | 1.7063 | 63241.4437 | 0.97361 | 3.7971 | 5.3338 | 4.5337 | 0 | 0 | 0 | 376.7326 | 0 | 0 | 0 | 0 | 0 | 0 | 0 | 759.0579 | 0 | 0 | 0 | 0 | 0 | 0 | 0 | 1235.9237 | 0 | 0 | 0 | 0 | 0 | 0 | 0 | 0 | 1146.7997 | 0 | 0 | 0 | 0.0042 | 0 | 0.00057666 | 0.00057666 | 769.4388 | 0 | 0 | 0 | 0.0042 | 0 | 0.00057666 | 0.00057666 | 1173.1713 | 0 | 0 | 0 | 0.0042 | 0 | 0 | 0.00057666 | 0.00057666 | 1099.3433
06/07 17:00:00 | 82.04 | 27.8 | 0% | 1.6483 | 61090.3258 | 1.0036 | 3.6131 | 4.8419 | 4.3578 | 0 | 0 | 0 | 385.4521 | 1.6483 | 61090.3258 | 1.0036 | 3.9142 | 5.2454 | 4.4586 | 0 | 0 | 0 | 376.7326 | 0 | 0 | 0 | 0 | 0 | 0 | 0 | 759.0579 | 0 | 0 | 0 | 0 | 0 | 0 | 0 | 1235.9237 | 0 | 0 | 0 | 0 | 0 | 0 | 0 | 0 | 1146.7997 | 0 | 0 | 0 | 0.0042 | 0 | 0.00057666 | 0.00057666 | 769.4394 | 0 | 0 | 0 | 0.0042 | 0 | 0.00057666 | 0.00057666 | 1173.1719 | 0 | 0 | 0 | 0.0042 | 0 | 0 | 0.00057666 | 0.00057666 | 1099.3438
06/07 18:00:00 | 82.04 | 27.8 | 0% | 1.6483 | 61090.3258 | 1.0036 | 3.6131 | 4.8419 | 4.3578 | 0 | 0 | 0 | 385.4521 | 1.6483 | 61090.3258 | 1.0036 | 3.9142 | 5.2454 | 4.4586 | 0 | 0 | 0 | 376.7326 | 0 | 0 | 0 | 0 | 0 | 0 | 0 | 759.0579 | 0 | 0 | 0 | 0 | 0 | 0 | 0 | 1235.9237 | 0 | 0 | 0 | 0 | 0 | 0 | 0 | 0 | 1146.7997 | 0 | 0 | 0 | 0.0042 | 0 | 0.00057666 | 0.00057666 | 769.4399 | 0 | 0 | 0 | 0.0042 | 0 | 0.00057666 | 0.00057666 | 1173.1725 | 0 | 0 | 0 | 0.0042 | 0 | 0 | 0.00057666 | 0.00057666 | 1099.3444
06/07 19:00:00 | 82.04 | 27.8 | 0% | 1.6483 | 61090.3258 | 1.0036 | 3.6131 | 4.8419 | 4.3578 | 0 | 0 | 0 | 385.4521 | 1.6483 | 61090.3258 | 1.0036 | 3.9142 | 5.2454 | 4.4586 | 0 | 0 | 0 | 376.7326 | 0 | 0 | 0 | 0 | 0 | 0 | 0 | 759.0579 | 0 | 0 | 0 | 0 | 0 | 0 | 0 | 1235.9237 | 0 | 0 | 0 | 0 | 0 | 0 | 0 | 0 | 1146.7997 | 0 | 0 | 0 | 0.0042 | 0 | 0.00057666 | 0.00057666 | 769.4405 | 0 | 0 | 0 | 0.0042 | 0 | 0.00057666 | 0.00057666 | 1173.1731 | 0 | 0 | 0 | 0.0042 | 0 | 0 | 0.00057666 | 0.00057666 | 1099.345
06/07 20:00:00 | 75.02 | 23.9 | 0% | 1.5109 | 55999.208 | 1.0667 | 3.8401 | 4.6504 | 4.1853 | 0 | 0 | 0 | 385.4521 | 1.5109 | 55999.208 | 1.0667 | 4.1602 | 5.0379 | 4.2822 | 0 | 0 | 0 | 376.7326 | 0 | 0 | 0 | 0 | 0 | 0 | 0 | 759.0579 | 0 | 0 | 0 | 0 | 0 | 0 | 0 | 1235.9237 | 0 | 0 | 0 | 0 | 0 | 0 | 0 | 0 | 1146.7997 | 0 | 0 | 0 | 0.0042 | 0 | 0.00057666 | 0.00057666 | 769.4411 | 0 | 0 | 0 | 0.0042 | 0 | 0.00057666 | 0.00057666 | 1173.1736 | 0 | 0 | 0 | 0.0042 | 0 | 0 | 0.00057666 | 0.00057666 | 1099.3456
06/07 21:00:00 | 75.02 | 23.9 | 0% | 1.5109 | 55999.208 | 1.0667 | 3.8401 | 4.6504 | 4.1853 | 0 | 0 | 0 | 385.4521 | 1.5109 | 55999.208 | 1.0667 | 4.1602 | 5.0379 | 4.2822 | 0 | 0 | 0 | 376.7326 | 0 | 0 | 0 | 0 | 0 | 0 | 0 | 759.0579 | 0 | 0 | 0 | 0 | 0 | 0 | 0 | 1235.9237 | 0 | 0 | 0 | 0 | 0 | 0 | 0 | 0 | 1146.7997 | 0 | 0 | 0 | 0.0042 | 0 | 0.00057666 | 0.00057666 | 769.4417 | 0 | 0 | 0 | 0.0042 | 0 | 0.00057666 | 0.00057666 | 1173.1742 | 0 | 0 | 0 | 0.0042 | 0 | 0 | 0.00057666 | 0.00057666 | 1099.3462
06/07 22:00:00 | 71.96 | 22.2 | 0% | 1.4528 | 53847.5669 | 1.0882 | 3.9177 | 4.5689 | 4.112 | 0 | 0 | 0 | 385.4521 | 1.4528 | 53847.5669 | 1.0882 | 4.2442 | 4.9496 | 4.2072 | 0 | 0 | 0 | 376.7326 | 0 | 0 | 0 | 0 | 0 | 0 | 0 | 759.0579 | 0 | 0 | 0 | 0 | 0 | 0 | 0 | 1235.9237 | 0 | 0 | 0 | 0 | 0 | 0 | 0 | 0 | 1146.7997 | 0 | 0 | 0 | 0.0042 | 0 | 0.00057666 | 0.00057666 | 769.4422 | 0 | 0 | 0 | 0.0042 | 0 | 0.00057666 | 0.00057666 | 1173.1748 | 0 | 0 | 0 | 0.0042 | 0 | 0 | 0.00057666 | 0.00057666 | 1099.3467
06/07 23:00:00 | 71.06 | 21.7 | 0% | 1.436 | 53222.538 | 1.0938 | 3.9376 | 4.545 | 4.0905 | 0 | 0 | 0 | 385.4521 | 1.436 | 53222.538 | 1.0938 | 4.2657 | 4.9237 | 4.1852 | 0 | 0 | 0 | 376.7326 | 0 | 0 | 0 | 0 | 0 | 0 | 0 | 759.0579 | 0 | 0 | 0 | 0 | 0 | 0 | 0 | 1235.9237 | 0 | 0 | 0 | 0 | 0 | 0 | 0 | 0 | 1146.7997 | 0 | 0 | 0 | 0.0042 | 0 | 0.00057666 | 0.00057666 | 769.4428 | 0 | 0 | 0 | 0.0042 | 0 | 0.00057666 | 0.00057666 | 1173.1754 | 0 | 0 | 0 | 0.0042 | 0 | 0 | 0.00057666 | 0.00057666 | 1099.3473
06/07 24:00:00 | 71.06 | 21.7 | 0% | 1.436 | 53222.538 | 1.0938 | 3.9376 | 4.545 | 4.0905 | 0 | 0 | 0 | 385.4521 | 1.436 | 53222.538 | 1.0938 | 4.2657 | 4.9237 | 4.1852 | 0 | 0 | 0 | 376.7326 | 0 | 0 | 0 | 0 | 0 | 0 | 0 | 759.0579 | 0 | 0 | 0 | 0 | 0 | 0 | 0 | 1235.9237 | 0 | 0 | 0 | 0 | 0 | 0 | 0 | 0 | 1146.7997 | 0 | 0 | 0 | 0.0042 | 0 | 0.00057666 | 0.00057666 | 769.4434 | 0 | 0 | 0 | 0.0042 | 0 | 0.00057666 | 0.00057666 | 1173.1759 | 0 | 0 | 0 | 0.0042 | 0 | 0 | 0.00057666 | 0.00057666 | 1099.3479
06/08 01:00:00 | 71.06 | 21.7 | 0% | 1.436 | 53222.538 | 1.0938 | 3.9376 | 4.545 | 4.0905 | 0 | 0 | 0 | 385.4521 | 1.436 | 53222.538 | 1.0938 | 4.2657 | 4.9237 | 4.1852 | 0 | 0 | 0 | 376.7326 | 0 | 0 | 0 | 0 | 0 | 0 | 0 | 759.0579 | 0 | 0 | 0 | 0 | 0 | 0 | 0 | 1235.9237 | 0 | 0 | 0 | 0 | 0 | 0 | 0 | 0 | 1146.7997 | 0 | 0 | 0 | 0.0042 | 0 | 0.00057666 | 0.00057666 | 769.444 | 0 | 0 | 0 | 0.0042 | 0 | 0.00057666 | 0.00057666 | 1173.1765 | 0 | 0 | 0 | 0.0042 | 0 | 0 | 0.00057666 | 0.00057666 | 1099.3485
06/08 02:00:00 | 69.08 | 20.6 | 0% | 1.3992 | 51859.9654 | 1.1045 | 3.9762 | 4.4925 | 4.0432 | 0 | 0 | 0 | 385.4521 | 1.3992 | 51859.9654 | 1.1045 | 4.3075 | 4.8668 | 4.1368 | 0 | 0 | 0 | 376.7326 | 0 | 0 | 0 | 0 | 0 | 0 | 0 | 759.0579 | 0 | 0 | 0 | 0 | 0 | 0 | 0 | 1235.9237 | 0 | 0 | 0 | 0 | 0 | 0 | 0 | 0 | 1146.7997 | 0 | 0 | 0 | 0.0042 | 0 | 0.00057666 | 0.00057666 | 769.4445 | 0 | 0 | 0 | 0.0042 | 0 | 0.00057666 | 0.00057666 | 1173.1771 | 0 | 0 | 0 | 0.0042 | 0 | 0 | 0.00057666 | 0.00057666 | 1099.349
06/08 03:00:00 | 69.08 | 20.6 | 0% | 1.3992 | 51859.9654 | 1.1045 | 3.9762 | 4.4925 | 4.0432 | 0 | 0 | 0 | 385.4521 | 1.3992 | 51859.9654 | 1.1045 | 4.3075 | 4.8668 | 4.1368 | 0 | 0 | 0 | 376.7326 | 0 | 0 | 0 | 0 | 0 | 0 | 0 | 759.0579 | 0 | 0 | 0 | 0 | 0 | 0 | 0 | 1235.9237 | 0 | 0 | 0 | 0 | 0 | 0 | 0 | 0 | 1146.7997 | 0 | 0 | 0 | 0.0042 | 0 | 0.00057666 | 0.00057666 | 769.4451 | 0 | 0 | 0 | 0.0042 | 0 | 0.00057666 | 0.00057666 | 1173.1777 | 0 | 0 | 0 | 0.0042 | 0 | 0 | 0.00057666 | 0.00057666 | 1099.3496
06/08 04:00:00 | 66.92 | 19.4 | 0% | 1.3596 | 50393.1104 | 1.1139 | 4.01 | 4.435 | 3.9915 | 0 | 0 | 0 | 385.4521 | 1.3596 | 50393.1104 | 1.1139 | 4.3441 | 4.8046 | 4.0839 | 0 | 0 | 0 | 376.7326 | 0 | 0 | 0 | 0 | 0 | 0 | 0 | 759.0579 | 0 | 0 | 0 | 0 | 0 | 0 | 0 | 1235.9237 | 0 | 0 | 0 | 0 | 0 | 0 | 0 | 0 | 1146.7997 | 0 | 0 | 0 | 0.0042 | 0 | 0.00057666 | 0.00057666 | 769.4457 | 0 | 0 | 0 | 0.0042 | 0 | 0.00057666 | 0.00057666 | 1173.1782 | 0 | 0 | 0 | 0.0042 | 0 | 0 | 0.00057666 | 0.00057666 | 1099.3502
06/08 05:00:00 | 66.92 | 19.4 | 0% | 1.3596 | 50393.1104 | 1.1139 | 4.01 | 4.435 | 3.9915 | 0 | 0 | 0 | 385.4521 | 1.3596 | 50393.1104 | 1.1139 | 4.3441 | 4.8046 | 4.0839 | 0 | 0 | 0 | 376.7326 | 0 | 0 | 0 | 0 | 0 | 0 | 0 | 759.0579 | 0 | 0 | 0 | 0 | 0 | 0 | 0 | 1235.9237 | 0 | 0 | 0 | 0 | 0 | 0 | 0 | 0 | 1146.7997 | 0 | 0 | 0 | 0.0042 | 0 | 0.00057666 | 0.00057666 | 769.4463 | 0 | 0 | 0 | 0.0042 | 0 | 0.00057666 | 0.00057666 | 1173.1788 | 0 | 0 | 0 | 0.0042 | 0 | 0 | 0.00057666 | 0.00057666 | 1099.3508
06/08 06:00:00 | 71.06 | 21.7 | 0% | 1.436 | 53222.538 | 1.0938 | 3.9376 | 4.545 | 4.0905 | 0 | 0 | 0 | 385.4521 | 1.436 | 53222.538 | 1.0938 | 4.2657 | 4.9237 | 4.1852 | 0 | 0 | 0 | 376.7326 | 0 | 0 | 0 | 0 | 0 | 0 | 0 | 759.0579 | 0 | 0 | 0 | 0 | 0 | 0 | 0 | 1235.9237 | 0 | 0 | 0 | 0 | 0 | 0 | 0 | 0 | 1146.7997 | 0 | 0 | 0 | 0.0042 | 0 | 0.00057666 | 0.00057666 | 769.4468 | 0 | 0 | 0 | 0.0042 | 0 | 0.00057666 | 0.00057666 | 1173.1794 | 0 | 0 | 0 | 0.0042 | 0 | 0 | 0.00057666 | 0.00057666 | 1099.3513
06/08 07:00:00 | 71.06 | 21.7 | 0% | 1.436 | 53222.538 | 1.0938 | 3.9376 | 4.545 | 4.0905 | 0 | 0 | 0 | 385.4521 | 1.436 | 53222.538 | 1.0938 | 4.2657 | 4.9237 | 4.1852 | 0 | 0 | 0 | 376.7326 | 0 | 0 | 0 | 0 | 0 | 0 | 0 | 759.0579 | 0 | 0 | 0 | 0 | 0 | 0 | 0 | 1235.9237 | 0 | 0 | 0 | 0 | 0 | 0 | 0 | 0 | 1146.7997 | 0 | 0 | 0 | 0.0042 | 0 | 0.00057666 | 0.00057666 | 769.4474 | 0 | 0 | 0 | 0.0042 | 0 | 0.00057666 | 0.00057666 | 1173.18 | 0 | 0 | 0 | 0.0042 | 0 | 0 | 0.00057666 | 0.00057666 | 1099.3519
06/08 08:00:00 | 78.98 | 26.1 | 0% | 1.5877 | 58844.5776 | 1.0332 | 3.7194 | 4.7574 | 4.2816 | 0 | 0 | 0 | 385.4521 | 1.5877 | 58844.5776 | 1.0332 | 4.0294 | 5.1538 | 4.3808 | 0 | 0 | 0 | 376.7326 | 0 | 0 | 0 | 0 | 0 | 0 | 0 | 759.0579 | 0 | 0 | 0 | 0 | 0 | 0 | 0 | 1235.9237 | 0 | 0 | 0 | 0 | 0 | 0 | 0 | 0 | 1146.7997 | 0 | 0 | 0 | 0.0042 | 0 | 0.00057666 | 0.00057666 | 769.448 | 0 | 0 | 0 | 0.0042 | 0 | 0.00057666 | 0.00057666 | 1173.1805 | 0 | 0 | 0 | 0.0042 | 0 | 0 | 0.00057666 | 0.00057666 | 1099.3525
06/08 09:00:00 | 82.04 | 27.8 | 0% | 1.6483 | 61090.3258 | 1.0036 | 3.6131 | 4.8419 | 4.3578 | 0 | 0 | 0 | 385.4521 | 1.6483 | 61090.3258 | 1.0036 | 3.9142 | 5.2454 | 4.4586 | 0 | 0 | 0 | 376.7326 | 0 | 0 | 0 | 0 | 0 | 0 | 0 | 759.0579 | 0 | 0 | 0 | 0 | 0 | 0 | 0 | 1235.9237 | 0 | 0 | 0 | 0 | 0 | 0 | 0 | 0 | 1146.7997 | 0 | 0 | 0 | 0.0042 | 0 | 0.00057666 | 0.00057666 | 769.4486 | 0 | 0 | 0 | 0.0042 | 0 | 0.00057666 | 0.00057666 | 1173.1811 | 0 | 0 | 0 | 0.0042 | 0 | 0 | 0.00057666 | 0.00057666 | 1099.3531
06/08 10:00:00 | 84.92 | 29.4 | 0% | 1.7063 | 63241.4437 | 0.97361 | 3.505 | 4.9235 | 4.4311 | 0 | 0 | 0 | 385.4521 | 1.7063 | 63241.4437 | 0.97361 | 3.7971 | 5.3338 | 4.5337 | 0 | 0 | 0 | 376.7326 | 0 | 0 | 0 | 0 | 0 | 0 | 0 | 759.0579 | 0 | 0 | 0 | 0 | 0 | 0 | 0 | 1235.9237 | 0 | 0 | 0 | 0 | 0 | 0 | 0 | 0 | 1146.7997 | 0 | 0 | 0 | 0.0042 | 0 | 0.00057666 | 0.00057666 | 769.4492 | 0 | 0 | 0 | 0.0042 | 0 | 0.00057666 | 0.00057666 | 1173.1817 | 0 | 0 | 0 | 0.0042 | 0 | 0 | 0.00057666 | 0.00057666 | 1099.3536
06/08 11:00:00 | 86 | 30 | 0% | 1.7283 | 64057.4811 | 0.96189 | 3.4628 | 4.9546 | 4.4591 | 0 | 0 | 0 | 385.4521 | 1.7283 | 64057.4811 | 0.96189 | 3.7514 | 5.3675 | 4.5624 | 0 | 0 | 0 | 376.7326 | 0 | 0 | 0 | 0 | 0 | 0 | 0 | 759.0579 | 0 | 0 | 0 | 0 | 0 | 0 | 0 | 1235.9237 | 0 | 0 | 0 | 0 | 0 | 0 | 0 | 0 | 1146.7997 | 0 | 0 | 0 | 0.0042 | 0 | 0.00057666 | 0.00057666 | 769.4497 | 0 | 0 | 0 | 0.0042 | 0 | 0.00057666 | 0.00057666 | 1173.1823 | 0 | 0 | 0 | 0.0042 | 0 | 0 | 0.00057666 | 0.00057666 | 1099.3542
06/08 12:00:00 | 87.08 | 30.6 | 0% | 1.7505 | 64878.6283 | 0.94996 | 3.4199 | 4.9861 | 4.4874 | 0 | 0 | 0 | 385.4521 | 1.7505 | 64878.6283 | 0.94996 | 3.7048 | 5.4016 | 4.5913 | 0 | 0 | 0 | 376.7326 | 0 | 0 | 0 | 0 | 0 | 0 | 0 | 759.0579 | 0 | 0 | 0 | 0 | 0 | 0 | 0 | 1235.9237 | 0 | 0 | 0 | 0 | 0 | 0 | 0 | 0 | 1146.7997 | 0 | 0 | 0 | 0.0042 | 0 | 0.00057666 | 0.00057666 | 769.4503 | 0 | 0 | 0 | 0.0042 | 0 | 0.00057666 | 0.00057666 | 1173.1829 | 0 | 0 | 0 | 0.0042 | 0 | 0 | 0.00057666 | 0.00057666 | 1099.3548
06/08 13:00:00 | 87.08 | 30.6 | 0% | 1.7505 | 64878.6283 | 0.94996 | 3.4199 | 4.9861 | 4.4874 | 0 | 0 | 0 | 385.4521 | 1.7505 | 64878.6283 | 0.94996 | 3.7048 | 5.4016 | 4.5913 | 0 | 0 | 0 | 376.7326 | 0 | 0 | 0 | 0 | 0 | 0 | 0 | 759.0579 | 0 | 0 | 0 | 0 | 0 | 0 | 0 | 1235.9237 | 0 | 0 | 0 | 0 | 0 | 0 | 0 | 0 | 1146.7997 | 0 | 0 | 0 | 0.0042 | 0 | 0.00057666 | 0.00057666 | 769.4509 | 0 | 0 | 0 | 0.0042 | 0 | 0.00057666 | 0.00057666 | 1173.1834 | 0 | 0 | 0 | 0.0042 | 0 | 0 | 0.00057666 | 0.00057666 | 1099.3554
06/08 14:00:00 | 87.98 | 31.1 | 0% | 1.769 | 65566.8211 | 0.93988 | 3.3836 | 5.0125 | 4.5113 | 0 | 0 | 0 | 385.4521 | 1.769 | 65566.8211 | 0.93988 | 3.6655 | 5.4302 | 4.6157 | 0 | 0 | 0 | 376.7326 | 0 | 0 | 0 | 0 | 0 | 0 | 0 | 759.0579 | 0 | 0 | 0 | 0 | 0 | 0 | 0 | 1235.9237 | 0 | 0 | 0 | 0 | 0 | 0 | 0 | 0 | 1146.7997 | 0 | 0 | 0 | 0.0042 | 0 | 0.00057666 | 0.00057666 | 769.4515 | 0 | 0 | 0 | 0.0042 | 0 | 0.00057666 | 0.00057666 | 1173.184 | 0 | 0 | 0 | 0.0042 | 0 | 0 | 0.00057666 | 0.00057666 | 1099.356
06/08 15:00:00 | 89.06 | 31.7 | 0% | 1.7914 | 66397.3365 | 0.92764 | 3.3395 | 5.0446 | 4.5401 | 0 | 0 | 0 | 385.4521 | 1.7914 | 66397.3365 | 0.92764 | 3.6178 | 5.4649 | 4.6452 | 0 | 0 | 0 | 376.7326 | 0 | 0 | 0 | 0 | 0 | 0 | 0 | 759.0579 | 0 | 0 | 0 | 0 | 0 | 0 | 0 | 1235.9237 | 0 | 0 | 0 | 0 | 0 | 0 | 0 | 0 | 1146.7997 | 0 | 0 | 0 | 0.0042 | 0 | 0.00057666 | 0.00057666 | 769.452 | 0 | 0 | 0 | 0.0042 | 0 | 0.00057666 | 0.00057666 | 1173.1846 | 0 | 0 | 0 | 0.0042 | 0 | 0 | 0.00057666 | 0.00057666 | 1099.3565
06/08 16:00:00 | 89.06 | 31.7 | 0% | 1.7914 | 66397.3365 | 0.92764 | 3.3395 | 5.0446 | 4.5401 | 0 | 0 | 0 | 385.4521 | 1.7914 | 66397.3365 | 0.92764 | 3.6178 | 5.4649 | 4.6452 | 0 | 0 | 0 | 376.7326 | 0 | 0 | 0 | 0 | 0 | 0 | 0 | 759.0579 | 0 | 0 | 0 | 0 | 0 | 0 | 0 | 1235.9237 | 0 | 0 | 0 | 0 | 0 | 0 | 0 | 0 | 1146.7997 | 0 | 0 | 0 | 0.0042 | 0 | 0.00057666 | 0.00057666 | 769.4526 | 0 | 0 | 0 | 0.0042 | 0 | 0.00057666 | 0.00057666 | 1173.1852 | 0 | 0 | 0 | 0.0042 | 0 | 0 | 0.00057666 | 0.00057666 | 1099.3571
06/08 17:00:00 | 86 | 30 | 0% | 1.7283 | 64057.4811 | 0.96189 | 3.4628 | 4.9546 | 4.4591 | 0 | 0 | 0 | 385.4521 | 1.7283 | 64057.4811 | 0.96189 | 3.7514 | 5.3675 | 4.5624 | 0 | 0 | 0 | 376.7326 | 0 | 0 | 0 | 0 | 0 | 0 | 0 | 759.0579 | 0 | 0 | 0 | 0 | 0 | 0 | 0 | 1235.9237 | 0 | 0 | 0 | 0 | 0 | 0 | 0 | 0 | 1146.7997 | 0 | 0 | 0 | 0.0042 | 0 | 0.00057666 | 0.00057666 | 769.4532 | 0 | 0 | 0 | 0.0042 | 0 | 0.00057666 | 0.00057666 | 1173.1857 | 0 | 0 | 0 | 0.0042 | 0 | 0 | 0.00057666 | 0.00057666 | 1099.3577
06/08 18:00:00 | 82.94 | 28.3 | 0% | 1.6663 | 61758.6468 | 0.99447 | 3.5801 | 4.8672 | 4.3805 | 0 | 0 | 0 | 385.4521 | 1.6663 | 61758.6468 | 0.99447 | 3.8784 | 5.2728 | 4.4819 | 0 | 0 | 0 | 376.7326 | 0 | 0 | 0 | 0 | 0 | 0 | 0 | 759.0579 | 0 | 0 | 0 | 0 | 0 | 0 | 0 | 1235.9237 | 0 | 0 | 0 | 0 | 0 | 0 | 0 | 0 | 1146.7997 | 0 | 0 | 0 | 0.0042 | 0 | 0.00057666 | 0.00057666 | 769.4538 | 0 | 0 | 0 | 0.0042 | 0 | 0.00057666 | 0.00057666 | 1173.1863 | 0 | 0 | 0 | 0.0042 | 0 | 0 | 0.00057666 | 0.00057666 | 1099.3583
06/08 19:00:00 | 82.94 | 28.3 | 0% | 1.6663 | 61758.6468 | 0.99447 | 3.5801 | 4.8672 | 4.3805 | 0 | 0 | 0 | 385.4521 | 1.6663 | 61758.6468 | 0.99447 | 3.8784 | 5.2728 | 4.4819 | 0 | 0 | 0 | 376.7326 | 0 | 0 | 0 | 0 | 0 | 0 | 0 | 759.0579 | 0 | 0 | 0 | 0 | 0 | 0 | 0 | 1235.9237 | 0 | 0 | 0 | 0 | 0 | 0 | 0 | 0 | 1146.7997 | 0 | 0 | 0 | 0.0042 | 0 | 0.00057666 | 0.00057666 | 769.4543 | 0 | 0 | 0 | 0.0042 | 0 | 0.00057666 | 0.00057666 | 1173.1869 | 0 | 0 | 0 | 0.0042 | 0 | 0 | 0.00057666 | 0.00057666 | 1099.3588
06/08 20:00:00 | 69.98 | 21.1 | 0% | 1.4159 | 52477.1875 | 1.0999 | 3.9595 | 4.5163 | 4.0647 | 0 | 0 | 0 | 385.4521 | 1.4159 | 52477.1875 | 1.0999 | 4.2895 | 4.8927 | 4.1588 | 0 | 0 | 0 | 376.7326 | 0 | 0 | 0 | 0 | 0 | 0 | 0 | 759.0579 | 0 | 0 | 0 | 0 | 0 | 0 | 0 | 1235.9237 | 0 | 0 | 0 | 0 | 0 | 0 | 0 | 0 | 1146.7997 | 0 | 0 | 0 | 0.0042 | 0 | 0.00057666 | 0.00057666 | 769.4549 | 0 | 0 | 0 | 0.0042 | 0 | 0.00057666 | 0.00057666 | 1173.1875 | 0 | 0 | 0 | 0.0042 | 0 | 0 | 0.00057666 | 0.00057666 | 1099.3594
06/08 21:00:00 | 69.98 | 21.1 | 0% | 1.4159 | 52477.1875 | 1.0999 | 3.9595 | 4.5163 | 4.0647 | 0 | 0 | 0 | 385.4521 | 1.4159 | 52477.1875 | 1.0999 | 4.2895 | 4.8927 | 4.1588 | 0 | 0 | 0 | 376.7326 | 0 | 0 | 0 | 0 | 0 | 0 | 0 | 759.0579 | 0 | 0 | 0 | 0 | 0 | 0 | 0 | 1235.9237 | 0 | 0 | 0 | 0 | 0 | 0 | 0 | 0 | 1146.7997 | 0 | 0 | 0 | 0.0042 | 0 | 0.00057666 | 0.00057666 | 769.4555 | 0 | 0 | 0 | 0.0042 | 0 | 0.00057666 | 0.00057666 | 1173.188 | 0 | 0 | 0 | 0.0042 | 0 | 0 | 0.00057666 | 0.00057666 | 1099.36
06/08 22:00:00 | 69.98 | 21.1 | 0% | 1.4159 | 52477.1875 | 1.0999 | 3.9595 | 4.5163 | 4.0647 | 0 | 0 | 0 | 385.4521 | 1.4159 | 52477.1875 | 1.0999 | 4.2895 | 4.8927 | 4.1588 | 0 | 0 | 0 | 376.7326 | 0 | 0 | 0 | 0 | 0 | 0 | 0 | 759.0579 | 0 | 0 | 0 | 0 | 0 | 0 | 0 | 1235.9237 | 0 | 0 | 0 | 0 | 0 | 0 | 0 | 0 | 1146.7997 | 0 | 0 | 0 | 0.0042 | 0 | 0.00057666 | 0.00057666 | 769.4561 | 0 | 0 | 0 | 0.0042 | 0 | 0.00057666 | 0.00057666 | 1173.1886 | 0 | 0 | 0 | 0.0042 | 0 | 0 | 0.00057666 | 0.00057666 | 1099.3606
06/08 23:00:00 | 69.98 | 21.1 | 0% | 1.4159 | 52477.1875 | 1.0999 | 3.9595 | 4.5163 | 4.0647 | 0 | 0 | 0 | 385.4521 | 1.4159 | 52477.1875 | 1.0999 | 4.2895 | 4.8927 | 4.1588 | 0 | 0 | 0 | 376.7326 | 0 | 0 | 0 | 0 | 0 | 0 | 0 | 759.0579 | 0 | 0 | 0 | 0 | 0 | 0 | 0 | 1235.9237 | 0 | 0 | 0 | 0 | 0 | 0 | 0 | 0 | 1146.7997 | 0 | 0 | 0 | 0.0042 | 0 | 0.00057666 | 0.00057666 | 769.4567 | 0 | 0 | 0 | 0.0042 | 0 | 0.00057666 | 0.00057666 | 1173.1892 | 0 | 0 | 0 | 0.0042 | 0 | 0 | 0.00057666 | 0.00057666 | 1099.3611
06/08 24:00:00 | 69.08 | 20.6 | 0% | 1.3992 | 51859.9654 | 1.1045 | 3.9762 | 4.4925 | 4.0432 | 0 | 0 | 0 | 385.4521 | 1.3992 | 51859.9654 | 1.1045 | 4.3075 | 4.8668 | 4.1368 | 0 | 0 | 0 | 376.7326 | 0 | 0 | 0 | 0 | 0 | 0 | 0 | 759.0579 | 0 | 0 | 0 | 0 | 0 | 0 | 0 | 1235.9237 | 0 | 0 | 0 | 0 | 0 | 0 | 0 | 0 | 1146.7997 | 0 | 0 | 0 | 0.0042 | 0 | 0.00057666 | 0.00057666 | 769.4572 | 0 | 0 | 0 | 0.0042 | 0 | 0.00057666 | 0.00057666 | 1173.1898 | 0 | 0 | 0 | 0.0042 | 0 | 0 | 0.00057666 | 0.00057666 | 1099.3617
06/09 01:00:00 | 69.08 | 20.6 | 0% | 1.3992 | 51859.9654 | 1.1045 | 3.9762 | 4.4925 | 4.0432 | 0 | 0 | 0 | 385.4521 | 1.3992 | 51859.9654 | 1.1045 | 4.3075 | 4.8668 | 4.1368 | 0 | 0 | 0 | 376.7326 | 0 | 0 | 0 | 0 | 0 | 0 | 0 | 759.0579 | 0 | 0 | 0 | 0 | 0 | 0 | 0 | 1235.9237 | 0 | 0 | 0 | 0 | 0 | 0 | 0 | 0 | 1146.7997 | 0 | 0 | 0 | 0.0042 | 0 | 0.00057666 | 0.00057666 | 769.4578 | 0 | 0 | 0 | 0.0042 | 0 | 0.00057666 | 0.00057666 | 1173.1904 | 0 | 0 | 0 | 0.0042 | 0 | 0 | 0.00057666 | 0.00057666 | 1099.3623
06/09 02:00:00 | 69.08 | 20.6 | 0% | 1.3992 | 51859.9654 | 1.1045 | 3.9762 | 4.4925 | 4.0432 | 0 | 0 | 0 | 385.4521 | 1.3992 | 51859.9654 | 1.1045 | 4.3075 | 4.8668 | 4.1368 | 0 | 0 | 0 | 376.7326 | 0 | 0 | 0 | 0 | 0 | 0 | 0 | 759.0579 | 0 | 0 | 0 | 0 | 0 | 0 | 0 | 1235.9237 | 0 | 0 | 0 | 0 | 0 | 0 | 0 | 0 | 1146.7997 | 0 | 0 | 0 | 0.0042 | 0 | 0.00057666 | 0.00057666 | 769.4584 | 0 | 0 | 0 | 0.0042 | 0 | 0.00057666 | 0.00057666 | 1173.1909 | 0 | 0 | 0 | 0.0042 | 0 | 0 | 0.00057666 | 0.00057666 | 1099.3629
06/09 03:00:00 | 69.08 | 20.6 | 0% | 1.3992 | 51859.9654 | 1.1045 | 3.9762 | 4.4925 | 4.0432 | 0 | 0 | 0 | 385.4521 | 1.3992 | 51859.9654 | 1.1045 | 4.3075 | 4.8668 | 4.1368 | 0 | 0 | 0 | 376.7326 | 0 | 0 | 0 | 0 | 0 | 0 | 0 | 759.0579 | 0 | 0 | 0 | 0 | 0 | 0 | 0 | 1235.9237 | 0 | 0 | 0 | 0 | 0 | 0 | 0 | 0 | 1146.7997 | 0 | 0 | 0 | 0.0042 | 0 | 0.00057666 | 0.00057666 | 769.459 | 0 | 0 | 0 | 0.0042 | 0 | 0.00057666 | 0.00057666 | 1173.1915 | 0 | 0 | 0 | 0.0042 | 0 | 0 | 0.00057666 | 0.00057666 | 1099.3635
06/09 04:00:00 | 68 | 20 | 0% | 1.3794 | 51123.983 | 1.1095 | 3.9942 | 4.4638 | 4.0174 | 0 | 0 | 0 | 385.4521 | 1.3794 | 51123.983 | 1.1095 | 4.327 | 4.8357 | 4.1104 | 0 | 0 | 0 | 376.7326 | 0 | 0 | 0 | 0 | 0 | 0 | 0 | 759.0579 | 0 | 0 | 0 | 0 | 0 | 0 | 0 | 1235.9237 | 0 | 0 | 0 | 0 | 0 | 0 | 0 | 0 | 1146.7997 | 0 | 0 | 0 | 0.0042 | 0 | 0.00057666 | 0.00057666 | 769.4595 | 0 | 0 | 0 | 0.0042 | 0 | 0.00057666 | 0.00057666 | 1173.1921 | 0 | 0 | 0 | 0.0042 | 0 | 0 | 0.00057666 | 0.00057666 | 1099.364
06/09 05:00:00 | 68 | 20 | 0% | 1.3794 | 51123.983 | 1.1095 | 3.9942 | 4.4638 | 4.0174 | 0 | 0 | 0 | 385.4521 | 1.3794 | 51123.983 | 1.1095 | 4.327 | 4.8357 | 4.1104 | 0 | 0 | 0 | 376.7326 | 0 | 0 | 0 | 0 | 0 | 0 | 0 | 759.0579 | 0 | 0 | 0 | 0 | 0 | 0 | 0 | 1235.9237 | 0 | 0 | 0 | 0 | 0 | 0 | 0 | 0 | 1146.7997 | 0 | 0 | 0 | 0.0042 | 0 | 0.00057666 | 0.00057666 | 769.4601 | 0 | 0 | 0 | 0.0042 | 0 | 0.00057666 | 0.00057666 | 1173.1927 | 0 | 0 | 0 | 0.0042 | 0 | 0 | 0.00057666 | 0.00057666 | 1099.3646
06/09 06:00:00 | 69.08 | 20.6 | 0% | 1.3992 | 51859.9654 | 1.1045 | 3.9762 | 4.4925 | 4.0432 | 0 | 0 | 0 | 385.4521 | 1.3992 | 51859.9654 | 1.1045 | 4.3075 | 4.8668 | 4.1368 | 0 | 0 | 0 | 376.7326 | 0 | 0 | 0 | 0 | 0 | 0 | 0 | 759.0579 | 0 | 0 | 0 | 0 | 0 | 0 | 0 | 1235.9237 | 0 | 0 | 0 | 0 | 0 | 0 | 0 | 0 | 1146.7997 | 0 | 0 | 0 | 0.0042 | 0 | 0.00057666 | 0.00057666 | 769.4607 | 0 | 0 | 0 | 0.0042 | 0 | 0.00057666 | 0.00057666 | 1173.1932 | 0 | 0 | 0 | 0.0042 | 0 | 0 | 0.00057666 | 0.00057666 | 1099.3652
06/09 07:00:00 | 69.08 | 20.6 | 0% | 1.3992 | 51859.9654 | 1.1045 | 3.9762 | 4.4925 | 4.0432 | 0 | 0 | 0 | 385.4521 | 1.3992 | 51859.9654 | 1.1045 | 4.3075 | 4.8668 | 4.1368 | 0 | 0 | 0 | 376.7326 | 0 | 0 | 0 | 0 | 0 | 0 | 0 | 759.0579 | 0 | 0 | 0 | 0 | 0 | 0 | 0 | 1235.9237 | 0 | 0 | 0 | 0 | 0 | 0 | 0 | 0 | 1146.7997 | 0 | 0 | 0 | 0.0042 | 0 | 0.00057666 | 0.00057666 | 769.4613 | 0 | 0 | 0 | 0.0042 | 0 | 0.00057666 | 0.00057666 | 1173.1938 | 0 | 0 | 0 | 0.0042 | 0 | 0 | 0.00057666 | 0.00057666 | 1099.3658
06/09 08:00:00 | 75.02 | 23.9 | 0% | 1.5109 | 55999.208 | 1.0667 | 3.8401 | 4.6504 | 4.1853 | 0 | 0 | 0 | 385.4521 | 1.5109 | 55999.208 | 1.0667 | 4.1602 | 5.0379 | 4.2822 | 0 | 0 | 0 | 376.7326 | 0 | 0 | 0 | 0 | 0 | 0 | 0 | 759.0579 | 0 | 0 | 0 | 0 | 0 | 0 | 0 | 1235.9237 | 0 | 0 | 0 | 0 | 0 | 0 | 0 | 0 | 1146.7997 | 0 | 0 | 0 | 0.0042 | 0 | 0.00057666 | 0.00057666 | 769.4618 | 0 | 0 | 0 | 0.0042 | 0 | 0.00057666 | 0.00057666 | 1173.1944 | 0 | 0 | 0 | 0.0042 | 0 | 0 | 0.00057666 | 0.00057666 | 1099.3663
06/09 09:00:00 | 75.92 | 24.4 | 0% | 1.5282 | 56639.8504 | 1.0596 | 3.8146 | 4.6745 | 4.2071 | 0 | 0 | 0 | 385.4521 | 1.5282 | 56639.8504 | 1.0596 | 4.1325 | 5.0641 | 4.3044 | 0 | 0 | 0 | 376.7326 | 0 | 0 | 0 | 0 | 0 | 0 | 0 | 759.0579 | 0 | 0 | 0 | 0 | 0 | 0 | 0 | 1235.9237 | 0 | 0 | 0 | 0 | 0 | 0 | 0 | 0 | 1146.7997 | 0 | 0 | 0 | 0.0042 | 0 | 0.00057666 | 0.00057666 | 769.4624 | 0 | 0 | 0 | 0.0042 | 0 | 0.00057666 | 0.00057666 | 1173.195 | 0 | 0 | 0 | 0.0042 | 0 | 0 | 0.00057666 | 0.00057666 | 1099.3669
06/09 10:00:00 | 78.08 | 25.6 | 0% | 1.5701 | 58191.8702 | 1.0413 | 3.7487 | 4.7329 | 4.2596 | 0 | 0 | 0 | 385.4521 | 1.5701 | 58191.8702 | 1.0413 | 4.0611 | 5.1273 | 4.3582 | 0 | 0 | 0 | 376.7326 | 0 | 0 | 0 | 0 | 0 | 0 | 0 | 759.0579 | 0 | 0 | 0 | 0 | 0 | 0 | 0 | 1235.9237 | 0 | 0 | 0 | 0 | 0 | 0 | 0 | 0 | 1146.7997 | 0 | 0 | 0 | 0.0042 | 0 | 0.00057666 | 0.00057666 | 769.463 | 0 | 0 | 0 | 0.0042 | 0 | 0.00057666 | 0.00057666 | 1173.1955 | 0 | 0 | 0 | 0.0042 | 0 | 0 | 0.00057666 | 0.00057666 | 1099.3675
06/09 11:00:00 | 80.06 | 26.7 | 0% | 1.6089 | 59632.5105 | 1.0231 | 3.6831 | 4.787 | 4.3083 | 0 | 0 | 0 | 385.4521 | 1.6089 | 59632.5105 | 1.0231 | 3.99 | 5.1859 | 4.408 | 0 | 0 | 0 | 376.7326 | 0 | 0 | 0 | 0 | 0 | 0 | 0 | 759.0579 | 0 | 0 | 0 | 0 | 0 | 0 | 0 | 1235.9237 | 0 | 0 | 0 | 0 | 0 | 0 | 0 | 0 | 1146.7997 | 0 | 0 | 0 | 0.0042 | 0 | 0.00057666 | 0.00057666 | 769.4636 | 0 | 0 | 0 | 0.0042 | 0 | 0.00057666 | 0.00057666 | 1173.1961 | 0 | 0 | 0 | 0.0042 | 0 | 0 | 0.00057666 | 0.00057666 | 1099.3681
06/09 12:00:00 | 84.92 | 29.4 | 0% | 1.7063 | 63241.4437 | 0.97361 | 3.505 | 4.9235 | 4.4311 | 0 | 0 | 0 | 385.4521 | 1.7063 | 63241.4437 | 0.97361 | 3.7971 | 5.3338 | 4.5337 | 0 | 0 | 0 | 376.7326 | 0 | 0 | 0 | 0 | 0 | 0 | 0 | 759.0579 | 0 | 0 | 0 | 0 | 0 | 0 | 0 | 1235.9237 | 0 | 0 | 0 | 0 | 0 | 0 | 0 | 0 | 1146.7997 | 0 | 0 | 0 | 0.0042 | 0 | 0.00057666 | 0.00057666 | 769.4641 | 0 | 0 | 0 | 0.0042 | 0 | 0.00057666 | 0.00057666 | 1173.1967 | 0 | 0 | 0 | 0.0042 | 0 | 0 | 0.00057666 | 0.00057666 | 1099.3686
06/09 13:00:00 | 84.92 | 29.4 | 0% | 1.7063 | 63241.4437 | 0.97361 | 3.505 | 4.9235 | 4.4311 | 0 | 0 | 0 | 385.4521 | 1.7063 | 63241.4437 | 0.97361 | 3.7971 | 5.3338 | 4.5337 | 0 | 0 | 0 | 376.7326 | 0 | 0 | 0 | 0 | 0 | 0 | 0 | 759.0579 | 0 | 0 | 0 | 0 | 0 | 0 | 0 | 1235.9237 | 0 | 0 | 0 | 0 | 0 | 0 | 0 | 0 | 1146.7997 | 0 | 0 | 0 | 0.0042 | 0 | 0.00057666 | 0.00057666 | 769.4647 | 0 | 0 | 0 | 0.0042 | 0 | 0.00057666 | 0.00057666 | 1173.1973 | 0 | 0 | 0 | 0.0042 | 0 | 0 | 0.00057666 | 0.00057666 | 1099.3692
06/09 14:00:00 | 87.08 | 30.6 | 0% | 1.7505 | 64878.6283 | 0.94996 | 3.4199 | 4.9861 | 4.4874 | 0 | 0 | 0 | 385.4521 | 1.7505 | 64878.6283 | 0.94996 | 3.7048 | 5.4016 | 4.5913 | 0 | 0 | 0 | 376.7326 | 0 | 0 | 0 | 0 | 0 | 0 | 0 | 759.0579 | 0 | 0 | 0 | 0 | 0 | 0 | 0 | 1235.9237 | 0 | 0 | 0 | 0 | 0 | 0 | 0 | 0 | 1146.7997 | 0 | 0 | 0 | 0.0042 | 0 | 0.00057666 | 0.00057666 | 769.4653 | 0 | 0 | 0 | 0.0042 | 0 | 0.00057666 | 0.00057666 | 1173.1978 | 0 | 0 | 0 | 0.0042 | 0 | 0 | 0.00057666 | 0.00057666 | 1099.3698
06/09 15:00:00 | 84.92 | 29.4 | 0% | 1.7063 | 63241.4437 | 0.97361 | 3.505 | 4.9235 | 4.4311 | 0 | 0 | 0 | 385.4521 | 1.7063 | 63241.4437 | 0.97361 | 3.7971 | 5.3338 | 4.5337 | 0 | 0 | 0 | 376.7326 | 0 | 0 | 0 | 0 | 0 | 0 | 0 | 759.0579 | 0 | 0 | 0 | 0 | 0 | 0 | 0 | 1235.9237 | 0 | 0 | 0 | 0 | 0 | 0 | 0 | 0 | 1146.7997 | 0 | 0 | 0 | 0.0042 | 0 | 0.00057666 | 0.00057666 | 769.4659 | 0 | 0 | 0 | 0.0042 | 0 | 0.00057666 | 0.00057666 | 1173.1984 | 0 | 0 | 0 | 0.0042 | 0 | 0 | 0.00057666 | 0.00057666 | 1099.3704
06/09 16:00:00 | 87.08 | 30.6 | 0% | 1.7505 | 64878.6283 | 0.94996 | 3.4199 | 4.9861 | 4.4874 | 0 | 0 | 0 | 385.4521 | 1.7505 | 64878.6283 | 0.94996 | 3.7048 | 5.4016 | 4.5913 | 0 | 0 | 0 | 376.7326 | 0 | 0 | 0 | 0 | 0 | 0 | 0 | 759.0579 | 0 | 0 | 0 | 0 | 0 | 0 | 0 | 1235.9237 | 0 | 0 | 0 | 0 | 0 | 0 | 0 | 0 | 1146.7997 | 0 | 0 | 0 | 0.0042 | 0 | 0.00057666 | 0.00057666 | 769.4665 | 0 | 0 | 0 | 0.0042 | 0 | 0.00057666 | 0.00057666 | 1173.199 | 0 | 0 | 0 | 0.0042 | 0 | 0 | 0.00057666 | 0.00057666 | 1099.3709
06/09 17:00:00 | 84.92 | 29.4 | 0% | 1.7063 | 63241.4437 | 0.97361 | 3.505 | 4.9235 | 4.4311 | 0 | 0 | 0 | 385.4521 | 1.7063 | 63241.4437 | 0.97361 | 3.7971 | 5.3338 | 4.5337 | 0 | 0 | 0 | 376.7326 | 0 | 0 | 0 | 0 | 0 | 0 | 0 | 759.0579 | 0 | 0 | 0 | 0 | 0 | 0 | 0 | 1235.9237 | 0 | 0 | 0 | 0 | 0 | 0 | 0 | 0 | 1146.7997 | 0 | 0 | 0 | 0.0042 | 0 | 0.00057666 | 0.00057666 | 769.467 | 0 | 0 | 0 | 0.0042 | 0 | 0.00057666 | 0.00057666 | 1173.1996 | 0 | 0 | 0 | 0.0042 | 0 | 0 | 0.00057666 | 0.00057666 | 1099.3715
06/09 18:00:00 | 77 | 25 | 0% | 1.5491 | 57413.3053 | 1.0507 | 3.7824 | 4.7036 | 4.2332 | 0 | 0 | 0 | 385.4521 | 1.5491 | 57413.3053 | 1.0507 | 4.0976 | 5.0956 | 4.3312 | 0 | 0 | 0 | 376.7326 | 0 | 0 | 0 | 0 | 0 | 0 | 0 | 759.0579 | 0 | 0 | 0 | 0 | 0 | 0 | 0 | 1235.9237 | 0 | 0 | 0 | 0 | 0 | 0 | 0 | 0 | 1146.7997 | 0 | 0 | 0 | 0.0042 | 0 | 0.00057666 | 0.00057666 | 769.4676 | 0 | 0 | 0 | 0.0042 | 0 | 0.00057666 | 0.00057666 | 1173.2002 | 0 | 0 | 0 | 0.0042 | 0 | 0 | 0.00057666 | 0.00057666 | 1099.3721
06/09 19:00:00 | 77 | 25 | 0% | 1.5491 | 57413.3053 | 1.0507 | 3.7824 | 4.7036 | 4.2332 | 0 | 0 | 0 | 385.4521 | 1.5491 | 57413.3053 | 1.0507 | 4.0976 | 5.0956 | 4.3312 | 0 | 0 | 0 | 376.7326 | 0 | 0 | 0 | 0 | 0 | 0 | 0 | 759.0579 | 0 | 0 | 0 | 0 | 0 | 0 | 0 | 1235.9237 | 0 | 0 | 0 | 0 | 0 | 0 | 0 | 0 | 1146.7997 | 0 | 0 | 0 | 0.0042 | 0 | 0.00057666 | 0.00057666 | 769.4682 | 0 | 0 | 0 | 0.0042 | 0 | 0.00057666 | 0.00057666 | 1173.2007 | 0 | 0 | 0 | 0.0042 | 0 | 0 | 0.00057666 | 0.00057666 | 1099.3727
06/09 20:00:00 | 71.96 | 22.2 | 0% | 1.4528 | 53847.5669 | 1.0882 | 3.9177 | 4.5689 | 4.112 | 0 | 0 | 0 | 385.4521 | 1.4528 | 53847.5669 | 1.0882 | 4.2442 | 4.9496 | 4.2072 | 0 | 0 | 0 | 376.7326 | 0 | 0 | 0 | 0 | 0 | 0 | 0 | 759.0579 | 0 | 0 | 0 | 0 | 0 | 0 | 0 | 1235.9237 | 0 | 0 | 0 | 0 | 0 | 0 | 0 | 0 | 1146.7997 | 0 | 0 | 0 | 0.0042 | 0 | 0.00057666 | 0.00057666 | 769.4688 | 0 | 0 | 0 | 0.0042 | 0 | 0.00057666 | 0.00057666 | 1173.2013 | 0 | 0 | 0 | 0.0042 | 0 | 0 | 0.00057666 | 0.00057666 | 1099.3733
06/09 21:00:00 | 73.04 | 22.8 | 0% | 1.4732 | 54602.2855 | 1.0811 | 3.892 | 4.5976 | 4.1378 | 0 | 0 | 0 | 385.4521 | 1.4732 | 54602.2855 | 1.0811 | 4.2164 | 4.9807 | 4.2336 | 0 | 0 | 0 | 376.7326 | 0 | 0 | 0 | 0 | 0 | 0 | 0 | 759.0579 | 0 | 0 | 0 | 0 | 0 | 0 | 0 | 1235.9237 | 0 | 0 | 0 | 0 | 0 | 0 | 0 | 0 | 1146.7997 | 0 | 0 | 0 | 0.0042 | 0 | 0.00057666 | 0.00057666 | 769.4693 | 0 | 0 | 0 | 0.0042 | 0 | 0.00057666 | 0.00057666 | 1173.2019 | 0 | 0 | 0 | 0.0042 | 0 | 0 | 0.00057666 | 0.00057666 | 1099.3738
06/09 22:00:00 | 69.98 | 21.1 | 0% | 1.4159 | 52477.1875 | 1.0999 | 3.9595 | 4.5163 | 4.0647 | 0 | 0 | 0 | 385.4521 | 1.4159 | 52477.1875 | 1.0999 | 4.2895 | 4.8927 | 4.1588 | 0 | 0 | 0 | 376.7326 | 0 | 0 | 0 | 0 | 0 | 0 | 0 | 759.0579 | 0 | 0 | 0 | 0 | 0 | 0 | 0 | 1235.9237 | 0 | 0 | 0 | 0 | 0 | 0 | 0 | 0 | 1146.7997 | 0 | 0 | 0 | 0.0042 | 0 | 0.00057666 | 0.00057666 | 769.4699 | 0 | 0 | 0 | 0.0042 | 0 | 0.00057666 | 0.00057666 | 1173.2025 | 0 | 0 | 0 | 0.0042 | 0 | 0 | 0.00057666 | 0.00057666 | 1099.3744
06/09 23:00:00 | 69.08 | 20.6 | 0% | 1.3992 | 51859.9654 | 1.1045 | 3.9762 | 4.4925 | 4.0432 | 0 | 0 | 0 | 385.4521 | 1.3992 | 51859.9654 | 1.1045 | 4.3075 | 4.8668 | 4.1368 | 0 | 0 | 0 | 376.7326 | 0 | 0 | 0 | 0 | 0 | 0 | 0 | 759.0579 | 0 | 0 | 0 | 0 | 0 | 0 | 0 | 1235.9237 | 0 | 0 | 0 | 0 | 0 | 0 | 0 | 0 | 1146.7997 | 0 | 0 | 0 | 0.0042 | 0 | 0.00057666 | 0.00057666 | 769.4705 | 0 | 0 | 0 | 0.0042 | 0 | 0.00057666 | 0.00057666 | 1173.203 | 0 | 0 | 0 | 0.0042 | 0 | 0 | 0.00057666 | 0.00057666 | 1099.375
06/09 24:00:00 | 68 | 20 | 0% | 1.3794 | 51123.983 | 1.1095 | 3.9942 | 4.4638 | 4.0174 | 0 | 0 | 0 | 385.4521 | 1.3794 | 51123.983 | 1.1095 | 4.327 | 4.8357 | 4.1104 | 0 | 0 | 0 | 376.7326 | 0 | 0 | 0 | 0 | 0 | 0 | 0 | 759.0579 | 0 | 0 | 0 | 0 | 0 | 0 | 0 | 1235.9237 | 0 | 0 | 0 | 0 | 0 | 0 | 0 | 0 | 1146.7997 | 0 | 0 | 0 | 0.0042 | 0 | 0.00057666 | 0.00057666 | 769.4711 | 0 | 0 | 0 | 0.0042 | 0 | 0.00057666 | 0.00057666 | 1173.2036 | 0 | 0 | 0 | 0.0042 | 0 | 0 | 0.00057666 | 0.00057666 | 1099.3756
06/10 01:00:00 | 68 | 20 | 0% | 1.3794 | 51123.983 | 1.1095 | 3.9942 | 4.4638 | 4.0174 | 0 | 0 | 0 | 385.4521 | 1.3794 | 51123.983 | 1.1095 | 4.327 | 4.8357 | 4.1104 | 0 | 0 | 0 | 376.7326 | 0 | 0 | 0 | 0 | 0 | 0 | 0 | 759.0579 | 0 | 0 | 0 | 0 | 0 | 0 | 0 | 1235.9237 | 0 | 0 | 0 | 0 | 0 | 0 | 0 | 0 | 1146.7997 | 0 | 0 | 0 | 0.0042 | 0 | 0.00057666 | 0.00057666 | 769.4716 | 0 | 0 | 0 | 0.0042 | 0 | 0.00057666 | 0.00057666 | 1173.2042 | 0 | 0 | 0 | 0.0042 | 0 | 0 | 0.00057666 | 0.00057666 | 1099.3761
06/10 02:00:00 | 66.92 | 19.4 | 0% | 1.3596 | 50393.1104 | 1.1139 | 4.01 | 4.435 | 3.9915 | 0 | 0 | 0 | 385.4521 | 1.3596 | 50393.1104 | 1.1139 | 4.3441 | 4.8046 | 4.0839 | 0 | 0 | 0 | 376.7326 | 0 | 0 | 0 | 0 | 0 | 0 | 0 | 759.0579 | 0 | 0 | 0 | 0 | 0 | 0 | 0 | 1235.9237 | 0 | 0 | 0 | 0 | 0 | 0 | 0 | 0 | 1146.7997 | 0 | 0 | 0 | 0.0042 | 0 | 0.00057666 | 0.00057666 | 769.4722 | 0 | 0 | 0 | 0.0042 | 0 | 0.00057666 | 0.00057666 | 1173.2048 | 0 | 0 | 0 | 0.0042 | 0 | 0 | 0.00057666 | 0.00057666 | 1099.3767
06/10 03:00:00 | 66.02 | 18.9 | 0% | 1.3433 | 49787.9534 | 1.117 | 4.0213 | 4.4109 | 3.9698 | 0 | 0 | 0 | 385.4521 | 1.3433 | 49787.9534 | 1.117 | 4.3565 | 4.7785 | 4.0617 | 0 | 0 | 0 | 376.7326 | 0 | 0 | 0 | 0 | 0 | 0 | 0 | 759.0579 | 0 | 0 | 0 | 0 | 0 | 0 | 0 | 1235.9237 | 0 | 0 | 0 | 0 | 0 | 0 | 0 | 0 | 1146.7997 | 0 | 0 | 0 | 0.0042 | 0 | 0.00057666 | 0.00057666 | 769.4728 | 0 | 0 | 0 | 0.0042 | 0 | 0.00057666 | 0.00057666 | 1173.2053 | 0 | 0 | 0 | 0.0042 | 0 | 0 | 0.00057666 | 0.00057666 | 1099.3773
06/10 04:00:00 | 64.94 | 18.3 | 0% | 1.3238 | 49066.449 | 1.1202 | 4.0329 | 4.3819 | 3.9437 | 0 | 0 | 0 | 385.4521 | 1.3238 | 49066.449 | 1.1202 | 4.3689 | 4.7471 | 4.035 | 0 | 0 | 0 | 376.7326 | 0 | 0 | 0 | 0 | 0 | 0 | 0 | 759.0579 | 0 | 0 | 0 | 0 | 0 | 0 | 0 | 1235.9237 | 0 | 0 | 0 | 0 | 0 | 0 | 0 | 0 | 1146.7997 | 0 | 0 | 0 | 0.0042 | 0 | 0.00057666 | 0.00057666 | 769.4734 | 0 | 0 | 0 | 0.0042 | 0 | 0.00057666 | 0.00057666 | 1173.2059 | 0 | 0 | 0 | 0.0042 | 0 | 0 | 0.00057666 | 0.00057666 | 1099.3779
06/10 05:00:00 | 64.94 | 18.3 | 0% | 1.3238 | 49066.449 | 1.1202 | 4.0329 | 4.3819 | 3.9437 | 0 | 0 | 0 | 385.4521 | 1.3238 | 49066.449 | 1.1202 | 4.3689 | 4.7471 | 4.035 | 0 | 0 | 0 | 376.7326 | 0 | 0 | 0 | 0 | 0 | 0 | 0 | 759.0579 | 0 | 0 | 0 | 0 | 0 | 0 | 0 | 1235.9237 | 0 | 0 | 0 | 0 | 0 | 0 | 0 | 0 | 1146.7997 | 0 | 0 | 0 | 0.0042 | 0 | 0.00057666 | 0.00057666 | 769.474 | 0 | 0 | 0 | 0.0042 | 0 | 0.00057666 | 0.00057666 | 1173.2065 | 0 | 0 | 0 | 0.0042 | 0 | 0 | 0.00057666 | 0.00057666 | 1099.3784
06/10 06:00:00 | 66.92 | 19.4 | 0% | 1.3596 | 50393.1104 | 1.1139 | 4.01 | 4.435 | 3.9915 | 0 | 0 | 0 | 385.4521 | 1.3596 | 50393.1104 | 1.1139 | 4.3441 | 4.8046 | 4.0839 | 0 | 0 | 0 | 376.7326 | 0 | 0 | 0 | 0 | 0 | 0 | 0 | 759.0579 | 0 | 0 | 0 | 0 | 0 | 0 | 0 | 1235.9237 | 0 | 0 | 0 | 0 | 0 | 0 | 0 | 0 | 1146.7997 | 0 | 0 | 0 | 0.0042 | 0 | 0.00057666 | 0.00057666 | 769.4745 | 0 | 0 | 0 | 0.0042 | 0 | 0.00057666 | 0.00057666 | 1173.2071 | 0 | 0 | 0 | 0.0042 | 0 | 0 | 0.00057666 | 0.00057666 | 1099.379
06/10 07:00:00 | 66.92 | 19.4 | 0% | 1.3596 | 50393.1104 | 1.1139 | 4.01 | 4.435 | 3.9915 | 0 | 0 | 0 | 385.4521 | 1.3596 | 50393.1104 | 1.1139 | 4.3441 | 4.8046 | 4.0839 | 0 | 0 | 0 | 376.7326 | 0 | 0 | 0 | 0 | 0 | 0 | 0 | 759.0579 | 0 | 0 | 0 | 0 | 0 | 0 | 0 | 1235.9237 | 0 | 0 | 0 | 0 | 0 | 0 | 0 | 0 | 1146.7997 | 0 | 0 | 0 | 0.0042 | 0 | 0.00057666 | 0.00057666 | 769.4751 | 0 | 0 | 0 | 0.0042 | 0 | 0.00057666 | 0.00057666 | 1173.2077 | 0 | 0 | 0 | 0.0042 | 0 | 0 | 0.00057666 | 0.00057666 | 1099.3796
06/10 08:00:00 | 73.94 | 23.3 | 0% | 1.4903 | 55235.1212 | 1.0748 | 3.8692 | 4.6215 | 4.1594 | 0 | 0 | 0 | 385.4521 | 1.4903 | 55235.1212 | 1.0748 | 4.1916 | 5.0067 | 4.2557 | 0 | 0 | 0 | 376.7326 | 0 | 0 | 0 | 0 | 0 | 0 | 0 | 759.0579 | 0 | 0 | 0 | 0 | 0 | 0 | 0 | 1235.9237 | 0 | 0 | 0 | 0 | 0 | 0 | 0 | 0 | 1146.7997 | 0 | 0 | 0 | 0.0042 | 0 | 0.00057666 | 0.00057666 | 769.4757 | 0 | 0 | 0 | 0.0042 | 0 | 0.00057666 | 0.00057666 | 1173.2082 | 0 | 0 | 0 | 0.0042 | 0 | 0 | 0.00057666 | 0.00057666 | 1099.3802
06/10 09:00:00 | 78.98 | 26.1 | 0% | 1.5877 | 58844.5776 | 1.0332 | 3.7194 | 4.7574 | 4.2816 | 0 | 0 | 0 | 385.4521 | 1.5877 | 58844.5776 | 1.0332 | 4.0294 | 5.1538 | 4.3808 | 0 | 0 | 0 | 376.7326 | 0 | 0 | 0 | 0 | 0 | 0 | 0 | 759.0579 | 0 | 0 | 0 | 0 | 0 | 0 | 0 | 1235.9237 | 0 | 0 | 0 | 0 | 0 | 0 | 0 | 0 | 1146.7997 | 0 | 0 | 0 | 0.0042 | 0 | 0.00057666 | 0.00057666 | 769.4763 | 0 | 0 | 0 | 0.0042 | 0 | 0.00057666 | 0.00057666 | 1173.2088 | 0 | 0 | 0 | 0.0042 | 0 | 0 | 0.00057666 | 0.00057666 | 1099.3808
06/10 10:00:00 | 82.04 | 27.8 | 0% | 1.6483 | 61090.3258 | 1.0036 | 3.6131 | 4.8419 | 4.3578 | 0 | 0 | 0 | 385.4521 | 1.6483 | 61090.3258 | 1.0036 | 3.9142 | 5.2454 | 4.4586 | 0 | 0 | 0 | 376.7326 | 0 | 0 | 0 | 0 | 0 | 0 | 0 | 759.0579 | 0 | 0 | 0 | 0 | 0 | 0 | 0 | 1235.9237 | 0 | 0 | 0 | 0 | 0 | 0 | 0 | 0 | 1146.7997 | 0 | 0 | 0 | 0.0042 | 0 | 0.00057666 | 0.00057666 | 769.4768 | 0 | 0 | 0 | 0.0042 | 0 | 0.00057666 | 0.00057666 | 1173.2094 | 0 | 0 | 0 | 0.0042 | 0 | 0 | 0.00057666 | 0.00057666 | 1099.3813
06/10 11:00:00 | 84.92 | 29.4 | 0% | 1.7063 | 63241.4437 | 0.97361 | 3.505 | 4.9235 | 4.4311 | 0 | 0 | 0 | 385.4521 | 1.7063 | 63241.4437 | 0.97361 | 3.7971 | 5.3338 | 4.5337 | 0 | 0 | 0 | 376.7326 | 0 | 0 | 0 | 0 | 0 | 0 | 0 | 759.0579 | 0 | 0 | 0 | 0 | 0 | 0 | 0 | 1235.9237 | 0 | 0 | 0 | 0 | 0 | 0 | 0 | 0 | 1146.7997 | 0 | 0 | 0 | 0.0042 | 0 | 0.00057666 | 0.00057666 | 769.4774 | 0 | 0 | 0 | 0.0042 | 0 | 0.00057666 | 0.00057666 | 1173.21 | 0 | 0 | 0 | 0.0042 | 0 | 0 | 0.00057666 | 0.00057666 | 1099.3819
06/10 12:00:00 | 87.08 | 30.6 | 0% | 1.7505 | 64878.6283 | 0.94996 | 3.4199 | 4.9861 | 4.4874 | 0 | 0 | 0 | 385.4521 | 1.7505 | 64878.6283 | 0.94996 | 3.7048 | 5.4016 | 4.5913 | 0 | 0 | 0 | 376.7326 | 0 | 0 | 0 | 0 | 0 | 0 | 0 | 759.0579 | 0 | 0 | 0 | 0 | 0 | 0 | 0 | 1235.9237 | 0 | 0 | 0 | 0 | 0 | 0 | 0 | 0 | 1146.7997 | 0 | 0 | 0 | 0.0042 | 0 | 0.00057666 | 0.00057666 | 769.478 | 0 | 0 | 0 | 0.0042 | 0 | 0.00057666 | 0.00057666 | 1173.2105 | 0 | 0 | 0 | 0.0042 | 0 | 0 | 0.00057666 | 0.00057666 | 1099.3825
06/10 13:00:00 | 87.08 | 30.6 | 0% | 1.7505 | 64878.6283 | 0.94996 | 3.4199 | 4.9861 | 4.4874 | 0 | 0 | 0 | 385.4521 | 1.7505 | 64878.6283 | 0.94996 | 3.7048 | 5.4016 | 4.5913 | 0 | 0 | 0 | 376.7326 | 0 | 0 | 0 | 0 | 0 | 0 | 0 | 759.0579 | 0 | 0 | 0 | 0 | 0 | 0 | 0 | 1235.9237 | 0 | 0 | 0 | 0 | 0 | 0 | 0 | 0 | 1146.7997 | 0 | 0 | 0 | 0.0042 | 0 | 0.00057666 | 0.00057666 | 769.4786 | 0 | 0 | 0 | 0.0042 | 0 | 0.00057666 | 0.00057666 | 1173.2111 | 0 | 0 | 0 | 0.0042 | 0 | 0 | 0.00057666 | 0.00057666 | 1099.3831
06/10 14:00:00 | 89.06 | 31.7 | 0% | 1.7914 | 66397.3365 | 0.92764 | 3.3395 | 5.0446 | 4.5401 | 0 | 0 | 0 | 385.4521 | 1.7914 | 66397.3365 | 0.92764 | 3.6178 | 5.4649 | 4.6452 | 0 | 0 | 0 | 376.7326 | 0 | 0 | 0 | 0 | 0 | 0 | 0 | 759.0579 | 0 | 0 | 0 | 0 | 0 | 0 | 0 | 1235.9237 | 0 | 0 | 0 | 0 | 0 | 0 | 0 | 0 | 1146.7997 | 0 | 0 | 0 | 0.0042 | 0 | 0.00057666 | 0.00057666 | 769.4791 | 0 | 0 | 0 | 0.0042 | 0 | 0.00057666 | 0.00057666 | 1173.2117 | 0 | 0 | 0 | 0.0042 | 0 | 0 | 0.00057666 | 0.00057666 | 1099.3836
06/10 15:00:00 | 87.98 | 31.1 | 0% | 1.769 | 65566.8211 | 0.93988 | 3.3836 | 5.0125 | 4.5113 | 0 | 0 | 0 | 385.4521 | 1.769 | 65566.8211 | 0.93988 | 3.6655 | 5.4302 | 4.6157 | 0 | 0 | 0 | 376.7326 | 0 | 0 | 0 | 0 | 0 | 0 | 0 | 759.0579 | 0 | 0 | 0 | 0 | 0 | 0 | 0 | 1235.9237 | 0 | 0 | 0 | 0 | 0 | 0 | 0 | 0 | 1146.7997 | 0 | 0 | 0 | 0.0042 | 0 | 0.00057666 | 0.00057666 | 769.4797 | 0 | 0 | 0 | 0.0042 | 0 | 0.00057666 | 0.00057666 | 1173.2123 | 0 | 0 | 0 | 0.0042 | 0 | 0 | 0.00057666 | 0.00057666 | 1099.3842
06/10 16:00:00 | 89.06 | 31.7 | 0% | 1.7914 | 66397.3365 | 0.92764 | 3.3395 | 5.0446 | 4.5401 | 0 | 0 | 0 | 385.4521 | 1.7914 | 66397.3365 | 0.92764 | 3.6178 | 5.4649 | 4.6452 | 0 | 0 | 0 | 376.7326 | 0 | 0 | 0 | 0 | 0 | 0 | 0 | 759.0579 | 0 | 0 | 0 | 0 | 0 | 0 | 0 | 1235.9237 | 0 | 0 | 0 | 0 | 0 | 0 | 0 | 0 | 1146.7997 | 0 | 0 | 0 | 0.0042 | 0 | 0.00057666 | 0.00057666 | 769.4803 | 0 | 0 | 0 | 0.0042 | 0 | 0.00057666 | 0.00057666 | 1173.2128 | 0 | 0 | 0 | 0.0042 | 0 | 0 | 0.00057666 | 0.00057666 | 1099.3848
06/10 17:00:00 | 87.08 | 30.6 | 0% | 1.7505 | 64878.6283 | 0.94996 | 3.4199 | 4.9861 | 4.4874 | 0 | 0 | 0 | 385.4521 | 1.7505 | 64878.6283 | 0.94996 | 3.7048 | 5.4016 | 4.5913 | 0 | 0 | 0 | 376.7326 | 0 | 0 | 0 | 0 | 0 | 0 | 0 | 759.0579 | 0 | 0 | 0 | 0 | 0 | 0 | 0 | 1235.9237 | 0 | 0 | 0 | 0 | 0 | 0 | 0 | 0 | 1146.7997 | 0 | 0 | 0 | 0.0042 | 0 | 0.00057666 | 0.00057666 | 769.4809 | 0 | 0 | 0 | 0.0042 | 0 | 0.00057666 | 0.00057666 | 1173.2134 | 0 | 0 | 0 | 0.0042 | 0 | 0 | 0.00057666 | 0.00057666 | 1099.3854
06/10 18:00:00 | 82.94 | 28.3 | 0% | 1.6663 | 61758.6468 | 0.99447 | 3.5801 | 4.8672 | 4.3805 | 0 | 0 | 0 | 385.4521 | 1.6663 | 61758.6468 | 0.99447 | 3.8784 | 5.2728 | 4.4819 | 0 | 0 | 0 | 376.7326 | 0 | 0 | 0 | 0 | 0 | 0 | 0 | 759.0579 | 0 | 0 | 0 | 0 | 0 | 0 | 0 | 1235.9237 | 0 | 0 | 0 | 0 | 0 | 0 | 0 | 0 | 1146.7997 | 0 | 0 | 0 | 0.0042 | 0 | 0.00057666 | 0.00057666 | 769.4814 | 0 | 0 | 0 | 0.0042 | 0 | 0.00057666 | 0.00057666 | 1173.214 | 0 | 0 | 0 | 0.0042 | 0 | 0 | 0.00057666 | 0.00057666 | 1099.3859
06/10 19:00:00 | 82.94 | 28.3 | 0% | 1.6663 | 61758.6468 | 0.99447 | 3.5801 | 4.8672 | 4.3805 | 0 | 0 | 0 | 385.4521 | 1.6663 | 61758.6468 | 0.99447 | 3.8784 | 5.2728 | 4.4819 | 0 | 0 | 0 | 376.7326 | 0 | 0 | 0 | 0 | 0 | 0 | 0 | 759.0579 | 0 | 0 | 0 | 0 | 0 | 0 | 0 | 1235.9237 | 0 | 0 | 0 | 0 | 0 | 0 | 0 | 0 | 1146.7997 | 0 | 0 | 0 | 0.0042 | 0 | 0.00057666 | 0.00057666 | 769.482 | 0 | 0 | 0 | 0.0042 | 0 | 0.00057666 | 0.00057666 | 1173.2146 | 0 | 0 | 0 | 0.0042 | 0 | 0 | 0.00057666 | 0.00057666 | 1099.3865
06/10 20:00:00 | 78.08 | 25.6 | 0% | 1.5701 | 58191.8702 | 1.0413 | 3.7487 | 4.7329 | 4.2596 | 0 | 0 | 0 | 385.4521 | 1.5701 | 58191.8702 | 1.0413 | 4.0611 | 5.1273 | 4.3582 | 0 | 0 | 0 | 376.7326 | 0 | 0 | 0 | 0 | 0 | 0 | 0 | 759.0579 | 0 | 0 | 0 | 0 | 0 | 0 | 0 | 1235.9237 | 0 | 0 | 0 | 0 | 0 | 0 | 0 | 0 | 1146.7997 | 0 | 0 | 0 | 0.0042 | 0 | 0.00057666 | 0.00057666 | 769.4826 | 0 | 0 | 0 | 0.0042 | 0 | 0.00057666 | 0.00057666 | 1173.2151 | 0 | 0 | 0 | 0.0042 | 0 | 0 | 0.00057666 | 0.00057666 | 1099.3871
06/10 21:00:00 | 75.02 | 23.9 | 0% | 1.5109 | 55999.208 | 1.0667 | 3.8401 | 4.6504 | 4.1853 | 0 | 0 | 0 | 385.4521 | 1.5109 | 55999.208 | 1.0667 | 4.1602 | 5.0379 | 4.2822 | 0 | 0 | 0 | 376.7326 | 0 | 0 | 0 | 0 | 0 | 0 | 0 | 759.0579 | 0 | 0 | 0 | 0 | 0 | 0 | 0 | 1235.9237 | 0 | 0 | 0 | 0 | 0 | 0 | 0 | 0 | 1146.7997 | 0 | 0 | 0 | 0.0042 | 0 | 0.00057666 | 0.00057666 | 769.4832 | 0 | 0 | 0 | 0.0042 | 0 | 0.00057666 | 0.00057666 | 1173.2157 | 0 | 0 | 0 | 0.0042 | 0 | 0 | 0.00057666 | 0.00057666 | 1099.3877
06/10 22:00:00 | 71.96 | 22.2 | 0% | 1.4528 | 53847.5669 | 1.0882 | 3.9177 | 4.5689 | 4.112 | 0 | 0 | 0 | 385.4521 | 1.4528 | 53847.5669 | 1.0882 | 4.2442 | 4.9496 | 4.2072 | 0 | 0 | 0 | 376.7326 | 0 | 0 | 0 | 0 | 0 | 0 | 0 | 759.0579 | 0 | 0 | 0 | 0 | 0 | 0 | 0 | 1235.9237 | 0 | 0 | 0 | 0 | 0 | 0 | 0 | 0 | 1146.7997 | 0 | 0 | 0 | 0.0042 | 0 | 0.00057666 | 0.00057666 | 769.4838 | 0 | 0 | 0 | 0.0042 | 0 | 0.00057666 | 0.00057666 | 1173.2163 | 0 | 0 | 0 | 0.0042 | 0 | 0 | 0.00057666 | 0.00057666 | 1099.3882
06/10 23:00:00 | 71.06 | 21.7 | 0% | 1.436 | 53222.538 | 1.0938 | 3.9376 | 4.545 | 4.0905 | 0 | 0 | 0 | 385.4521 | 1.436 | 53222.538 | 1.0938 | 4.2657 | 4.9237 | 4.1852 | 0 | 0 | 0 | 376.7326 | 0 | 0 | 0 | 0 | 0 | 0 | 0 | 759.0579 | 0 | 0 | 0 | 0 | 0 | 0 | 0 | 1235.9237 | 0 | 0 | 0 | 0 | 0 | 0 | 0 | 0 | 1146.7997 | 0 | 0 | 0 | 0.0042 | 0 | 0.00057666 | 0.00057666 | 769.4843 | 0 | 0 | 0 | 0.0042 | 0 | 0.00057666 | 0.00057666 | 1173.2169 | 0 | 0 | 0 | 0.0042 | 0 | 0 | 0.00057666 | 0.00057666 | 1099.3888
06/10 24:00:00 | 71.06 | 21.7 | 0% | 1.436 | 53222.538 | 1.0938 | 3.9376 | 4.545 | 4.0905 | 0 | 0 | 0 | 385.4521 | 1.436 | 53222.538 | 1.0938 | 4.2657 | 4.9237 | 4.1852 | 0 | 0 | 0 | 376.7326 | 0 | 0 | 0 | 0 | 0 | 0 | 0 | 759.0579 | 0 | 0 | 0 | 0 | 0 | 0 | 0 | 1235.9237 | 0 | 0 | 0 | 0 | 0 | 0 | 0 | 0 | 1146.7997 | 0 | 0 | 0 | 0.0042 | 0 | 0.00057666 | 0.00057666 | 769.4849 | 0 | 0 | 0 | 0.0042 | 0 | 0.00057666 | 0.00057666 | 1173.2175 | 0 | 0 | 0 | 0.0042 | 0 | 0 | 0.00057666 | 0.00057666 | 1099.3894
06/11 01:00:00 | 71.06 | 21.7 | 0% | 1.436 | 53222.538 | 1.0938 | 3.9376 | 4.545 | 4.0905 | 0 | 0 | 0 | 385.4521 | 1.436 | 53222.538 | 1.0938 | 4.2657 | 4.9237 | 4.1852 | 0 | 0 | 0 | 376.7326 | 0 | 0 | 0 | 0 | 0 | 0 | 0 | 759.0579 | 0 | 0 | 0 | 0 | 0 | 0 | 0 | 1235.9237 | 0 | 0 | 0 | 0 | 0 | 0 | 0 | 0 | 1146.7997 | 0 | 0 | 0 | 0.0042 | 0 | 0.00057666 | 0.00057666 | 769.4855 | 0 | 0 | 0 | 0.0042 | 0 | 0.00057666 | 0.00057666 | 1173.218 | 0 | 0 | 0 | 0.0042 | 0 | 0 | 0.00057666 | 0.00057666 | 1099.39
06/11 02:00:00 | 69.08 | 20.6 | 0% | 1.3992 | 51859.9654 | 1.1045 | 3.9762 | 4.4925 | 4.0432 | 0 | 0 | 0 | 385.4521 | 1.3992 | 51859.9654 | 1.1045 | 4.3075 | 4.8668 | 4.1368 | 0 | 0 | 0 | 376.7326 | 0 | 0 | 0 | 0 | 0 | 0 | 0 | 759.0579 | 0 | 0 | 0 | 0 | 0 | 0 | 0 | 1235.9237 | 0 | 0 | 0 | 0 | 0 | 0 | 0 | 0 | 1146.7997 | 0 | 0 | 0 | 0.0042 | 0 | 0.00057666 | 0.00057666 | 769.4861 | 0 | 0 | 0 | 0.0042 | 0 | 0.00057666 | 0.00057666 | 1173.2186 | 0 | 0 | 0 | 0.0042 | 0 | 0 | 0.00057666 | 0.00057666 | 1099.3906
06/11 03:00:00 | 68 | 20 | 0% | 1.3794 | 51123.983 | 1.1095 | 3.9942 | 4.4638 | 4.0174 | 0 | 0 | 0 | 385.4521 | 1.3794 | 51123.983 | 1.1095 | 4.327 | 4.8357 | 4.1104 | 0 | 0 | 0 | 376.7326 | 0 | 0 | 0 | 0 | 0 | 0 | 0 | 759.0579 | 0 | 0 | 0 | 0 | 0 | 0 | 0 | 1235.9237 | 0 | 0 | 0 | 0 | 0 | 0 | 0 | 0 | 1146.7997 | 0 | 0 | 0 | 0.0042 | 0 | 0.00057666 | 0.00057666 | 769.4866 | 0 | 0 | 0 | 0.0042 | 0 | 0.00057666 | 0.00057666 | 1173.2192 | 0 | 0 | 0 | 0.0042 | 0 | 0 | 0.00057666 | 0.00057666 | 1099.3911
06/11 04:00:00 | 68 | 20 | 0% | 1.3794 | 51123.983 | 1.1095 | 3.9942 | 4.4638 | 4.0174 | 0 | 0 | 0 | 385.4521 | 1.3794 | 51123.983 | 1.1095 | 4.327 | 4.8357 | 4.1104 | 0 | 0 | 0 | 376.7326 | 0 | 0 | 0 | 0 | 0 | 0 | 0 | 759.0579 | 0 | 0 | 0 | 0 | 0 | 0 | 0 | 1235.9237 | 0 | 0 | 0 | 0 | 0 | 0 | 0 | 0 | 1146.7997 | 0 | 0 | 0 | 0.0042 | 0 | 0.00057666 | 0.00057666 | 769.4872 | 0 | 0 | 0 | 0.0042 | 0 | 0.00057666 | 0.00057666 | 1173.2198 | 0 | 0 | 0 | 0.0042 | 0 | 0 | 0.00057666 | 0.00057666 | 1099.3917
06/11 05:00:00 | 68 | 20 | 0% | 1.3794 | 51123.983 | 1.1095 | 3.9942 | 4.4638 | 4.0174 | 0 | 0 | 0 | 385.4521 | 1.3794 | 51123.983 | 1.1095 | 4.327 | 4.8357 | 4.1104 | 0 | 0 | 0 | 376.7326 | 0 | 0 | 0 | 0 | 0 | 0 | 0 | 759.0579 | 0 | 0 | 0 | 0 | 0 | 0 | 0 | 1235.9237 | 0 | 0 | 0 | 0 | 0 | 0 | 0 | 0 | 1146.7997 | 0 | 0 | 0 | 0.0042 | 0 | 0.00057666 | 0.00057666 | 769.4878 | 0 | 0 | 0 | 0.0042 | 0 | 0.00057666 | 0.00057666 | 1173.2203 | 0 | 0 | 0 | 0.0042 | 0 | 0 | 0.00057666 | 0.00057666 | 1099.3923
06/11 06:00:00 | 68 | 20 | 0% | 1.3794 | 51123.983 | 1.1095 | 3.9942 | 4.4638 | 4.0174 | 0 | 0 | 0 | 385.4521 | 1.3794 | 51123.983 | 1.1095 | 4.327 | 4.8357 | 4.1104 | 0 | 0 | 0 | 376.7326 | 0 | 0 | 0 | 0 | 0 | 0 | 0 | 759.0579 | 0 | 0 | 0 | 0 | 0 | 0 | 0 | 1235.9237 | 0 | 0 | 0 | 0 | 0 | 0 | 0 | 0 | 1146.7997 | 0 | 0 | 0 | 0.0042 | 0 | 0.00057666 | 0.00057666 | 769.4884 | 0 | 0 | 0 | 0.0042 | 0 | 0.00057666 | 0.00057666 | 1173.2209 | 0 | 0 | 0 | 0.0042 | 0 | 0 | 0.00057666 | 0.00057666 | 1099.3929
06/11 07:00:00 | 69.98 | 21.1 | 0% | 1.4159 | 52477.1875 | 1.0999 | 3.9595 | 4.5163 | 4.0647 | 0 | 0 | 0 | 385.4521 | 1.4159 | 52477.1875 | 1.0999 | 4.2895 | 4.8927 | 4.1588 | 0 | 0 | 0 | 376.7326 | 0 | 0 | 0 | 0 | 0 | 0 | 0 | 759.0579 | 0 | 0 | 0 | 0 | 0 | 0 | 0 | 1235.9237 | 0 | 0 | 0 | 0 | 0 | 0 | 0 | 0 | 1146.7997 | 0 | 0 | 0 | 0.0042 | 0 | 0.00057666 | 0.00057666 | 769.4889 | 0 | 0 | 0 | 0.0042 | 0 | 0.00057666 | 0.00057666 | 1173.2215 | 0 | 0 | 0 | 0.0042 | 0 | 0 | 0.00057666 | 0.00057666 | 1099.3934
06/11 08:00:00 | 77 | 25 | 0% | 1.5491 | 57413.3053 | 1.0507 | 3.7824 | 4.7036 | 4.2332 | 0 | 0 | 0 | 385.4521 | 1.5491 | 57413.3053 | 1.0507 | 4.0976 | 5.0956 | 4.3312 | 0 | 0 | 0 | 376.7326 | 0 | 0 | 0 | 0 | 0 | 0 | 0 | 759.0579 | 0 | 0 | 0 | 0 | 0 | 0 | 0 | 1235.9237 | 0 | 0 | 0 | 0 | 0 | 0 | 0 | 0 | 1146.7997 | 0 | 0 | 0 | 0.0042 | 0 | 0.00057666 | 0.00057666 | 769.4895 | 0 | 0 | 0 | 0.0042 | 0 | 0.00057666 | 0.00057666 | 1173.2221 | 0 | 0 | 0 | 0.0042 | 0 | 0 | 0.00057666 | 0.00057666 | 1099.394
06/11 09:00:00 | 78.98 | 26.1 | 0% | 1.5877 | 58844.5776 | 1.0332 | 3.7194 | 4.7574 | 4.2816 | 0 | 0 | 0 | 385.4521 | 1.5877 | 58844.5776 | 1.0332 | 4.0294 | 5.1538 | 4.3808 | 0 | 0 | 0 | 376.7326 | 0 | 0 | 0 | 0 | 0 | 0 | 0 | 759.0579 | 0 | 0 | 0 | 0 | 0 | 0 | 0 | 1235.9237 | 0 | 0 | 0 | 0 | 0 | 0 | 0 | 0 | 1146.7997 | 0 | 0 | 0 | 0.0042 | 0 | 0.00057666 | 0.00057666 | 769.4901 | 0 | 0 | 0 | 0.0042 | 0 | 0.00057666 | 0.00057666 | 1173.2226 | 0 | 0 | 0 | 0.0042 | 0 | 0 | 0.00057666 | 0.00057666 | 1099.3946
06/11 10:00:00 | 78.98 | 26.1 | 0% | 1.5877 | 58844.5776 | 1.0332 | 3.7194 | 4.7574 | 4.2816 | 0 | 0 | 0 | 385.4521 | 1.5877 | 58844.5776 | 1.0332 | 4.0294 | 5.1538 | 4.3808 | 0 | 0 | 0 | 376.7326 | 0 | 0 | 0 | 0 | 0 | 0 | 0 | 759.0579 | 0 | 0 | 0 | 0 | 0 | 0 | 0 | 1235.9237 | 0 | 0 | 0 | 0 | 0 | 0 | 0 | 0 | 1146.7997 | 0 | 0 | 0 | 0.0042 | 0 | 0.00057666 | 0.00057666 | 769.4907 | 0 | 0 | 0 | 0.0042 | 0 | 0.00057666 | 0.00057666 | 1173.2232 | 0 | 0 | 0 | 0.0042 | 0 | 0 | 0.00057666 | 0.00057666 | 1099.3952
06/11 11:00:00 | 84.92 | 29.4 | 0% | 1.7063 | 63241.4437 | 0.97361 | 3.505 | 4.9235 | 4.4311 | 0 | 0 | 0 | 385.4521 | 1.7063 | 63241.4437 | 0.97361 | 3.7971 | 5.3338 | 4.5337 | 0 | 0 | 0 | 376.7326 | 0 | 0 | 0 | 0 | 0 | 0 | 0 | 759.0579 | 0 | 0 | 0 | 0 | 0 | 0 | 0 | 1235.9237 | 0 | 0 | 0 | 0 | 0 | 0 | 0 | 0 | 1146.7997 | 0 | 0 | 0 | 0.0042 | 0 | 0.00057666 | 0.00057666 | 769.4913 | 0 | 0 | 0 | 0.0042 | 0 | 0.00057666 | 0.00057666 | 1173.2238 | 0 | 0 | 0 | 0.0042 | 0 | 0 | 0.00057666 | 0.00057666 | 1099.3957
06/11 12:00:00 | 87.08 | 30.6 | 0% | 1.7505 | 64878.6283 | 0.94996 | 3.4199 | 4.9861 | 4.4874 | 0 | 0 | 0 | 385.4521 | 1.7505 | 64878.6283 | 0.94996 | 3.7048 | 5.4016 | 4.5913 | 0 | 0 | 0 | 376.7326 | 0 | 0 | 0 | 0 | 0 | 0 | 0 | 759.0579 | 0 | 0 | 0 | 0 | 0 | 0 | 0 | 1235.9237 | 0 | 0 | 0 | 0 | 0 | 0 | 0 | 0 | 1146.7997 | 0 | 0 | 0 | 0.0042 | 0 | 0.00057666 | 0.00057666 | 769.4918 | 0 | 0 | 0 | 0.0042 | 0 | 0.00057666 | 0.00057666 | 1173.2244 | 0 | 0 | 0 | 0.0042 | 0 | 0 | 0.00057666 | 0.00057666 | 1099.3963
06/11 13:00:00 | 87.08 | 30.6 | 0% | 1.7505 | 64878.6283 | 0.94996 | 3.4199 | 4.9861 | 4.4874 | 0 | 0 | 0 | 385.4521 | 1.7505 | 64878.6283 | 0.94996 | 3.7048 | 5.4016 | 4.5913 | 0 | 0 | 0 | 376.7326 | 0 | 0 | 0 | 0 | 0 | 0 | 0 | 759.0579 | 0 | 0 | 0 | 0 | 0 | 0 | 0 | 1235.9237 | 0 | 0 | 0 | 0 | 0 | 0 | 0 | 0 | 1146.7997 | 0 | 0 | 0 | 0.0042 | 0 | 0.00057666 | 0.00057666 | 769.4924 | 0 | 0 | 0 | 0.0042 | 0 | 0.00057666 | 0.00057666 | 1173.225 | 0 | 0 | 0 | 0.0042 | 0 | 0 | 0.00057666 | 0.00057666 | 1099.3969
06/11 14:00:00 | 73.94 | 23.3 | 0% | 1.4903 | 55235.1212 | 1.0748 | 3.8692 | 4.6215 | 4.1594 | 0 | 0 | 0 | 385.4521 | 1.4903 | 55235.1212 | 1.0748 | 4.1916 | 5.0067 | 4.2557 | 0 | 0 | 0 | 376.7326 | 0 | 0 | 0 | 0 | 0 | 0 | 0 | 759.0579 | 0 | 0 | 0 | 0 | 0 | 0 | 0 | 1235.9237 | 0 | 0 | 0 | 0 | 0 | 0 | 0 | 0 | 1146.7997 | 0 | 0 | 0 | 0.0042 | 0 | 0.00057666 | 0.00057666 | 769.493 | 0 | 0 | 0 | 0.0042 | 0 | 0.00057666 | 0.00057666 | 1173.2255 | 0 | 0 | 0 | 0.0042 | 0 | 0 | 0.00057666 | 0.00057666 | 1099.3975
06/11 15:00:00 | 77 | 25 | 0% | 1.5491 | 57413.3053 | 1.0507 | 3.7824 | 4.7036 | 4.2332 | 0 | 0 | 0 | 385.4521 | 1.5491 | 57413.3053 | 1.0507 | 4.0976 | 5.0956 | 4.3312 | 0 | 0 | 0 | 376.7326 | 0 | 0 | 0 | 0 | 0 | 0 | 0 | 759.0579 | 0 | 0 | 0 | 0 | 0 | 0 | 0 | 1235.9237 | 0 | 0 | 0 | 0 | 0 | 0 | 0 | 0 | 1146.7997 | 0 | 0 | 0 | 0.0042 | 0 | 0.00057666 | 0.00057666 | 769.4936 | 0 | 0 | 0 | 0.0042 | 0 | 0.00057666 | 0.00057666 | 1173.2261 | 0 | 0 | 0 | 0.0042 | 0 | 0 | 0.00057666 | 0.00057666 | 1099.3981
06/11 16:00:00 | 78.08 | 25.6 | 0% | 1.5701 | 58191.8702 | 1.0413 | 3.7487 | 4.7329 | 4.2596 | 0 | 0 | 0 | 385.4521 | 1.5701 | 58191.8702 | 1.0413 | 4.0611 | 5.1273 | 4.3582 | 0 | 0 | 0 | 376.7326 | 0 | 0 | 0 | 0 | 0 | 0 | 0 | 759.0579 | 0 | 0 | 0 | 0 | 0 | 0 | 0 | 1235.9237 | 0 | 0 | 0 | 0 | 0 | 0 | 0 | 0 | 1146.7997 | 0 | 0 | 0 | 0.0042 | 0 | 0.00057666 | 0.00057666 | 769.4941 | 0 | 0 | 0 | 0.0042 | 0 | 0.00057666 | 0.00057666 | 1173.2267 | 0 | 0 | 0 | 0.0042 | 0 | 0 | 0.00057666 | 0.00057666 | 1099.3986
06/11 17:00:00 | 78.08 | 25.6 | 0% | 1.5701 | 58191.8702 | 1.0413 | 3.7487 | 4.7329 | 4.2596 | 0 | 0 | 0 | 385.4521 | 1.5701 | 58191.8702 | 1.0413 | 4.0611 | 5.1273 | 4.3582 | 0 | 0 | 0 | 376.7326 | 0 | 0 | 0 | 0 | 0 | 0 | 0 | 759.0579 | 0 | 0 | 0 | 0 | 0 | 0 | 0 | 1235.9237 | 0 | 0 | 0 | 0 | 0 | 0 | 0 | 0 | 1146.7997 | 0 | 0 | 0 | 0.0042 | 0 | 0.00057666 | 0.00057666 | 769.4947 | 0 | 0 | 0 | 0.0042 | 0 | 0.00057666 | 0.00057666 | 1173.2273 | 0 | 0 | 0 | 0.0042 | 0 | 0 | 0.00057666 | 0.00057666 | 1099.3992
06/11 18:00:00 | 78.08 | 25.6 | 0% | 1.5701 | 58191.8702 | 1.0413 | 3.7487 | 4.7329 | 4.2596 | 0 | 0 | 0 | 385.4521 | 1.5701 | 58191.8702 | 1.0413 | 4.0611 | 5.1273 | 4.3582 | 0 | 0 | 0 | 376.7326 | 0 | 0 | 0 | 0 | 0 | 0 | 0 | 759.0579 | 0 | 0 | 0 | 0 | 0 | 0 | 0 | 1235.9237 | 0 | 0 | 0 | 0 | 0 | 0 | 0 | 0 | 1146.7997 | 0 | 0 | 0 | 0.0042 | 0 | 0.00057666 | 0.00057666 | 769.4953 | 0 | 0 | 0 | 0.0042 | 0 | 0.00057666 | 0.00057666 | 1173.2278 | 0 | 0 | 0 | 0.0042 | 0 | 0 | 0.00057666 | 0.00057666 | 1099.3998
06/11 19:00:00 | 78.08 | 25.6 | 0% | 1.5701 | 58191.8702 | 1.0413 | 3.7487 | 4.7329 | 4.2596 | 0 | 0 | 0 | 385.4521 | 1.5701 | 58191.8702 | 1.0413 | 4.0611 | 5.1273 | 4.3582 | 0 | 0 | 0 | 376.7326 | 0 | 0 | 0 | 0 | 0 | 0 | 0 | 759.0579 | 0 | 0 | 0 | 0 | 0 | 0 | 0 | 1235.9237 | 0 | 0 | 0 | 0 | 0 | 0 | 0 | 0 | 1146.7997 | 0 | 0 | 0 | 0.0042 | 0 | 0.00057666 | 0.00057666 | 769.4959 | 0 | 0 | 0 | 0.0042 | 0 | 0.00057666 | 0.00057666 | 1173.2284 | 0 | 0 | 0 | 0.0042 | 0 | 0 | 0.00057666 | 0.00057666 | 1099.4004
06/11 20:00:00 | 75.02 | 23.9 | 0% | 1.5109 | 55999.208 | 1.0667 | 3.8401 | 4.6504 | 4.1853 | 0 | 0 | 0 | 385.4521 | 1.5109 | 55999.208 | 1.0667 | 4.1602 | 5.0379 | 4.2822 | 0 | 0 | 0 | 376.7326 | 0 | 0 | 0 | 0 | 0 | 0 | 0 | 759.0579 | 0 | 0 | 0 | 0 | 0 | 0 | 0 | 1235.9237 | 0 | 0 | 0 | 0 | 0 | 0 | 0 | 0 | 1146.7997 | 0 | 0 | 0 | 0.0042 | 0 | 0.00057666 | 0.00057666 | 769.4964 | 0 | 0 | 0 | 0.0042 | 0 | 0.00057666 | 0.00057666 | 1173.229 | 0 | 0 | 0 | 0.0042 | 0 | 0 | 0.00057666 | 0.00057666 | 1099.4009
06/11 21:00:00 | 73.04 | 22.8 | 0% | 1.4732 | 54602.2855 | 1.0811 | 3.892 | 4.5976 | 4.1378 | 0 | 0 | 0 | 385.4521 | 1.4732 | 54602.2855 | 1.0811 | 4.2164 | 4.9807 | 4.2336 | 0 | 0 | 0 | 376.7326 | 0 | 0 | 0 | 0 | 0 | 0 | 0 | 759.0579 | 0 | 0 | 0 | 0 | 0 | 0 | 0 | 1235.9237 | 0 | 0 | 0 | 0 | 0 | 0 | 0 | 0 | 1146.7997 | 0 | 0 | 0 | 0.0042 | 0 | 0.00057666 | 0.00057666 | 769.497 | 0 | 0 | 0 | 0.0042 | 0 | 0.00057666 | 0.00057666 | 1173.2296 | 0 | 0 | 0 | 0.0042 | 0 | 0 | 0.00057666 | 0.00057666 | 1099.4015
06/11 22:00:00 | 71.96 | 22.2 | 0% | 1.4528 | 53847.5669 | 1.0882 | 3.9177 | 4.5689 | 4.112 | 0 | 0 | 0 | 385.4521 | 1.4528 | 53847.5669 | 1.0882 | 4.2442 | 4.9496 | 4.2072 | 0 | 0 | 0 | 376.7326 | 0 | 0 | 0 | 0 | 0 | 0 | 0 | 759.0579 | 0 | 0 | 0 | 0 | 0 | 0 | 0 | 1235.9237 | 0 | 0 | 0 | 0 | 0 | 0 | 0 | 0 | 1146.7997 | 0 | 0 | 0 | 0.0042 | 0 | 0.00057666 | 0.00057666 | 769.4976 | 0 | 0 | 0 | 0.0042 | 0 | 0.00057666 | 0.00057666 | 1173.2301 | 0 | 0 | 0 | 0.0042 | 0 | 0 | 0.00057666 | 0.00057666 | 1099.4021
06/11 23:00:00 | 73.04 | 22.8 | 0% | 1.4732 | 54602.2855 | 1.0811 | 3.892 | 4.5976 | 4.1378 | 0 | 0 | 0 | 385.4521 | 1.4732 | 54602.2855 | 1.0811 | 4.2164 | 4.9807 | 4.2336 | 0 | 0 | 0 | 376.7326 | 0 | 0 | 0 | 0 | 0 | 0 | 0 | 759.0579 | 0 | 0 | 0 | 0 | 0 | 0 | 0 | 1235.9237 | 0 | 0 | 0 | 0 | 0 | 0 | 0 | 0 | 1146.7997 | 0 | 0 | 0 | 0.0042 | 0 | 0.00057666 | 0.00057666 | 769.4982 | 0 | 0 | 0 | 0.0042 | 0 | 0.00057666 | 0.00057666 | 1173.2307 | 0 | 0 | 0 | 0.0042 | 0 | 0 | 0.00057666 | 0.00057666 | 1099.4027
06/11 24:00:00 | 71.06 | 21.7 | 0% | 1.436 | 53222.538 | 1.0938 | 3.9376 | 4.545 | 4.0905 | 0 | 0 | 0 | 385.4521 | 1.436 | 53222.538 | 1.0938 | 4.2657 | 4.9237 | 4.1852 | 0 | 0 | 0 | 376.7326 | 0 | 0 | 0 | 0 | 0 | 0 | 0 | 759.0579 | 0 | 0 | 0 | 0 | 0 | 0 | 0 | 1235.9237 | 0 | 0 | 0 | 0 | 0 | 0 | 0 | 0 | 1146.7997 | 0 | 0 | 0 | 0.0042 | 0 | 0.00057666 | 0.00057666 | 769.4987 | 0 | 0 | 0 | 0.0042 | 0 | 0.00057666 | 0.00057666 | 1173.2313 | 0 | 0 | 0 | 0.0042 | 0 | 0 | 0.00057666 | 0.00057666 | 1099.4032
06/12 01:00:00 | 71.06 | 21.7 | 0% | 1.436 | 53222.538 | 1.0938 | 3.9376 | 4.545 | 4.0905 | 0 | 0 | 0 | 385.4521 | 1.436 | 53222.538 | 1.0938 | 4.2657 | 4.9237 | 4.1852 | 0 | 0 | 0 | 376.7326 | 0 | 0 | 0 | 0 | 0 | 0 | 0 | 759.0579 | 0 | 0 | 0 | 0 | 0 | 0 | 0 | 1235.9237 | 0 | 0 | 0 | 0 | 0 | 0 | 0 | 0 | 1146.7997 | 0 | 0 | 0 | 0.0042 | 0 | 0.00057666 | 0.00057666 | 769.4993 | 0 | 0 | 0 | 0.0042 | 0 | 0.00057666 | 0.00057666 | 1173.2319 | 0 | 0 | 0 | 0.0042 | 0 | 0 | 0.00057666 | 0.00057666 | 1099.4038
06/12 02:00:00 | 71.06 | 21.7 | 0% | 1.436 | 53222.538 | 1.0938 | 3.9376 | 4.545 | 4.0905 | 0 | 0 | 0 | 385.4521 | 1.436 | 53222.538 | 1.0938 | 4.2657 | 4.9237 | 4.1852 | 0 | 0 | 0 | 376.7326 | 0 | 0 | 0 | 0 | 0 | 0 | 0 | 759.0579 | 0 | 0 | 0 | 0 | 0 | 0 | 0 | 1235.9237 | 0 | 0 | 0 | 0 | 0 | 0 | 0 | 0 | 1146.7997 | 0 | 0 | 0 | 0.0042 | 0 | 0.00057666 | 0.00057666 | 769.4999 | 0 | 0 | 0 | 0.0042 | 0 | 0.00057666 | 0.00057666 | 1173.2324 | 0 | 0 | 0 | 0.0042 | 0 | 0 | 0.00057666 | 0.00057666 | 1099.4044
06/12 03:00:00 | 69.98 | 21.1 | 0% | 1.4159 | 52477.1875 | 1.0999 | 3.9595 | 4.5163 | 4.0647 | 0 | 0 | 0 | 385.4521 | 1.4159 | 52477.1875 | 1.0999 | 4.2895 | 4.8927 | 4.1588 | 0 | 0 | 0 | 376.7326 | 0 | 0 | 0 | 0 | 0 | 0 | 0 | 759.0579 | 0 | 0 | 0 | 0 | 0 | 0 | 0 | 1235.9237 | 0 | 0 | 0 | 0 | 0 | 0 | 0 | 0 | 1146.7997 | 0 | 0 | 0 | 0.0042 | 0 | 0.00057666 | 0.00057666 | 769.5005 | 0 | 0 | 0 | 0.0042 | 0 | 0.00057666 | 0.00057666 | 1173.233 | 0 | 0 | 0 | 0.0042 | 0 | 0 | 0.00057666 | 0.00057666 | 1099.405
06/12 04:00:00 | 69.98 | 21.1 | 0% | 1.4159 | 52477.1875 | 1.0999 | 3.9595 | 4.5163 | 4.0647 | 0 | 0 | 0 | 385.4521 | 1.4159 | 52477.1875 | 1.0999 | 4.2895 | 4.8927 | 4.1588 | 0 | 0 | 0 | 376.7326 | 0 | 0 | 0 | 0 | 0 | 0 | 0 | 759.0579 | 0 | 0 | 0 | 0 | 0 | 0 | 0 | 1235.9237 | 0 | 0 | 0 | 0 | 0 | 0 | 0 | 0 | 1146.7997 | 0 | 0 | 0 | 0.0042 | 0 | 0.00057666 | 0.00057666 | 769.5011 | 0 | 0 | 0 | 0.0042 | 0 | 0.00057666 | 0.00057666 | 1173.2336 | 0 | 0 | 0 | 0.0042 | 0 | 0 | 0.00057666 | 0.00057666 | 1099.4055
06/12 05:00:00 | 69.98 | 21.1 | 0% | 1.4159 | 52477.1875 | 1.0999 | 3.9595 | 4.5163 | 4.0647 | 0 | 0 | 0 | 385.4521 | 1.4159 | 52477.1875 | 1.0999 | 4.2895 | 4.8927 | 4.1588 | 0 | 0 | 0 | 376.7326 | 0 | 0 | 0 | 0 | 0 | 0 | 0 | 759.0579 | 0 | 0 | 0 | 0 | 0 | 0 | 0 | 1235.9237 | 0 | 0 | 0 | 0 | 0 | 0 | 0 | 0 | 1146.7997 | 0 | 0 | 0 | 0.0042 | 0 | 0.00057666 | 0.00057666 | 769.5016 | 0 | 0 | 0 | 0.0042 | 0 | 0.00057666 | 0.00057666 | 1173.2342 | 0 | 0 | 0 | 0.0042 | 0 | 0 | 0.00057666 | 0.00057666 | 1099.4061
06/12 06:00:00 | 71.06 | 21.7 | 0% | 1.436 | 53222.538 | 1.0938 | 3.9376 | 4.545 | 4.0905 | 0 | 0 | 0 | 385.4521 | 1.436 | 53222.538 | 1.0938 | 4.2657 | 4.9237 | 4.1852 | 0 | 0 | 0 | 376.7326 | 0 | 0 | 0 | 0 | 0 | 0 | 0 | 759.0579 | 0 | 0 | 0 | 0 | 0 | 0 | 0 | 1235.9237 | 0 | 0 | 0 | 0 | 0 | 0 | 0 | 0 | 1146.7997 | 0 | 0 | 0 | 0.0042 | 0 | 0.00057666 | 0.00057666 | 769.5022 | 0 | 0 | 0 | 0.0042 | 0 | 0.00057666 | 0.00057666 | 1173.2348 | 0 | 0 | 0 | 0.0042 | 0 | 0 | 0.00057666 | 0.00057666 | 1099.4067
06/12 07:00:00 | 71.06 | 21.7 | 0% | 1.436 | 53222.538 | 1.0938 | 3.9376 | 4.545 | 4.0905 | 0 | 0 | 0 | 385.4521 | 1.436 | 53222.538 | 1.0938 | 4.2657 | 4.9237 | 4.1852 | 0 | 0 | 0 | 376.7326 | 0 | 0 | 0 | 0 | 0 | 0 | 0 | 759.0579 | 0 | 0 | 0 | 0 | 0 | 0 | 0 | 1235.9237 | 0 | 0 | 0 | 0 | 0 | 0 | 0 | 0 | 1146.7997 | 0 | 0 | 0 | 0.0042 | 0 | 0.00057666 | 0.00057666 | 769.5028 | 0 | 0 | 0 | 0.0042 | 0 | 0.00057666 | 0.00057666 | 1173.2353 | 0 | 0 | 0 | 0.0042 | 0 | 0 | 0.00057666 | 0.00057666 | 1099.4073
06/12 08:00:00 | 73.94 | 23.3 | 0% | 1.4903 | 55235.1212 | 1.0748 | 3.8692 | 4.6215 | 4.1594 | 0 | 0 | 0 | 385.4521 | 1.4903 | 55235.1212 | 1.0748 | 4.1916 | 5.0067 | 4.2557 | 0 | 0 | 0 | 376.7326 | 0 | 0 | 0 | 0 | 0 | 0 | 0 | 759.0579 | 0 | 0 | 0 | 0 | 0 | 0 | 0 | 1235.9237 | 0 | 0 | 0 | 0 | 0 | 0 | 0 | 0 | 1146.7997 | 0 | 0 | 0 | 0.0042 | 0 | 0.00057666 | 0.00057666 | 769.5034 | 0 | 0 | 0 | 0.0042 | 0 | 0.00057666 | 0.00057666 | 1173.2359 | 0 | 0 | 0 | 0.0042 | 0 | 0 | 0.00057666 | 0.00057666 | 1099.4079
06/12 09:00:00 | 75.92 | 24.4 | 0% | 1.5282 | 56639.8504 | 1.0596 | 3.8146 | 4.6745 | 4.2071 | 0 | 0 | 0 | 385.4521 | 1.5282 | 56639.8504 | 1.0596 | 4.1325 | 5.0641 | 4.3044 | 0 | 0 | 0 | 376.7326 | 0 | 0 | 0 | 0 | 0 | 0 | 0 | 759.0579 | 0 | 0 | 0 | 0 | 0 | 0 | 0 | 1235.9237 | 0 | 0 | 0 | 0 | 0 | 0 | 0 | 0 | 1146.7997 | 0 | 0 | 0 | 0.0042 | 0 | 0.00057666 | 0.00057666 | 769.5039 | 0 | 0 | 0 | 0.0042 | 0 | 0.00057666 | 0.00057666 | 1173.2365 | 0 | 0 | 0 | 0.0042 | 0 | 0 | 0.00057666 | 0.00057666 | 1099.4084
06/12 10:00:00 | 78.08 | 25.6 | 0% | 1.5701 | 58191.8702 | 1.0413 | 3.7487 | 4.7329 | 4.2596 | 0 | 0 | 0 | 385.4521 | 1.5701 | 58191.8702 | 1.0413 | 4.0611 | 5.1273 | 4.3582 | 0 | 0 | 0 | 376.7326 | 0 | 0 | 0 | 0 | 0 | 0 | 0 | 759.0579 | 0 | 0 | 0 | 0 | 0 | 0 | 0 | 1235.9237 | 0 | 0 | 0 | 0 | 0 | 0 | 0 | 0 | 1146.7997 | 0 | 0 | 0 | 0.0042 | 0 | 0.00057666 | 0.00057666 | 769.5045 | 0 | 0 | 0 | 0.0042 | 0 | 0.00057666 | 0.00057666 | 1173.2371 | 0 | 0 | 0 | 0.0042 | 0 | 0 | 0.00057666 | 0.00057666 | 1099.409
06/12 11:00:00 | 80.06 | 26.7 | 0% | 1.6089 | 59632.5105 | 1.0231 | 3.6831 | 4.787 | 4.3083 | 0 | 0 | 0 | 385.4521 | 1.6089 | 59632.5105 | 1.0231 | 3.99 | 5.1859 | 4.408 | 0 | 0 | 0 | 376.7326 | 0 | 0 | 0 | 0 | 0 | 0 | 0 | 759.0579 | 0 | 0 | 0 | 0 | 0 | 0 | 0 | 1235.9237 | 0 | 0 | 0 | 0 | 0 | 0 | 0 | 0 | 1146.7997 | 0 | 0 | 0 | 0.0042 | 0 | 0.00057666 | 0.00057666 | 769.5051 | 0 | 0 | 0 | 0.0042 | 0 | 0.00057666 | 0.00057666 | 1173.2376 | 0 | 0 | 0 | 0.0042 | 0 | 0 | 0.00057666 | 0.00057666 | 1099.4096
06/12 12:00:00 | 82.04 | 27.8 | 0% | 1.6483 | 61090.3258 | 1.0036 | 3.6131 | 4.8419 | 4.3578 | 0 | 0 | 0 | 385.4521 | 1.6483 | 61090.3258 | 1.0036 | 3.9142 | 5.2454 | 4.4586 | 0 | 0 | 0 | 376.7326 | 0 | 0 | 0 | 0 | 0 | 0 | 0 | 759.0579 | 0 | 0 | 0 | 0 | 0 | 0 | 0 | 1235.9237 | 0 | 0 | 0 | 0 | 0 | 0 | 0 | 0 | 1146.7997 | 0 | 0 | 0 | 0.0042 | 0 | 0.00057666 | 0.00057666 | 769.5057 | 0 | 0 | 0 | 0.0042 | 0 | 0.00057666 | 0.00057666 | 1173.2382 | 0 | 0 | 0 | 0.0042 | 0 | 0 | 0.00057666 | 0.00057666 | 1099.4102
06/12 13:00:00 | 82.04 | 27.8 | 0% | 1.6483 | 61090.3258 | 1.0036 | 3.6131 | 4.8419 | 4.3578 | 0 | 0 | 0 | 385.4521 | 1.6483 | 61090.3258 | 1.0036 | 3.9142 | 5.2454 | 4.4586 | 0 | 0 | 0 | 376.7326 | 0 | 0 | 0 | 0 | 0 | 0 | 0 | 759.0579 | 0 | 0 | 0 | 0 | 0 | 0 | 0 | 1235.9237 | 0 | 0 | 0 | 0 | 0 | 0 | 0 | 0 | 1146.7997 | 0 | 0 | 0 | 0.0042 | 0 | 0.00057666 | 0.00057666 | 769.5062 | 0 | 0 | 0 | 0.0042 | 0 | 0.00057666 | 0.00057666 | 1173.2388 | 0 | 0 | 0 | 0.0042 | 0 | 0 | 0.00057666 | 0.00057666 | 1099.4107
06/12 14:00:00 | 84.92 | 29.4 | 0% | 1.7063 | 63241.4437 | 0.97361 | 3.505 | 4.9235 | 4.4311 | 0 | 0 | 0 | 385.4521 | 1.7063 | 63241.4437 | 0.97361 | 3.7971 | 5.3338 | 4.5337 | 0 | 0 | 0 | 376.7326 | 0 | 0 | 0 | 0 | 0 | 0 | 0 | 759.0579 | 0 | 0 | 0 | 0 | 0 | 0 | 0 | 1235.9237 | 0 | 0 | 0 | 0 | 0 | 0 | 0 | 0 | 1146.7997 | 0 | 0 | 0 | 0.0042 | 0 | 0.00057666 | 0.00057666 | 769.5068 | 0 | 0 | 0 | 0.0042 | 0 | 0.00057666 | 0.00057666 | 1173.2394 | 0 | 0 | 0 | 0.0042 | 0 | 0 | 0.00057666 | 0.00057666 | 1099.4113
06/12 15:00:00 | 87.98 | 31.1 | 0% | 1.769 | 65566.8211 | 0.93988 | 3.3836 | 5.0125 | 4.5113 | 0 | 0 | 0 | 385.4521 | 1.769 | 65566.8211 | 0.93988 | 3.6655 | 5.4302 | 4.6157 | 0 | 0 | 0 | 376.7326 | 0 | 0 | 0 | 0 | 0 | 0 | 0 | 759.0579 | 0 | 0 | 0 | 0 | 0 | 0 | 0 | 1235.9237 | 0 | 0 | 0 | 0 | 0 | 0 | 0 | 0 | 1146.7997 | 0 | 0 | 0 | 0.0042 | 0 | 0.00057666 | 0.00057666 | 769.5074 | 0 | 0 | 0 | 0.0042 | 0 | 0.00057666 | 0.00057666 | 1173.2399 | 0 | 0 | 0 | 0.0042 | 0 | 0 | 0.00057666 | 0.00057666 | 1099.4119
06/12 16:00:00 | 82.94 | 28.3 | 0% | 1.6663 | 61758.6468 | 0.99447 | 3.5801 | 4.8672 | 4.3805 | 0 | 0 | 0 | 385.4521 | 1.6663 | 61758.6468 | 0.99447 | 3.8784 | 5.2728 | 4.4819 | 0 | 0 | 0 | 376.7326 | 0 | 0 | 0 | 0 | 0 | 0 | 0 | 759.0579 | 0 | 0 | 0 | 0 | 0 | 0 | 0 | 1235.9237 | 0 | 0 | 0 | 0 | 0 | 0 | 0 | 0 | 1146.7997 | 0 | 0 | 0 | 0.0042 | 0 | 0.00057666 | 0.00057666 | 769.508 | 0 | 0 | 0 | 0.0042 | 0 | 0.00057666 | 0.00057666 | 1173.2405 | 0 | 0 | 0 | 0.0042 | 0 | 0 | 0.00057666 | 0.00057666 | 1099.4125
06/12 17:00:00 | 78.98 | 26.1 | 0% | 1.5877 | 58844.5776 | 1.0332 | 3.7194 | 4.7574 | 4.2816 | 0 | 0 | 0 | 385.4521 | 1.5877 | 58844.5776 | 1.0332 | 4.0294 | 5.1538 | 4.3808 | 0 | 0 | 0 | 376.7326 | 0 | 0 | 0 | 0 | 0 | 0 | 0 | 759.0579 | 0 | 0 | 0 | 0 | 0 | 0 | 0 | 1235.9237 | 0 | 0 | 0 | 0 | 0 | 0 | 0 | 0 | 1146.7997 | 0 | 0 | 0 | 0.0042 | 0 | 0.00057666 | 0.00057666 | 769.5086 | 0 | 0 | 0 | 0.0042 | 0 | 0.00057666 | 0.00057666 | 1173.2411 | 0 | 0 | 0 | 0.0042 | 0 | 0 | 0.00057666 | 0.00057666 | 1099.413
06/12 18:00:00 | 75.92 | 24.4 | 0% | 1.5282 | 56639.8504 | 1.0596 | 3.8146 | 4.6745 | 4.2071 | 0 | 0 | 0 | 385.4521 | 1.5282 | 56639.8504 | 1.0596 | 4.1325 | 5.0641 | 4.3044 | 0 | 0 | 0 | 376.7326 | 0 | 0 | 0 | 0 | 0 | 0 | 0 | 759.0579 | 0 | 0 | 0 | 0 | 0 | 0 | 0 | 1235.9237 | 0 | 0 | 0 | 0 | 0 | 0 | 0 | 0 | 1146.7997 | 0 | 0 | 0 | 0.0042 | 0 | 0.00057666 | 0.00057666 | 769.5091 | 0 | 0 | 0 | 0.0042 | 0 | 0.00057666 | 0.00057666 | 1173.2417 | 0 | 0 | 0 | 0.0042 | 0 | 0 | 0.00057666 | 0.00057666 | 1099.4136
06/12 19:00:00 | 73.94 | 23.3 | 0% | 1.4903 | 55235.1212 | 1.0748 | 3.8692 | 4.6215 | 4.1594 | 0 | 0 | 0 | 385.4521 | 1.4903 | 55235.1212 | 1.0748 | 4.1916 | 5.0067 | 4.2557 | 0 | 0 | 0 | 376.7326 | 0 | 0 | 0 | 0 | 0 | 0 | 0 | 759.0579 | 0 | 0 | 0 | 0 | 0 | 0 | 0 | 1235.9237 | 0 | 0 | 0 | 0 | 0 | 0 | 0 | 0 | 1146.7997 | 0 | 0 | 0 | 0.0042 | 0 | 0.00057666 | 0.00057666 | 769.5097 | 0 | 0 | 0 | 0.0042 | 0 | 0.00057666 | 0.00057666 | 1173.2423 | 0 | 0 | 0 | 0.0042 | 0 | 0 | 0.00057666 | 0.00057666 | 1099.4142
06/12 20:00:00 | 73.94 | 23.3 | 0% | 1.4903 | 55235.1212 | 1.0748 | 3.8692 | 4.6215 | 4.1594 | 0 | 0 | 0 | 385.4521 | 1.4903 | 55235.1212 | 1.0748 | 4.1916 | 5.0067 | 4.2557 | 0 | 0 | 0 | 376.7326 | 0 | 0 | 0 | 0 | 0 | 0 | 0 | 759.0579 | 0 | 0 | 0 | 0 | 0 | 0 | 0 | 1235.9237 | 0 | 0 | 0 | 0 | 0 | 0 | 0 | 0 | 1146.7997 | 0 | 0 | 0 | 0.0042 | 0 | 0.00057666 | 0.00057666 | 769.5103 | 0 | 0 | 0 | 0.0042 | 0 | 0.00057666 | 0.00057666 | 1173.2428 | 0 | 0 | 0 | 0.0042 | 0 | 0 | 0.00057666 | 0.00057666 | 1099.4148
06/12 21:00:00 | 75.02 | 23.9 | 0% | 1.5109 | 55999.208 | 1.0667 | 3.8401 | 4.6504 | 4.1853 | 0 | 0 | 0 | 385.4521 | 1.5109 | 55999.208 | 1.0667 | 4.1602 | 5.0379 | 4.2822 | 0 | 0 | 0 | 376.7326 | 0 | 0 | 0 | 0 | 0 | 0 | 0 | 759.0579 | 0 | 0 | 0 | 0 | 0 | 0 | 0 | 1235.9237 | 0 | 0 | 0 | 0 | 0 | 0 | 0 | 0 | 1146.7997 | 0 | 0 | 0 | 0.0042 | 0 | 0.00057666 | 0.00057666 | 769.5109 | 0 | 0 | 0 | 0.0042 | 0 | 0.00057666 | 0.00057666 | 1173.2434 | 0 | 0 | 0 | 0.0042 | 0 | 0 | 0.00057666 | 0.00057666 | 1099.4154
06/12 22:00:00 | 73.94 | 23.3 | 0% | 1.4903 | 55235.1212 | 1.0748 | 3.8692 | 4.6215 | 4.1594 | 0 | 0 | 0 | 385.4521 | 1.4903 | 55235.1212 | 1.0748 | 4.1916 | 5.0067 | 4.2557 | 0 | 0 | 0 | 376.7326 | 0 | 0 | 0 | 0 | 0 | 0 | 0 | 759.0579 | 0 | 0 | 0 | 0 | 0 | 0 | 0 | 1235.9237 | 0 | 0 | 0 | 0 | 0 | 0 | 0 | 0 | 1146.7997 | 0 | 0 | 0 | 0.0042 | 0 | 0.00057666 | 0.00057666 | 769.5114 | 0 | 0 | 0 | 0.0042 | 0 | 0.00057666 | 0.00057666 | 1173.244 | 0 | 0 | 0 | 0.0042 | 0 | 0 | 0.00057666 | 0.00057666 | 1099.4159
06/12 23:00:00 | 73.04 | 22.8 | 0% | 1.4732 | 54602.2855 | 1.0811 | 3.892 | 4.5976 | 4.1378 | 0 | 0 | 0 | 385.4521 | 1.4732 | 54602.2855 | 1.0811 | 4.2164 | 4.9807 | 4.2336 | 0 | 0 | 0 | 376.7326 | 0 | 0 | 0 | 0 | 0 | 0 | 0 | 759.0579 | 0 | 0 | 0 | 0 | 0 | 0 | 0 | 1235.9237 | 0 | 0 | 0 | 0 | 0 | 0 | 0 | 0 | 1146.7997 | 0 | 0 | 0 | 0.0042 | 0 | 0.00057666 | 0.00057666 | 769.512 | 0 | 0 | 0 | 0.0042 | 0 | 0.00057666 | 0.00057666 | 1173.2446 | 0 | 0 | 0 | 0.0042 | 0 | 0 | 0.00057666 | 0.00057666 | 1099.4165
06/12 24:00:00 | 71.96 | 22.2 | 0% | 1.4528 | 53847.5669 | 1.0882 | 3.9177 | 4.5689 | 4.112 | 0 | 0 | 0 | 385.4521 | 1.4528 | 53847.5669 | 1.0882 | 4.2442 | 4.9496 | 4.2072 | 0 | 0 | 0 | 376.7326 | 0 | 0 | 0 | 0 | 0 | 0 | 0 | 759.0579 | 0 | 0 | 0 | 0 | 0 | 0 | 0 | 1235.9237 | 0 | 0 | 0 | 0 | 0 | 0 | 0 | 0 | 1146.7997 | 0 | 0 | 0 | 0.0042 | 0 | 0.00057666 | 0.00057666 | 769.5126 | 0 | 0 | 0 | 0.0042 | 0 | 0.00057666 | 0.00057666 | 1173.2451 | 0 | 0 | 0 | 0.0042 | 0 | 0 | 0.00057666 | 0.00057666 | 1099.4171
06/13 01:00:00 | 71.96 | 22.2 | 0% | 1.4528 | 53847.5669 | 1.0882 | 3.9177 | 4.5689 | 4.112 | 0 | 0 | 0 | 385.4521 | 1.4528 | 53847.5669 | 1.0882 | 4.2442 | 4.9496 | 4.2072 | 0 | 0 | 0 | 376.7326 | 0 | 0 | 0 | 0 | 0 | 0 | 0 | 759.0579 | 0 | 0 | 0 | 0 | 0 | 0 | 0 | 1235.9237 | 0 | 0 | 0 | 0 | 0 | 0 | 0 | 0 | 1146.7997 | 0 | 0 | 0 | 0.0042 | 0 | 0.00057666 | 0.00057666 | 769.5132 | 0 | 0 | 0 | 0.0042 | 0 | 0.00057666 | 0.00057666 | 1173.2457 | 0 | 0 | 0 | 0.0042 | 0 | 0 | 0.00057666 | 0.00057666 | 1099.4177
06/13 02:00:00 | 69.08 | 20.6 | 0% | 1.3992 | 51859.9654 | 1.1045 | 3.9762 | 4.4925 | 4.0432 | 0 | 0 | 0 | 385.4521 | 1.3992 | 51859.9654 | 1.1045 | 4.3075 | 4.8668 | 4.1368 | 0 | 0 | 0 | 376.7326 | 0 | 0 | 0 | 0 | 0 | 0 | 0 | 759.0579 | 0 | 0 | 0 | 0 | 0 | 0 | 0 | 1235.9237 | 0 | 0 | 0 | 0 | 0 | 0 | 0 | 0 | 1146.7997 | 0 | 0 | 0 | 0.0042 | 0 | 0.00057666 | 0.00057666 | 769.5137 | 0 | 0 | 0 | 0.0042 | 0 | 0.00057666 | 0.00057666 | 1173.2463 | 0 | 0 | 0 | 0.0042 | 0 | 0 | 0.00057666 | 0.00057666 | 1099.4182
06/13 03:00:00 | 68 | 20 | 0% | 1.3794 | 51123.983 | 1.1095 | 3.9942 | 4.4638 | 4.0174 | 0 | 0 | 0 | 385.4521 | 1.3794 | 51123.983 | 1.1095 | 4.327 | 4.8357 | 4.1104 | 0 | 0 | 0 | 376.7326 | 0 | 0 | 0 | 0 | 0 | 0 | 0 | 759.0579 | 0 | 0 | 0 | 0 | 0 | 0 | 0 | 1235.9237 | 0 | 0 | 0 | 0 | 0 | 0 | 0 | 0 | 1146.7997 | 0 | 0 | 0 | 0.0042 | 0 | 0.00057666 | 0.00057666 | 769.5143 | 0 | 0 | 0 | 0.0042 | 0 | 0.00057666 | 0.00057666 | 1173.2469 | 0 | 0 | 0 | 0.0042 | 0 | 0 | 0.00057666 | 0.00057666 | 1099.4188
06/13 04:00:00 | 68 | 20 | 0% | 1.3794 | 51123.983 | 1.1095 | 3.9942 | 4.4638 | 4.0174 | 0 | 0 | 0 | 385.4521 | 1.3794 | 51123.983 | 1.1095 | 4.327 | 4.8357 | 4.1104 | 0 | 0 | 0 | 376.7326 | 0 | 0 | 0 | 0 | 0 | 0 | 0 | 759.0579 | 0 | 0 | 0 | 0 | 0 | 0 | 0 | 1235.9237 | 0 | 0 | 0 | 0 | 0 | 0 | 0 | 0 | 1146.7997 | 0 | 0 | 0 | 0.0042 | 0 | 0.00057666 | 0.00057666 | 769.5149 | 0 | 0 | 0 | 0.0042 | 0 | 0.00057666 | 0.00057666 | 1173.2474 | 0 | 0 | 0 | 0.0042 | 0 | 0 | 0.00057666 | 0.00057666 | 1099.4194
06/13 05:00:00 | 68 | 20 | 0% | 1.3794 | 51123.983 | 1.1095 | 3.9942 | 4.4638 | 4.0174 | 0 | 0 | 0 | 385.4521 | 1.3794 | 51123.983 | 1.1095 | 4.327 | 4.8357 | 4.1104 | 0 | 0 | 0 | 376.7326 | 0 | 0 | 0 | 0 | 0 | 0 | 0 | 759.0579 | 0 | 0 | 0 | 0 | 0 | 0 | 0 | 1235.9237 | 0 | 0 | 0 | 0 | 0 | 0 | 0 | 0 | 1146.7997 | 0 | 0 | 0 | 0.0042 | 0 | 0.00057666 | 0.00057666 | 769.5155 | 0 | 0 | 0 | 0.0042 | 0 | 0.00057666 | 0.00057666 | 1173.248 | 0 | 0 | 0 | 0.0042 | 0 | 0 | 0.00057666 | 0.00057666 | 1099.42
06/13 06:00:00 | 71.06 | 21.7 | 0% | 1.436 | 53222.538 | 1.0938 | 3.9376 | 4.545 | 4.0905 | 0 | 0 | 0 | 385.4521 | 1.436 | 53222.538 | 1.0938 | 4.2657 | 4.9237 | 4.1852 | 0 | 0 | 0 | 376.7326 | 0 | 0 | 0 | 0 | 0 | 0 | 0 | 759.0579 | 0 | 0 | 0 | 0 | 0 | 0 | 0 | 1235.9237 | 0 | 0 | 0 | 0 | 0 | 0 | 0 | 0 | 1146.7997 | 0 | 0 | 0 | 0.0042 | 0 | 0.00057666 | 0.00057666 | 769.516 | 0 | 0 | 0 | 0.0042 | 0 | 0.00057666 | 0.00057666 | 1173.2486 | 0 | 0 | 0 | 0.0042 | 0 | 0 | 0.00057666 | 0.00057666 | 1099.4205
06/13 07:00:00 | 71.06 | 21.7 | 0% | 1.436 | 53222.538 | 1.0938 | 3.9376 | 4.545 | 4.0905 | 0 | 0 | 0 | 385.4521 | 1.436 | 53222.538 | 1.0938 | 4.2657 | 4.9237 | 4.1852 | 0 | 0 | 0 | 376.7326 | 0 | 0 | 0 | 0 | 0 | 0 | 0 | 759.0579 | 0 | 0 | 0 | 0 | 0 | 0 | 0 | 1235.9237 | 0 | 0 | 0 | 0 | 0 | 0 | 0 | 0 | 1146.7997 | 0 | 0 | 0 | 0.0042 | 0 | 0.00057666 | 0.00057666 | 769.5166 | 0 | 0 | 0 | 0.0042 | 0 | 0.00057666 | 0.00057666 | 1173.2492 | 0 | 0 | 0 | 0.0042 | 0 | 0 | 0.00057666 | 0.00057666 | 1099.4211
06/13 08:00:00 | 75.92 | 24.4 | 0% | 1.5282 | 56639.8504 | 1.0596 | 3.8146 | 4.6745 | 4.2071 | 0 | 0 | 0 | 385.4521 | 1.5282 | 56639.8504 | 1.0596 | 4.1325 | 5.0641 | 4.3044 | 0 | 0 | 0 | 376.7326 | 0 | 0 | 0 | 0 | 0 | 0 | 0 | 759.0579 | 0 | 0 | 0 | 0 | 0 | 0 | 0 | 1235.9237 | 0 | 0 | 0 | 0 | 0 | 0 | 0 | 0 | 1146.7997 | 0 | 0 | 0 | 0.0042 | 0 | 0.00057666 | 0.00057666 | 769.5172 | 0 | 0 | 0 | 0.0042 | 0 | 0.00057666 | 0.00057666 | 1173.2497 | 0 | 0 | 0 | 0.0042 | 0 | 0 | 0.00057666 | 0.00057666 | 1099.4217
06/13 09:00:00 | 80.06 | 26.7 | 0% | 1.6089 | 59632.5105 | 1.0231 | 3.6831 | 4.787 | 4.3083 | 0 | 0 | 0 | 385.4521 | 1.6089 | 59632.5105 | 1.0231 | 3.99 | 5.1859 | 4.408 | 0 | 0 | 0 | 376.7326 | 0 | 0 | 0 | 0 | 0 | 0 | 0 | 759.0579 | 0 | 0 | 0 | 0 | 0 | 0 | 0 | 1235.9237 | 0 | 0 | 0 | 0 | 0 | 0 | 0 | 0 | 1146.7997 | 0 | 0 | 0 | 0.0042 | 0 | 0.00057666 | 0.00057666 | 769.5178 | 0 | 0 | 0 | 0.0042 | 0 | 0.00057666 | 0.00057666 | 1173.2503 | 0 | 0 | 0 | 0.0042 | 0 | 0 | 0.00057666 | 0.00057666 | 1099.4223
06/13 10:00:00 | 82.94 | 28.3 | 0% | 1.6663 | 61758.6468 | 0.99447 | 3.5801 | 4.8672 | 4.3805 | 0 | 0 | 0 | 385.4521 | 1.6663 | 61758.6468 | 0.99447 | 3.8784 | 5.2728 | 4.4819 | 0 | 0 | 0 | 376.7326 | 0 | 0 | 0 | 0 | 0 | 0 | 0 | 759.0579 | 0 | 0 | 0 | 0 | 0 | 0 | 0 | 1235.9237 | 0 | 0 | 0 | 0 | 0 | 0 | 0 | 0 | 1146.7997 | 0 | 0 | 0 | 0.0042 | 0 | 0.00057666 | 0.00057666 | 769.5184 | 0 | 0 | 0 | 0.0042 | 0 | 0.00057666 | 0.00057666 | 1173.2509 | 0 | 0 | 0 | 0.0042 | 0 | 0 | 0.00057666 | 0.00057666 | 1099.4228
06/13 11:00:00 | 86 | 30 | 0% | 1.7283 | 64057.4811 | 0.96189 | 3.4628 | 4.9546 | 4.4591 | 0 | 0 | 0 | 385.4521 | 1.7283 | 64057.4811 | 0.96189 | 3.7514 | 5.3675 | 4.5624 | 0 | 0 | 0 | 376.7326 | 0 | 0 | 0 | 0 | 0 | 0 | 0 | 759.0579 | 0 | 0 | 0 | 0 | 0 | 0 | 0 | 1235.9237 | 0 | 0 | 0 | 0 | 0 | 0 | 0 | 0 | 1146.7997 | 0 | 0 | 0 | 0.0042 | 0 | 0.00057666 | 0.00057666 | 769.5189 | 0 | 0 | 0 | 0.0042 | 0 | 0.00057666 | 0.00057666 | 1173.2515 | 0 | 0 | 0 | 0.0042 | 0 | 0 | 0.00057666 | 0.00057666 | 1099.4234
06/13 12:00:00 | 87.08 | 30.6 | 0% | 1.7505 | 64878.6283 | 0.94996 | 3.4199 | 4.9861 | 4.4874 | 0 | 0 | 0 | 385.4521 | 1.7505 | 64878.6283 | 0.94996 | 3.7048 | 5.4016 | 4.5913 | 0 | 0 | 0 | 376.7326 | 0 | 0 | 0 | 0 | 0 | 0 | 0 | 759.0579 | 0 | 0 | 0 | 0 | 0 | 0 | 0 | 1235.9237 | 0 | 0 | 0 | 0 | 0 | 0 | 0 | 0 | 1146.7997 | 0 | 0 | 0 | 0.0042 | 0 | 0.00057666 | 0.00057666 | 769.5195 | 0 | 0 | 0 | 0.0042 | 0 | 0.00057666 | 0.00057666 | 1173.2521 | 0 | 0 | 0 | 0.0042 | 0 | 0 | 0.00057666 | 0.00057666 | 1099.424
06/13 13:00:00 | 87.08 | 30.6 | 0% | 1.7505 | 64878.6283 | 0.94996 | 3.4199 | 4.9861 | 4.4874 | 0 | 0 | 0 | 385.4521 | 1.7505 | 64878.6283 | 0.94996 | 3.7048 | 5.4016 | 4.5913 | 0 | 0 | 0 | 376.7326 | 0 | 0 | 0 | 0 | 0 | 0 | 0 | 759.0579 | 0 | 0 | 0 | 0 | 0 | 0 | 0 | 1235.9237 | 0 | 0 | 0 | 0 | 0 | 0 | 0 | 0 | 1146.7997 | 0 | 0 | 0 | 0.0042 | 0 | 0.00057666 | 0.00057666 | 769.5201 | 0 | 0 | 0 | 0.0042 | 0 | 0.00057666 | 0.00057666 | 1173.2526 | 0 | 0 | 0 | 0.0042 | 0 | 0 | 0.00057666 | 0.00057666 | 1099.4246
06/13 14:00:00 | 91.04 | 32.8 | 0% | 1.8329 | 67933.2195 | 0.90486 | 3.2575 | 5.1042 | 4.5938 | 0 | 0 | 0 | 385.4521 | 1.8329 | 67933.2195 | 0.90486 | 3.529 | 5.5296 | 4.7002 | 0 | 0 | 0 | 376.7326 | 0 | 0 | 0 | 0 | 0 | 0 | 0 | 759.0579 | 0 | 0 | 0 | 0 | 0 | 0 | 0 | 1235.9237 | 0 | 0 | 0 | 0 | 0 | 0 | 0 | 0 | 1146.7997 | 0 | 0 | 0 | 0.0042 | 0 | 0.00057666 | 0.00057666 | 769.5207 | 0 | 0 | 0 | 0.0042 | 0 | 0.00057666 | 0.00057666 | 1173.2532 | 0 | 0 | 0 | 0.0042 | 0 | 0 | 0.00057666 | 0.00057666 | 1099.4252
06/13 15:00:00 | 87.98 | 31.1 | 0% | 1.769 | 65566.8211 | 0.93988 | 3.3836 | 5.0125 | 4.5113 | 0 | 0 | 0 | 385.4521 | 1.769 | 65566.8211 | 0.93988 | 3.6655 | 5.4302 | 4.6157 | 0 | 0 | 0 | 376.7326 | 0 | 0 | 0 | 0 | 0 | 0 | 0 | 759.0579 | 0 | 0 | 0 | 0 | 0 | 0 | 0 | 1235.9237 | 0 | 0 | 0 | 0 | 0 | 0 | 0 | 0 | 1146.7997 | 0 | 0 | 0 | 0.0042 | 0 | 0.00057666 | 0.00057666 | 769.5212 | 0 | 0 | 0 | 0.0042 | 0 | 0.00057666 | 0.00057666 | 1173.2538 | 0 | 0 | 0 | 0.0042 | 0 | 0 | 0.00057666 | 0.00057666 | 1099.4257
06/13 16:00:00 | 87.08 | 30.6 | 0% | 1.7505 | 64878.6283 | 0.94996 | 3.4199 | 4.9861 | 4.4874 | 0 | 0 | 0 | 385.4521 | 1.7505 | 64878.6283 | 0.94996 | 3.7048 | 5.4016 | 4.5913 | 0 | 0 | 0 | 376.7326 | 0 | 0 | 0 | 0 | 0 | 0 | 0 | 759.0579 | 0 | 0 | 0 | 0 | 0 | 0 | 0 | 1235.9237 | 0 | 0 | 0 | 0 | 0 | 0 | 0 | 0 | 1146.7997 | 0 | 0 | 0 | 0.0042 | 0 | 0.00057666 | 0.00057666 | 769.5218 | 0 | 0 | 0 | 0.0042 | 0 | 0.00057666 | 0.00057666 | 1173.2544 | 0 | 0 | 0 | 0.0042 | 0 | 0 | 0.00057666 | 0.00057666 | 1099.4263
06/13 17:00:00 | 87.08 | 30.6 | 0% | 1.7505 | 64878.6283 | 0.94996 | 3.4199 | 4.9861 | 4.4874 | 0 | 0 | 0 | 385.4521 | 1.7505 | 64878.6283 | 0.94996 | 3.7048 | 5.4016 | 4.5913 | 0 | 0 | 0 | 376.7326 | 0 | 0 | 0 | 0 | 0 | 0 | 0 | 759.0579 | 0 | 0 | 0 | 0 | 0 | 0 | 0 | 1235.9237 | 0 | 0 | 0 | 0 | 0 | 0 | 0 | 0 | 1146.7997 | 0 | 0 | 0 | 0.0042 | 0 | 0.00057666 | 0.00057666 | 769.5224 | 0 | 0 | 0 | 0.0042 | 0 | 0.00057666 | 0.00057666 | 1173.2549 | 0 | 0 | 0 | 0.0042 | 0 | 0 | 0.00057666 | 0.00057666 | 1099.4269
06/13 18:00:00 | 86 | 30 | 0% | 1.7283 | 64057.4811 | 0.96189 | 3.4628 | 4.9546 | 4.4591 | 0 | 0 | 0 | 385.4521 | 1.7283 | 64057.4811 | 0.96189 | 3.7514 | 5.3675 | 4.5624 | 0 | 0 | 0 | 376.7326 | 0 | 0 | 0 | 0 | 0 | 0 | 0 | 759.0579 | 0 | 0 | 0 | 0 | 0 | 0 | 0 | 1235.9237 | 0 | 0 | 0 | 0 | 0 | 0 | 0 | 0 | 1146.7997 | 0 | 0 | 0 | 0.0042 | 0 | 0.00057666 | 0.00057666 | 769.523 | 0 | 0 | 0 | 0.0042 | 0 | 0.00057666 | 0.00057666 | 1173.2555 | 0 | 0 | 0 | 0.0042 | 0 | 0 | 0.00057666 | 0.00057666 | 1099.4275
06/13 19:00:00 | 86 | 30 | 0% | 1.7283 | 64057.4811 | 0.96189 | 3.4628 | 4.9546 | 4.4591 | 0 | 0 | 0 | 385.4521 | 1.7283 | 64057.4811 | 0.96189 | 3.7514 | 5.3675 | 4.5624 | 0 | 0 | 0 | 376.7326 | 0 | 0 | 0 | 0 | 0 | 0 | 0 | 759.0579 | 0 | 0 | 0 | 0 | 0 | 0 | 0 | 1235.9237 | 0 | 0 | 0 | 0 | 0 | 0 | 0 | 0 | 1146.7997 | 0 | 0 | 0 | 0.0042 | 0 | 0.00057666 | 0.00057666 | 769.5235 | 0 | 0 | 0 | 0.0042 | 0 | 0.00057666 | 0.00057666 | 1173.2561 | 0 | 0 | 0 | 0.0042 | 0 | 0 | 0.00057666 | 0.00057666 | 1099.428
06/13 20:00:00 | 78.08 | 25.6 | 0% | 1.5701 | 58191.8702 | 1.0413 | 3.7487 | 4.7329 | 4.2596 | 0 | 0 | 0 | 385.4521 | 1.5701 | 58191.8702 | 1.0413 | 4.0611 | 5.1273 | 4.3582 | 0 | 0 | 0 | 376.7326 | 0 | 0 | 0 | 0 | 0 | 0 | 0 | 759.0579 | 0 | 0 | 0 | 0 | 0 | 0 | 0 | 1235.9237 | 0 | 0 | 0 | 0 | 0 | 0 | 0 | 0 | 1146.7997 | 0 | 0 | 0 | 0.0042 | 0 | 0.00057666 | 0.00057666 | 769.5241 | 0 | 0 | 0 | 0.0042 | 0 | 0.00057666 | 0.00057666 | 1173.2567 | 0 | 0 | 0 | 0.0042 | 0 | 0 | 0.00057666 | 0.00057666 | 1099.4286
06/13 21:00:00 | 75.02 | 23.9 | 0% | 1.5109 | 55999.208 | 1.0667 | 3.8401 | 4.6504 | 4.1853 | 0 | 0 | 0 | 385.4521 | 1.5109 | 55999.208 | 1.0667 | 4.1602 | 5.0379 | 4.2822 | 0 | 0 | 0 | 376.7326 | 0 | 0 | 0 | 0 | 0 | 0 | 0 | 759.0579 | 0 | 0 | 0 | 0 | 0 | 0 | 0 | 1235.9237 | 0 | 0 | 0 | 0 | 0 | 0 | 0 | 0 | 1146.7997 | 0 | 0 | 0 | 0.0042 | 0 | 0.00057666 | 0.00057666 | 769.5247 | 0 | 0 | 0 | 0.0042 | 0 | 0.00057666 | 0.00057666 | 1173.2572 | 0 | 0 | 0 | 0.0042 | 0 | 0 | 0.00057666 | 0.00057666 | 1099.4292
06/13 22:00:00 | 73.94 | 23.3 | 0% | 1.4903 | 55235.1212 | 1.0748 | 3.8692 | 4.6215 | 4.1594 | 0 | 0 | 0 | 385.4521 | 1.4903 | 55235.1212 | 1.0748 | 4.1916 | 5.0067 | 4.2557 | 0 | 0 | 0 | 376.7326 | 0 | 0 | 0 | 0 | 0 | 0 | 0 | 759.0579 | 0 | 0 | 0 | 0 | 0 | 0 | 0 | 1235.9237 | 0 | 0 | 0 | 0 | 0 | 0 | 0 | 0 | 1146.7997 | 0 | 0 | 0 | 0.0042 | 0 | 0.00057666 | 0.00057666 | 769.5253 | 0 | 0 | 0 | 0.0042 | 0 | 0.00057666 | 0.00057666 | 1173.2578 | 0 | 0 | 0 | 0.0042 | 0 | 0 | 0.00057666 | 0.00057666 | 1099.4298
06/13 23:00:00 | 77 | 25 | 0% | 1.5491 | 57413.3053 | 1.0507 | 3.7824 | 4.7036 | 4.2332 | 0 | 0 | 0 | 385.4521 | 1.5491 | 57413.3053 | 1.0507 | 4.0976 | 5.0956 | 4.3312 | 0 | 0 | 0 | 376.7326 | 0 | 0 | 0 | 0 | 0 | 0 | 0 | 759.0579 | 0 | 0 | 0 | 0 | 0 | 0 | 0 | 1235.9237 | 0 | 0 | 0 | 0 | 0 | 0 | 0 | 0 | 1146.7997 | 0 | 0 | 0 | 0.0042 | 0 | 0.00057666 | 0.00057666 | 769.5259 | 0 | 0 | 0 | 0.0042 | 0 | 0.00057666 | 0.00057666 | 1173.2584 | 0 | 0 | 0 | 0.0042 | 0 | 0 | 0.00057666 | 0.00057666 | 1099.4303
06/13 24:00:00 | 75.02 | 23.9 | 0% | 1.5109 | 55999.208 | 1.0667 | 3.8401 | 4.6504 | 4.1853 | 0 | 0 | 0 | 385.4521 | 1.5109 | 55999.208 | 1.0667 | 4.1602 | 5.0379 | 4.2822 | 0 | 0 | 0 | 376.7326 | 0 | 0 | 0 | 0 | 0 | 0 | 0 | 759.0579 | 0 | 0 | 0 | 0 | 0 | 0 | 0 | 1235.9237 | 0 | 0 | 0 | 0 | 0 | 0 | 0 | 0 | 1146.7997 | 0 | 0 | 0 | 0.0042 | 0 | 0.00057666 | 0.00057666 | 769.5264 | 0 | 0 | 0 | 0.0042 | 0 | 0.00057666 | 0.00057666 | 1173.259 | 0 | 0 | 0 | 0.0042 | 0 | 0 | 0.00057666 | 0.00057666 | 1099.4309
06/14 01:00:00 | 75.02 | 23.9 | 0% | 1.5109 | 55999.208 | 1.0667 | 3.8401 | 4.6504 | 4.1853 | 0 | 0 | 0 | 385.4521 | 1.5109 | 55999.208 | 1.0667 | 4.1602 | 5.0379 | 4.2822 | 0 | 0 | 0 | 376.7326 | 0 | 0 | 0 | 0 | 0 | 0 | 0 | 759.0579 | 0 | 0 | 0 | 0 | 0 | 0 | 0 | 1235.9237 | 0 | 0 | 0 | 0 | 0 | 0 | 0 | 0 | 1146.7997 | 0 | 0 | 0 | 0.0042 | 0 | 0.00057666 | 0.00057666 | 769.527 | 0 | 0 | 0 | 0.0042 | 0 | 0.00057666 | 0.00057666 | 1173.2596 | 0 | 0 | 0 | 0.0042 | 0 | 0 | 0.00057666 | 0.00057666 | 1099.4315
06/14 02:00:00 | 71.06 | 21.7 | 0% | 1.436 | 53222.538 | 1.0938 | 3.9376 | 4.545 | 4.0905 | 0 | 0 | 0 | 385.4521 | 1.436 | 53222.538 | 1.0938 | 4.2657 | 4.9237 | 4.1852 | 0 | 0 | 0 | 376.7326 | 0 | 0 | 0 | 0 | 0 | 0 | 0 | 759.0579 | 0 | 0 | 0 | 0 | 0 | 0 | 0 | 1235.9237 | 0 | 0 | 0 | 0 | 0 | 0 | 0 | 0 | 1146.7997 | 0 | 0 | 0 | 0.0042 | 0 | 0.00057666 | 0.00057666 | 769.5276 | 0 | 0 | 0 | 0.0042 | 0 | 0.00057666 | 0.00057666 | 1173.2601 | 0 | 0 | 0 | 0.0042 | 0 | 0 | 0.00057666 | 0.00057666 | 1099.4321
06/14 03:00:00 | 68 | 20 | 0% | 1.3794 | 51123.983 | 1.1095 | 3.9942 | 4.4638 | 4.0174 | 0 | 0 | 0 | 385.4521 | 1.3794 | 51123.983 | 1.1095 | 4.327 | 4.8357 | 4.1104 | 0 | 0 | 0 | 376.7326 | 0 | 0 | 0 | 0 | 0 | 0 | 0 | 759.0579 | 0 | 0 | 0 | 0 | 0 | 0 | 0 | 1235.9237 | 0 | 0 | 0 | 0 | 0 | 0 | 0 | 0 | 1146.7997 | 0 | 0 | 0 | 0.0042 | 0 | 0.00057666 | 0.00057666 | 769.5282 | 0 | 0 | 0 | 0.0042 | 0 | 0.00057666 | 0.00057666 | 1173.2607 | 0 | 0 | 0 | 0.0042 | 0 | 0 | 0.00057666 | 0.00057666 | 1099.4326
06/14 04:00:00 | 68 | 20 | 0% | 1.3794 | 51123.983 | 1.1095 | 3.9942 | 4.4638 | 4.0174 | 0 | 0 | 0 | 385.4521 | 1.3794 | 51123.983 | 1.1095 | 4.327 | 4.8357 | 4.1104 | 0 | 0 | 0 | 376.7326 | 0 | 0 | 0 | 0 | 0 | 0 | 0 | 759.0579 | 0 | 0 | 0 | 0 | 0 | 0 | 0 | 1235.9237 | 0 | 0 | 0 | 0 | 0 | 0 | 0 | 0 | 1146.7997 | 0 | 0 | 0 | 0.0042 | 0 | 0.00057666 | 0.00057666 | 769.5287 | 0 | 0 | 0 | 0.0042 | 0 | 0.00057666 | 0.00057666 | 1173.2613 | 0 | 0 | 0 | 0.0042 | 0 | 0 | 0.00057666 | 0.00057666 | 1099.4332
06/14 05:00:00 | 68 | 20 | 0% | 1.3794 | 51123.983 | 1.1095 | 3.9942 | 4.4638 | 4.0174 | 0 | 0 | 0 | 385.4521 | 1.3794 | 51123.983 | 1.1095 | 4.327 | 4.8357 | 4.1104 | 0 | 0 | 0 | 376.7326 | 0 | 0 | 0 | 0 | 0 | 0 | 0 | 759.0579 | 0 | 0 | 0 | 0 | 0 | 0 | 0 | 1235.9237 | 0 | 0 | 0 | 0 | 0 | 0 | 0 | 0 | 1146.7997 | 0 | 0 | 0 | 0.0042 | 0 | 0.00057666 | 0.00057666 | 769.5293 | 0 | 0 | 0 | 0.0042 | 0 | 0.00057666 | 0.00057666 | 1173.2619 | 0 | 0 | 0 | 0.0042 | 0 | 0 | 0.00057666 | 0.00057666 | 1099.4338
06/14 06:00:00 | 71.06 | 21.7 | 0% | 1.436 | 53222.538 | 1.0938 | 3.9376 | 4.545 | 4.0905 | 0 | 0 | 0 | 385.4521 | 1.436 | 53222.538 | 1.0938 | 4.2657 | 4.9237 | 4.1852 | 0 | 0 | 0 | 376.7326 | 0 | 0 | 0 | 0 | 0 | 0 | 0 | 759.0579 | 0 | 0 | 0 | 0 | 0 | 0 | 0 | 1235.9237 | 0 | 0 | 0 | 0 | 0 | 0 | 0 | 0 | 1146.7997 | 0 | 0 | 0 | 0.0042 | 0 | 0.00057666 | 0.00057666 | 769.5299 | 0 | 0 | 0 | 0.0042 | 0 | 0.00057666 | 0.00057666 | 1173.2624 | 0 | 0 | 0 | 0.0042 | 0 | 0 | 0.00057666 | 0.00057666 | 1099.4344
06/14 07:00:00 | 71.06 | 21.7 | 0% | 1.436 | 53222.538 | 1.0938 | 3.9376 | 4.545 | 4.0905 | 0 | 0 | 0 | 385.4521 | 1.436 | 53222.538 | 1.0938 | 4.2657 | 4.9237 | 4.1852 | 0 | 0 | 0 | 376.7326 | 0 | 0 | 0 | 0 | 0 | 0 | 0 | 759.0579 | 0 | 0 | 0 | 0 | 0 | 0 | 0 | 1235.9237 | 0 | 0 | 0 | 0 | 0 | 0 | 0 | 0 | 1146.7997 | 0 | 0 | 0 | 0.0042 | 0 | 0.00057666 | 0.00057666 | 769.5305 | 0 | 0 | 0 | 0.0042 | 0 | 0.00057666 | 0.00057666 | 1173.263 | 0 | 0 | 0 | 0.0042 | 0 | 0 | 0.00057666 | 0.00057666 | 1099.435
06/14 08:00:00 | 78.98 | 26.1 | 0% | 1.5877 | 58844.5776 | 1.0332 | 3.7194 | 4.7574 | 4.2816 | 0 | 0 | 0 | 385.4521 | 1.5877 | 58844.5776 | 1.0332 | 4.0294 | 5.1538 | 4.3808 | 0 | 0 | 0 | 376.7326 | 0 | 0 | 0 | 0 | 0 | 0 | 0 | 759.0579 | 0 | 0 | 0 | 0 | 0 | 0 | 0 | 1235.9237 | 0 | 0 | 0 | 0 | 0 | 0 | 0 | 0 | 1146.7997 | 0 | 0 | 0 | 0.0042 | 0 | 0.00057666 | 0.00057666 | 769.531 | 0 | 0 | 0 | 0.0042 | 0 | 0.00057666 | 0.00057666 | 1173.2636 | 0 | 0 | 0 | 0.0042 | 0 | 0 | 0.00057666 | 0.00057666 | 1099.4355
06/14 09:00:00 | 82.94 | 28.3 | 0% | 1.6663 | 61758.6468 | 0.99447 | 3.5801 | 4.8672 | 4.3805 | 0 | 0 | 0 | 385.4521 | 1.6663 | 61758.6468 | 0.99447 | 3.8784 | 5.2728 | 4.4819 | 0 | 0 | 0 | 376.7326 | 0 | 0 | 0 | 0 | 0 | 0 | 0 | 759.0579 | 0 | 0 | 0 | 0 | 0 | 0 | 0 | 1235.9237 | 0 | 0 | 0 | 0 | 0 | 0 | 0 | 0 | 1146.7997 | 0 | 0 | 0 | 0.0042 | 0 | 0.00057666 | 0.00057666 | 769.5316 | 0 | 0 | 0 | 0.0042 | 0 | 0.00057666 | 0.00057666 | 1173.2642 | 0 | 0 | 0 | 0.0042 | 0 | 0 | 0.00057666 | 0.00057666 | 1099.4361
06/14 10:00:00 | 86 | 30 | 0% | 1.7283 | 64057.4811 | 0.96189 | 3.4628 | 4.9546 | 4.4591 | 0 | 0 | 0 | 385.4521 | 1.7283 | 64057.4811 | 0.96189 | 3.7514 | 5.3675 | 4.5624 | 0 | 0 | 0 | 376.7326 | 0 | 0 | 0 | 0 | 0 | 0 | 0 | 759.0579 | 0 | 0 | 0 | 0 | 0 | 0 | 0 | 1235.9237 | 0 | 0 | 0 | 0 | 0 | 0 | 0 | 0 | 1146.7997 | 0 | 0 | 0 | 0.0042 | 0 | 0.00057666 | 0.00057666 | 769.5322 | 0 | 0 | 0 | 0.0042 | 0 | 0.00057666 | 0.00057666 | 1173.2647 | 0 | 0 | 0 | 0.0042 | 0 | 0 | 0.00057666 | 0.00057666 | 1099.4367
06/14 11:00:00 | 89.06 | 31.7 | 0% | 1.7914 | 66397.3365 | 0.92764 | 3.3395 | 5.0446 | 4.5401 | 0 | 0 | 0 | 385.4521 | 1.7914 | 66397.3365 | 0.92764 | 3.6178 | 5.4649 | 4.6452 | 0 | 0 | 0 | 376.7326 | 0 | 0 | 0 | 0 | 0 | 0 | 0 | 759.0579 | 0 | 0 | 0 | 0 | 0 | 0 | 0 | 1235.9237 | 0 | 0 | 0 | 0 | 0 | 0 | 0 | 0 | 1146.7997 | 0 | 0 | 0 | 0.0042 | 0 | 0.00057666 | 0.00057666 | 769.5328 | 0 | 0 | 0 | 0.0042 | 0 | 0.00057666 | 0.00057666 | 1173.2653 | 0 | 0 | 0 | 0.0042 | 0 | 0 | 0.00057666 | 0.00057666 | 1099.4373
06/14 12:00:00 | 89.96 | 32.2 | 0% | 1.8102 | 67093.336 | 0.91733 | 3.3024 | 5.0715 | 4.5644 | 0 | 0 | 0 | 385.4521 | 1.8102 | 67093.336 | 0.91733 | 3.5776 | 5.4942 | 4.67 | 0 | 0 | 0 | 376.7326 | 0 | 0 | 0 | 0 | 0 | 0 | 0 | 759.0579 | 0 | 0 | 0 | 0 | 0 | 0 | 0 | 1235.9237 | 0 | 0 | 0 | 0 | 0 | 0 | 0 | 0 | 1146.7997 | 0 | 0 | 0 | 0.0042 | 0 | 0.00057666 | 0.00057666 | 769.5333 | 0 | 0 | 0 | 0.0042 | 0 | 0.00057666 | 0.00057666 | 1173.2659 | 0 | 0 | 0 | 0.0042 | 0 | 0 | 0.00057666 | 0.00057666 | 1099.4378
06/14 13:00:00 | 89.96 | 32.2 | 0% | 1.8102 | 67093.336 | 0.91733 | 3.3024 | 5.0715 | 4.5644 | 0 | 0 | 0 | 385.4521 | 1.8102 | 67093.336 | 0.91733 | 3.5776 | 5.4942 | 4.67 | 0 | 0 | 0 | 376.7326 | 0 | 0 | 0 | 0 | 0 | 0 | 0 | 759.0579 | 0 | 0 | 0 | 0 | 0 | 0 | 0 | 1235.9237 | 0 | 0 | 0 | 0 | 0 | 0 | 0 | 0 | 1146.7997 | 0 | 0 | 0 | 0.0042 | 0 | 0.00057666 | 0.00057666 | 769.5339 | 0 | 0 | 0 | 0.0042 | 0 | 0.00057666 | 0.00057666 | 1173.2665 | 0 | 0 | 0 | 0.0042 | 0 | 0 | 0.00057666 | 0.00057666 | 1099.4384
06/14 14:00:00 | 91.04 | 32.8 | 0% | 1.8329 | 67933.2195 | 0.90486 | 3.2575 | 5.1042 | 4.5938 | 0 | 0 | 0 | 385.4521 | 1.8329 | 67933.2195 | 0.90486 | 3.529 | 5.5296 | 4.7002 | 0 | 0 | 0 | 376.7326 | 0 | 0 | 0 | 0 | 0 | 0 | 0 | 759.0579 | 0 | 0 | 0 | 0 | 0 | 0 | 0 | 1235.9237 | 0 | 0 | 0 | 0 | 0 | 0 | 0 | 0 | 1146.7997 | 0 | 0 | 0 | 0.0042 | 0 | 0.00057666 | 0.00057666 | 769.5345 | 0 | 0 | 0 | 0.0042 | 0 | 0.00057666 | 0.00057666 | 1173.267 | 0 | 0 | 0 | 0.0042 | 0 | 0 | 0.00057666 | 0.00057666 | 1099.439
06/14 15:00:00 | 91.94 | 33.3 | 0% | 1.8519 | 68637.0258 | 0.89439 | 3.2198 | 5.1318 | 4.6186 | 0 | 0 | 0 | 385.4521 | 1.8519 | 68637.0258 | 0.89439 | 3.4881 | 5.5594 | 4.7255 | 0 | 0 | 0 | 376.7326 | 0 | 0 | 0 | 0 | 0 | 0 | 0 | 759.0579 | 0 | 0 | 0 | 0 | 0 | 0 | 0 | 1235.9237 | 0 | 0 | 0 | 0 | 0 | 0 | 0 | 0 | 1146.7997 | 0 | 0 | 0 | 0.0042 | 0 | 0.00057666 | 0.00057666 | 769.5351 | 0 | 0 | 0 | 0.0042 | 0 | 0.00057666 | 0.00057666 | 1173.2676 | 0 | 0 | 0 | 0.0042 | 0 | 0 | 0.00057666 | 0.00057666 | 1099.4396
06/14 16:00:00 | 93.02 | 33.9 | 0% | 1.8748 | 69486.2775 | 0.88176 | 3.1744 | 5.1651 | 4.6486 | 0 | 0 | 0 | 385.4521 | 1.8748 | 69486.2775 | 0.88176 | 3.4389 | 5.5955 | 4.7562 | 0 | 0 | 0 | 376.7326 | 0 | 0 | 0 | 0 | 0 | 0 | 0 | 759.0579 | 0 | 0 | 0 | 0 | 0 | 0 | 0 | 1235.9237 | 0 | 0 | 0 | 0 | 0 | 0 | 0 | 0 | 1146.7997 | 0 | 0 | 0 | 0.0042 | 0 | 0.00057666 | 0.00057666 | 769.5357 | 0 | 0 | 0 | 0.0042 | 0 | 0.00057666 | 0.00057666 | 1173.2682 | 0 | 0 | 0 | 0.0042 | 0 | 0 | 0.00057666 | 0.00057666 | 1099.4401
06/14 17:00:00 | 91.04 | 32.8 | 0% | 1.8329 | 67933.2195 | 0.90486 | 3.2575 | 5.1042 | 4.5938 | 0 | 0 | 0 | 385.4521 | 1.8329 | 67933.2195 | 0.90486 | 3.529 | 5.5296 | 4.7002 | 0 | 0 | 0 | 376.7326 | 0 | 0 | 0 | 0 | 0 | 0 | 0 | 759.0579 | 0 | 0 | 0 | 0 | 0 | 0 | 0 | 1235.9237 | 0 | 0 | 0 | 0 | 0 | 0 | 0 | 0 | 1146.7997 | 0 | 0 | 0 | 0.0042 | 0 | 0.00057666 | 0.00057666 | 769.5362 | 0 | 0 | 0 | 0.0042 | 0 | 0.00057666 | 0.00057666 | 1173.2688 | 0 | 0 | 0 | 0.0042 | 0 | 0 | 0.00057666 | 0.00057666 | 1099.4407
06/14 18:00:00 | 89.06 | 31.7 | 0% | 1.7914 | 66397.3365 | 0.92764 | 3.3395 | 5.0446 | 4.5401 | 0 | 0 | 0 | 385.4521 | 1.7914 | 66397.3365 | 0.92764 | 3.6178 | 5.4649 | 4.6452 | 0 | 0 | 0 | 376.7326 | 0 | 0 | 0 | 0 | 0 | 0 | 0 | 759.0579 | 0 | 0 | 0 | 0 | 0 | 0 | 0 | 1235.9237 | 0 | 0 | 0 | 0 | 0 | 0 | 0 | 0 | 1146.7997 | 0 | 0 | 0 | 0.0042 | 0 | 0.00057666 | 0.00057666 | 769.5368 | 0 | 0 | 0 | 0.0042 | 0 | 0.00057666 | 0.00057666 | 1173.2694 | 0 | 0 | 0 | 0.0042 | 0 | 0 | 0.00057666 | 0.00057666 | 1099.4413
06/14 19:00:00 | 89.06 | 31.7 | 0% | 1.7914 | 66397.3365 | 0.92764 | 3.3395 | 5.0446 | 4.5401 | 0 | 0 | 0 | 385.4521 | 1.7914 | 66397.3365 | 0.92764 | 3.6178 | 5.4649 | 4.6452 | 0 | 0 | 0 | 376.7326 | 0 | 0 | 0 | 0 | 0 | 0 | 0 | 759.0579 | 0 | 0 | 0 | 0 | 0 | 0 | 0 | 1235.9237 | 0 | 0 | 0 | 0 | 0 | 0 | 0 | 0 | 1146.7997 | 0 | 0 | 0 | 0.0042 | 0 | 0.00057666 | 0.00057666 | 769.5374 | 0 | 0 | 0 | 0.0042 | 0 | 0.00057666 | 0.00057666 | 1173.2699 | 0 | 0 | 0 | 0.0042 | 0 | 0 | 0.00057666 | 0.00057666 | 1099.4419
06/14 20:00:00 | 78.98 | 26.1 | 0% | 1.5877 | 58844.5776 | 1.0332 | 3.7194 | 4.7574 | 4.2816 | 0 | 0 | 0 | 385.4521 | 1.5877 | 58844.5776 | 1.0332 | 4.0294 | 5.1538 | 4.3808 | 0 | 0 | 0 | 376.7326 | 0 | 0 | 0 | 0 | 0 | 0 | 0 | 759.0579 | 0 | 0 | 0 | 0 | 0 | 0 | 0 | 1235.9237 | 0 | 0 | 0 | 0 | 0 | 0 | 0 | 0 | 1146.7997 | 0 | 0 | 0 | 0.0042 | 0 | 0.00057666 | 0.00057666 | 769.538 | 0 | 0 | 0 | 0.0042 | 0 | 0.00057666 | 0.00057666 | 1173.2705 | 0 | 0 | 0 | 0.0042 | 0 | 0 | 0.00057666 | 0.00057666 | 1099.4425
06/14 21:00:00 | 77 | 25 | 0% | 1.5491 | 57413.3053 | 1.0507 | 3.7824 | 4.7036 | 4.2332 | 0 | 0 | 0 | 385.4521 | 1.5491 | 57413.3053 | 1.0507 | 4.0976 | 5.0956 | 4.3312 | 0 | 0 | 0 | 376.7326 | 0 | 0 | 0 | 0 | 0 | 0 | 0 | 759.0579 | 0 | 0 | 0 | 0 | 0 | 0 | 0 | 1235.9237 | 0 | 0 | 0 | 0 | 0 | 0 | 0 | 0 | 1146.7997 | 0 | 0 | 0 | 0.0042 | 0 | 0.00057666 | 0.00057666 | 769.5385 | 0 | 0 | 0 | 0.0042 | 0 | 0.00057666 | 0.00057666 | 1173.2711 | 0 | 0 | 0 | 0.0042 | 0 | 0 | 0.00057666 | 0.00057666 | 1099.443
06/14 22:00:00 | 75.92 | 24.4 | 0% | 1.5282 | 56639.8504 | 1.0596 | 3.8146 | 4.6745 | 4.2071 | 0 | 0 | 0 | 385.4521 | 1.5282 | 56639.8504 | 1.0596 | 4.1325 | 5.0641 | 4.3044 | 0 | 0 | 0 | 376.7326 | 0 | 0 | 0 | 0 | 0 | 0 | 0 | 759.0579 | 0 | 0 | 0 | 0 | 0 | 0 | 0 | 1235.9237 | 0 | 0 | 0 | 0 | 0 | 0 | 0 | 0 | 1146.7997 | 0 | 0 | 0 | 0.0042 | 0 | 0.00057666 | 0.00057666 | 769.5391 | 0 | 0 | 0 | 0.0042 | 0 | 0.00057666 | 0.00057666 | 1173.2717 | 0 | 0 | 0 | 0.0042 | 0 | 0 | 0.00057666 | 0.00057666 | 1099.4436
06/14 23:00:00 | 73.04 | 22.8 | 0% | 1.4732 | 54602.2855 | 1.0811 | 3.892 | 4.5976 | 4.1378 | 0 | 0 | 0 | 385.4521 | 1.4732 | 54602.2855 | 1.0811 | 4.2164 | 4.9807 | 4.2336 | 0 | 0 | 0 | 376.7326 | 0 | 0 | 0 | 0 | 0 | 0 | 0 | 759.0579 | 0 | 0 | 0 | 0 | 0 | 0 | 0 | 1235.9237 | 0 | 0 | 0 | 0 | 0 | 0 | 0 | 0 | 1146.7997 | 0 | 0 | 0 | 0.0042 | 0 | 0.00057666 | 0.00057666 | 769.5397 | 0 | 0 | 0 | 0.0042 | 0 | 0.00057666 | 0.00057666 | 1173.2722 | 0 | 0 | 0 | 0.0042 | 0 | 0 | 0.00057666 | 0.00057666 | 1099.4442
06/14 24:00:00 | 71.06 | 21.7 | 0% | 1.436 | 53222.538 | 1.0938 | 3.9376 | 4.545 | 4.0905 | 0 | 0 | 0 | 385.4521 | 1.436 | 53222.538 | 1.0938 | 4.2657 | 4.9237 | 4.1852 | 0 | 0 | 0 | 376.7326 | 0 | 0 | 0 | 0 | 0 | 0 | 0 | 759.0579 | 0 | 0 | 0 | 0 | 0 | 0 | 0 | 1235.9237 | 0 | 0 | 0 | 0 | 0 | 0 | 0 | 0 | 1146.7997 | 0 | 0 | 0 | 0.0042 | 0 | 0.00057666 | 0.00057666 | 769.5403 | 0 | 0 | 0 | 0.0042 | 0 | 0.00057666 | 0.00057666 | 1173.2728 | 0 | 0 | 0 | 0.0042 | 0 | 0 | 0.00057666 | 0.00057666 | 1099.4448
06/15 01:00:00 | 71.06 | 21.7 | 0% | 1.436 | 53222.538 | 1.0938 | 3.9376 | 4.545 | 4.0905 | 0 | 0 | 0 | 385.4521 | 1.436 | 53222.538 | 1.0938 | 4.2657 | 4.9237 | 4.1852 | 0 | 0 | 0 | 376.7326 | 0 | 0 | 0 | 0 | 0 | 0 | 0 | 759.0579 | 0 | 0 | 0 | 0 | 0 | 0 | 0 | 1235.9237 | 0 | 0 | 0 | 0 | 0 | 0 | 0 | 0 | 1146.7997 | 0 | 0 | 0 | 0.0042 | 0 | 0.00057666 | 0.00057666 | 769.5408 | 0 | 0 | 0 | 0.0042 | 0 | 0.00057666 | 0.00057666 | 1173.2734 | 0 | 0 | 0 | 0.0042 | 0 | 0 | 0.00057666 | 0.00057666 | 1099.4453
06/15 02:00:00 | 69.08 | 20.6 | 0% | 1.3992 | 51859.9654 | 1.1045 | 3.9762 | 4.4925 | 4.0432 | 0 | 0 | 0 | 385.4521 | 1.3992 | 51859.9654 | 1.1045 | 4.3075 | 4.8668 | 4.1368 | 0 | 0 | 0 | 376.7326 | 0 | 0 | 0 | 0 | 0 | 0 | 0 | 759.0579 | 0 | 0 | 0 | 0 | 0 | 0 | 0 | 1235.9237 | 0 | 0 | 0 | 0 | 0 | 0 | 0 | 0 | 1146.7997 | 0 | 0 | 0 | 0.0042 | 0 | 0.00057666 | 0.00057666 | 769.5414 | 0 | 0 | 0 | 0.0042 | 0 | 0.00057666 | 0.00057666 | 1173.274 | 0 | 0 | 0 | 0.0042 | 0 | 0 | 0.00057666 | 0.00057666 | 1099.4459
06/15 03:00:00 | 69.08 | 20.6 | 0% | 1.3992 | 51859.9654 | 1.1045 | 3.9762 | 4.4925 | 4.0432 | 0 | 0 | 0 | 385.4521 | 1.3992 | 51859.9654 | 1.1045 | 4.3075 | 4.8668 | 4.1368 | 0 | 0 | 0 | 376.7326 | 0 | 0 | 0 | 0 | 0 | 0 | 0 | 759.0579 | 0 | 0 | 0 | 0 | 0 | 0 | 0 | 1235.9237 | 0 | 0 | 0 | 0 | 0 | 0 | 0 | 0 | 1146.7997 | 0 | 0 | 0 | 0.0042 | 0 | 0.00057666 | 0.00057666 | 769.542 | 0 | 0 | 0 | 0.0042 | 0 | 0.00057666 | 0.00057666 | 1173.2745 | 0 | 0 | 0 | 0.0042 | 0 | 0 | 0.00057666 | 0.00057666 | 1099.4465
06/15 04:00:00 | 69.08 | 20.6 | 0% | 1.3992 | 51859.9654 | 1.1045 | 3.9762 | 4.4925 | 4.0432 | 0 | 0 | 0 | 385.4521 | 1.3992 | 51859.9654 | 1.1045 | 4.3075 | 4.8668 | 4.1368 | 0 | 0 | 0 | 376.7326 | 0 | 0 | 0 | 0 | 0 | 0 | 0 | 759.0579 | 0 | 0 | 0 | 0 | 0 | 0 | 0 | 1235.9237 | 0 | 0 | 0 | 0 | 0 | 0 | 0 | 0 | 1146.7997 | 0 | 0 | 0 | 0.0042 | 0 | 0.00057666 | 0.00057666 | 769.5426 | 0 | 0 | 0 | 0.0042 | 0 | 0.00057666 | 0.00057666 | 1173.2751 | 0 | 0 | 0 | 0.0042 | 0 | 0 | 0.00057666 | 0.00057666 | 1099.4471
06/15 05:00:00 | 68 | 20 | 0% | 1.3794 | 51123.983 | 1.1095 | 3.9942 | 4.4638 | 4.0174 | 0 | 0 | 0 | 385.4521 | 1.3794 | 51123.983 | 1.1095 | 4.327 | 4.8357 | 4.1104 | 0 | 0 | 0 | 376.7326 | 0 | 0 | 0 | 0 | 0 | 0 | 0 | 759.0579 | 0 | 0 | 0 | 0 | 0 | 0 | 0 | 1235.9237 | 0 | 0 | 0 | 0 | 0 | 0 | 0 | 0 | 1146.7997 | 0 | 0 | 0 | 0.0042 | 0 | 0.00057666 | 0.00057666 | 769.5432 | 0 | 0 | 0 | 0.0042 | 0 | 0.00057666 | 0.00057666 | 1173.2757 | 0 | 0 | 0 | 0.0042 | 0 | 0 | 0.00057666 | 0.00057666 | 1099.4476
06/15 06:00:00 | 71.06 | 21.7 | 0% | 1.436 | 53222.538 | 1.0938 | 3.9376 | 4.545 | 4.0905 | 0 | 0 | 0 | 385.4521 | 1.436 | 53222.538 | 1.0938 | 4.2657 | 4.9237 | 4.1852 | 0 | 0 | 0 | 376.7326 | 0 | 0 | 0 | 0 | 0 | 0 | 0 | 759.0579 | 0 | 0 | 0 | 0 | 0 | 0 | 0 | 1235.9237 | 0 | 0 | 0 | 0 | 0 | 0 | 0 | 0 | 1146.7997 | 0 | 0 | 0 | 0.0042 | 0 | 0.00057666 | 0.00057666 | 769.5437 | 0 | 0 | 0 | 0.0042 | 0 | 0.00057666 | 0.00057666 | 1173.2763 | 0 | 0 | 0 | 0.0042 | 0 | 0 | 0.00057666 | 0.00057666 | 1099.4482
06/15 07:00:00 | 71.06 | 21.7 | 0% | 1.436 | 53222.538 | 1.0938 | 3.9376 | 4.545 | 4.0905 | 0 | 0 | 0 | 385.4521 | 1.436 | 53222.538 | 1.0938 | 4.2657 | 4.9237 | 4.1852 | 0 | 0 | 0 | 376.7326 | 0 | 0 | 0 | 0 | 0 | 0 | 0 | 759.0579 | 0 | 0 | 0 | 0 | 0 | 0 | 0 | 1235.9237 | 0 | 0 | 0 | 0 | 0 | 0 | 0 | 0 | 1146.7997 | 0 | 0 | 0 | 0.0042 | 0 | 0.00057666 | 0.00057666 | 769.5443 | 0 | 0 | 0 | 0.0042 | 0 | 0.00057666 | 0.00057666 | 1173.2769 | 0 | 0 | 0 | 0.0042 | 0 | 0 | 0.00057666 | 0.00057666 | 1099.4488
06/15 08:00:00 | 80.96 | 27.2 | 0% | 1.6267 | 60293.0247 | 1.0144 | 3.6518 | 4.8119 | 4.3307 | 0 | 0 | 0 | 385.4521 | 1.6267 | 60293.0247 | 1.0144 | 3.9561 | 5.2129 | 4.4309 | 0 | 0 | 0 | 376.7326 | 0 | 0 | 0 | 0 | 0 | 0 | 0 | 759.0579 | 0 | 0 | 0 | 0 | 0 | 0 | 0 | 1235.9237 | 0 | 0 | 0 | 0 | 0 | 0 | 0 | 0 | 1146.7997 | 0 | 0 | 0 | 0.0042 | 0 | 0.00057666 | 0.00057666 | 769.5449 | 0 | 0 | 0 | 0.0042 | 0 | 0.00057666 | 0.00057666 | 1173.2774 | 0 | 0 | 0 | 0.0042 | 0 | 0 | 0.00057666 | 0.00057666 | 1099.4494
06/15 09:00:00 | 86 | 30 | 0% | 1.7283 | 64057.4811 | 0.96189 | 3.4628 | 4.9546 | 4.4591 | 0 | 0 | 0 | 385.4521 | 1.7283 | 64057.4811 | 0.96189 | 3.7514 | 5.3675 | 4.5624 | 0 | 0 | 0 | 376.7326 | 0 | 0 | 0 | 0 | 0 | 0 | 0 | 759.0579 | 0 | 0 | 0 | 0 | 0 | 0 | 0 | 1235.9237 | 0 | 0 | 0 | 0 | 0 | 0 | 0 | 0 | 1146.7997 | 0 | 0 | 0 | 0.0042 | 0 | 0.00057666 | 0.00057666 | 769.5455 | 0 | 0 | 0 | 0.0042 | 0 | 0.00057666 | 0.00057666 | 1173.278 | 0 | 0 | 0 | 0.0042 | 0 | 0 | 0.00057666 | 0.00057666 | 1099.4499
06/15 10:00:00 | 89.06 | 31.7 | 0% | 1.7914 | 66397.3365 | 0.92764 | 3.3395 | 5.0446 | 4.5401 | 0 | 0 | 0 | 385.4521 | 1.7914 | 66397.3365 | 0.92764 | 3.6178 | 5.4649 | 4.6452 | 0 | 0 | 0 | 376.7326 | 0 | 0 | 0 | 0 | 0 | 0 | 0 | 759.0579 | 0 | 0 | 0 | 0 | 0 | 0 | 0 | 1235.9237 | 0 | 0 | 0 | 0 | 0 | 0 | 0 | 0 | 1146.7997 | 0 | 0 | 0 | 0.0042 | 0 | 0.00057666 | 0.00057666 | 769.546 | 0 | 0 | 0 | 0.0042 | 0 | 0.00057666 | 0.00057666 | 1173.2786 | 0 | 0 | 0 | 0.0042 | 0 | 0 | 0.00057666 | 0.00057666 | 1099.4505
06/15 11:00:00 | 91.94 | 33.3 | 0% | 1.8519 | 68637.0258 | 0.89439 | 3.2198 | 5.1318 | 4.6186 | 0 | 0 | 0 | 385.4521 | 1.8519 | 68637.0258 | 0.89439 | 3.4881 | 5.5594 | 4.7255 | 0 | 0 | 0 | 376.7326 | 0 | 0 | 0 | 0 | 0 | 0 | 0 | 759.0579 | 0 | 0 | 0 | 0 | 0 | 0 | 0 | 1235.9237 | 0 | 0 | 0 | 0 | 0 | 0 | 0 | 0 | 1146.7997 | 0 | 0 | 0 | 0.0042 | 0 | 0.00057666 | 0.00057666 | 769.5466 | 0 | 0 | 0 | 0.0042 | 0 | 0.00057666 | 0.00057666 | 1173.2792 | 0 | 0 | 0 | 0.0042 | 0 | 0 | 0.00057666 | 0.00057666 | 1099.4511
06/15 12:00:00 | 91.94 | 33.3 | 0% | 1.8519 | 68637.0258 | 0.89439 | 3.2198 | 5.1318 | 4.6186 | 0 | 0 | 0 | 385.4521 | 1.8519 | 68637.0258 | 0.89439 | 3.4881 | 5.5594 | 4.7255 | 0 | 0 | 0 | 376.7326 | 0 | 0 | 0 | 0 | 0 | 0 | 0 | 759.0579 | 0 | 0 | 0 | 0 | 0 | 0 | 0 | 1235.9237 | 0 | 0 | 0 | 0 | 0 | 0 | 0 | 0 | 1146.7997 | 0 | 0 | 0 | 0.0042 | 0 | 0.00057666 | 0.00057666 | 769.5472 | 0 | 0 | 0 | 0.0042 | 0 | 0.00057666 | 0.00057666 | 1173.2797 | 0 | 0 | 0 | 0.0042 | 0 | 0 | 0.00057666 | 0.00057666 | 1099.4517
06/15 13:00:00 | 91.94 | 33.3 | 0% | 1.8519 | 68637.0258 | 0.89439 | 3.2198 | 5.1318 | 4.6186 | 0 | 0 | 0 | 385.4521 | 1.8519 | 68637.0258 | 0.89439 | 3.4881 | 5.5594 | 4.7255 | 0 | 0 | 0 | 376.7326 | 0 | 0 | 0 | 0 | 0 | 0 | 0 | 759.0579 | 0 | 0 | 0 | 0 | 0 | 0 | 0 | 1235.9237 | 0 | 0 | 0 | 0 | 0 | 0 | 0 | 0 | 1146.7997 | 0 | 0 | 0 | 0.0042 | 0 | 0.00057666 | 0.00057666 | 769.5478 | 0 | 0 | 0 | 0.0042 | 0 | 0.00057666 | 0.00057666 | 1173.2803 | 0 | 0 | 0 | 0.0042 | 0 | 0 | 0.00057666 | 0.00057666 | 1099.4523
06/15 14:00:00 | 93.92 | 34.4 | 0% | 1.894 | 70197.8905 | 0.8712 | 3.1363 | 5.1932 | 4.6739 | 0 | 0 | 0 | 385.4521 | 1.894 | 70197.8905 | 0.8712 | 3.3977 | 5.626 | 4.7821 | 0 | 0 | 0 | 376.7326 | 0 | 0 | 0 | 0 | 0 | 0 | 0 | 759.0579 | 0 | 0 | 0 | 0 | 0 | 0 | 0 | 1235.9237 | 0 | 0 | 0 | 0 | 0 | 0 | 0 | 0 | 1146.7997 | 0 | 0 | 0 | 0.0042 | 0 | 0.00057666 | 0.00057666 | 769.5483 | 0 | 0 | 0 | 0.0042 | 0 | 0.00057666 | 0.00057666 | 1173.2809 | 0 | 0 | 0 | 0.0042 | 0 | 0 | 0.00057666 | 0.00057666 | 1099.4528
06/15 15:00:00 | 95 | 35 | 0% | 1.9172 | 71056.5103 | 0.85848 | 3.0905 | 5.2272 | 4.7045 | 0 | 0 | 0 | 385.4521 | 1.9172 | 71056.5103 | 0.85848 | 3.3481 | 5.6628 | 4.8134 | 0 | 0 | 0 | 376.7326 | 0 | 0 | 0 | 0 | 0 | 0 | 0 | 759.0579 | 0 | 0 | 0 | 0 | 0 | 0 | 0 | 1235.9237 | 0 | 0 | 0 | 0 | 0 | 0 | 0 | 0 | 1146.7997 | 0 | 0 | 0 | 0.0042 | 0 | 0.00057666 | 0.00057666 | 769.5489 | 0 | 0 | 0 | 0.0042 | 0 | 0.00057666 | 0.00057666 | 1173.2815 | 0 | 0 | 0 | 0.0042 | 0 | 0 | 0.00057666 | 0.00057666 | 1099.4534
06/15 16:00:00 | 93.92 | 34.4 | 0% | 1.894 | 70197.8905 | 0.8712 | 3.1363 | 5.1932 | 4.6739 | 0 | 0 | 0 | 385.4521 | 1.894 | 70197.8905 | 0.8712 | 3.3977 | 5.626 | 4.7821 | 0 | 0 | 0 | 376.7326 | 0 | 0 | 0 | 0 | 0 | 0 | 0 | 759.0579 | 0 | 0 | 0 | 0 | 0 | 0 | 0 | 1235.9237 | 0 | 0 | 0 | 0 | 0 | 0 | 0 | 0 | 1146.7997 | 0 | 0 | 0 | 0.0042 | 0 | 0.00057666 | 0.00057666 | 769.5495 | 0 | 0 | 0 | 0.0042 | 0 | 0.00057666 | 0.00057666 | 1173.282 | 0 | 0 | 0 | 0.0042 | 0 | 0 | 0.00057666 | 0.00057666 | 1099.454
06/15 17:00:00 | 95 | 35 | 0% | 1.9172 | 71056.5103 | 0.85848 | 3.0905 | 5.2272 | 4.7045 | 0 | 0 | 0 | 385.4521 | 1.9172 | 71056.5103 | 0.85848 | 3.3481 | 5.6628 | 4.8134 | 0 | 0 | 0 | 376.7326 | 0 | 0 | 0 | 0 | 0 | 0 | 0 | 759.0579 | 0 | 0 | 0 | 0 | 0 | 0 | 0 | 1235.9237 | 0 | 0 | 0 | 0 | 0 | 0 | 0 | 0 | 1146.7997 | 0 | 0 | 0 | 0.0042 | 0 | 0.00057666 | 0.00057666 | 769.5501 | 0 | 0 | 0 | 0.0042 | 0 | 0.00057666 | 0.00057666 | 1173.2826 | 0 | 0 | 0 | 0.0042 | 0 | 0 | 0.00057666 | 0.00057666 | 1099.4546
06/15 18:00:00 | 89.06 | 31.7 | 0% | 1.7914 | 66397.3365 | 0.92764 | 3.3395 | 5.0446 | 4.5401 | 0 | 0 | 0 | 385.4521 | 1.7914 | 66397.3365 | 0.92764 | 3.6178 | 5.4649 | 4.6452 | 0 | 0 | 0 | 376.7326 | 0 | 0 | 0 | 0 | 0 | 0 | 0 | 759.0579 | 0 | 0 | 0 | 0 | 0 | 0 | 0 | 1235.9237 | 0 | 0 | 0 | 0 | 0 | 0 | 0 | 0 | 1146.7997 | 0 | 0 | 0 | 0.0042 | 0 | 0.00057666 | 0.00057666 | 769.5506 | 0 | 0 | 0 | 0.0042 | 0 | 0.00057666 | 0.00057666 | 1173.2832 | 0 | 0 | 0 | 0.0042 | 0 | 0 | 0.00057666 | 0.00057666 | 1099.4551
06/15 19:00:00 | 89.06 | 31.7 | 0% | 1.7914 | 66397.3365 | 0.92764 | 3.3395 | 5.0446 | 4.5401 | 0 | 0 | 0 | 385.4521 | 1.7914 | 66397.3365 | 0.92764 | 3.6178 | 5.4649 | 4.6452 | 0 | 0 | 0 | 376.7326 | 0 | 0 | 0 | 0 | 0 | 0 | 0 | 759.0579 | 0 | 0 | 0 | 0 | 0 | 0 | 0 | 1235.9237 | 0 | 0 | 0 | 0 | 0 | 0 | 0 | 0 | 1146.7997 | 0 | 0 | 0 | 0.0042 | 0 | 0.00057666 | 0.00057666 | 769.5512 | 0 | 0 | 0 | 0.0042 | 0 | 0.00057666 | 0.00057666 | 1173.2838 | 0 | 0 | 0 | 0.0042 | 0 | 0 | 0.00057666 | 0.00057666 | 1099.4557
06/15 20:00:00 | 80.96 | 27.2 | 0% | 1.6267 | 60293.0247 | 1.0144 | 3.6518 | 4.8119 | 4.3307 | 0 | 0 | 0 | 385.4521 | 1.6267 | 60293.0247 | 1.0144 | 3.9561 | 5.2129 | 4.4309 | 0 | 0 | 0 | 376.7326 | 0 | 0 | 0 | 0 | 0 | 0 | 0 | 759.0579 | 0 | 0 | 0 | 0 | 0 | 0 | 0 | 1235.9237 | 0 | 0 | 0 | 0 | 0 | 0 | 0 | 0 | 1146.7997 | 0 | 0 | 0 | 0.0042 | 0 | 0.00057666 | 0.00057666 | 769.5518 | 0 | 0 | 0 | 0.0042 | 0 | 0.00057666 | 0.00057666 | 1173.2843 | 0 | 0 | 0 | 0.0042 | 0 | 0 | 0.00057666 | 0.00057666 | 1099.4563
06/15 21:00:00 | 78.08 | 25.6 | 0% | 1.5701 | 58191.8702 | 1.0413 | 3.7487 | 4.7329 | 4.2596 | 0 | 0 | 0 | 385.4521 | 1.5701 | 58191.8702 | 1.0413 | 4.0611 | 5.1273 | 4.3582 | 0 | 0 | 0 | 376.7326 | 0 | 0 | 0 | 0 | 0 | 0 | 0 | 759.0579 | 0 | 0 | 0 | 0 | 0 | 0 | 0 | 1235.9237 | 0 | 0 | 0 | 0 | 0 | 0 | 0 | 0 | 1146.7997 | 0 | 0 | 0 | 0.0042 | 0 | 0.00057666 | 0.00057666 | 769.5524 | 0 | 0 | 0 | 0.0042 | 0 | 0.00057666 | 0.00057666 | 1173.2849 | 0 | 0 | 0 | 0.0042 | 0 | 0 | 0.00057666 | 0.00057666 | 1099.4569
06/15 22:00:00 | 75.92 | 24.4 | 0% | 1.5282 | 56639.8504 | 1.0596 | 3.8146 | 4.6745 | 4.2071 | 0 | 0 | 0 | 385.4521 | 1.5282 | 56639.8504 | 1.0596 | 4.1325 | 5.0641 | 4.3044 | 0 | 0 | 0 | 376.7326 | 0 | 0 | 0 | 0 | 0 | 0 | 0 | 759.0579 | 0 | 0 | 0 | 0 | 0 | 0 | 0 | 1235.9237 | 0 | 0 | 0 | 0 | 0 | 0 | 0 | 0 | 1146.7997 | 0 | 0 | 0 | 0.0042 | 0 | 0.00057666 | 0.00057666 | 769.553 | 0 | 0 | 0 | 0.0042 | 0 | 0.00057666 | 0.00057666 | 1173.2855 | 0 | 0 | 0 | 0.0042 | 0 | 0 | 0.00057666 | 0.00057666 | 1099.4574
06/15 23:00:00 | 75.02 | 23.9 | 0% | 1.5109 | 55999.208 | 1.0667 | 3.8401 | 4.6504 | 4.1853 | 0 | 0 | 0 | 385.4521 | 1.5109 | 55999.208 | 1.0667 | 4.1602 | 5.0379 | 4.2822 | 0 | 0 | 0 | 376.7326 | 0 | 0 | 0 | 0 | 0 | 0 | 0 | 759.0579 | 0 | 0 | 0 | 0 | 0 | 0 | 0 | 1235.9237 | 0 | 0 | 0 | 0 | 0 | 0 | 0 | 0 | 1146.7997 | 0 | 0 | 0 | 0.0042 | 0 | 0.00057666 | 0.00057666 | 769.5535 | 0 | 0 | 0 | 0.0042 | 0 | 0.00057666 | 0.00057666 | 1173.2861 | 0 | 0 | 0 | 0.0042 | 0 | 0 | 0.00057666 | 0.00057666 | 1099.458
06/15 24:00:00 | 73.94 | 23.3 | 0% | 1.4903 | 55235.1212 | 1.0748 | 3.8692 | 4.6215 | 4.1594 | 0 | 0 | 0 | 385.4521 | 1.4903 | 55235.1212 | 1.0748 | 4.1916 | 5.0067 | 4.2557 | 0 | 0 | 0 | 376.7326 | 0 | 0 | 0 | 0 | 0 | 0 | 0 | 759.0579 | 0 | 0 | 0 | 0 | 0 | 0 | 0 | 1235.9237 | 0 | 0 | 0 | 0 | 0 | 0 | 0 | 0 | 1146.7997 | 0 | 0 | 0 | 0.0042 | 0 | 0.00057666 | 0.00057666 | 769.5541 | 0 | 0 | 0 | 0.0042 | 0 | 0.00057666 | 0.00057666 | 1173.2867 | 0 | 0 | 0 | 0.0042 | 0 | 0 | 0.00057666 | 0.00057666 | 1099.4586
06/16 01:00:00 | 73.94 | 23.3 | 0% | 1.4903 | 55235.1212 | 1.0748 | 3.8692 | 4.6215 | 4.1594 | 0 | 0 | 0 | 385.4521 | 1.4903 | 55235.1212 | 1.0748 | 4.1916 | 5.0067 | 4.2557 | 0 | 0 | 0 | 376.7326 | 0 | 0 | 0 | 0 | 0 | 0 | 0 | 759.0579 | 0 | 0 | 0 | 0 | 0 | 0 | 0 | 1235.9237 | 0 | 0 | 0 | 0 | 0 | 0 | 0 | 0 | 1146.7997 | 0 | 0 | 0 | 0.0042 | 0 | 0.00057666 | 0.00057666 | 769.5547 | 0 | 0 | 0 | 0.0042 | 0 | 0.00057666 | 0.00057666 | 1173.2872 | 0 | 0 | 0 | 0.0042 | 0 | 0 | 0.00057666 | 0.00057666 | 1099.4592
06/16 02:00:00 | 71.96 | 22.2 | 0% | 1.4528 | 53847.5669 | 1.0882 | 3.9177 | 4.5689 | 4.112 | 0 | 0 | 0 | 385.4521 | 1.4528 | 53847.5669 | 1.0882 | 4.2442 | 4.9496 | 4.2072 | 0 | 0 | 0 | 376.7326 | 0 | 0 | 0 | 0 | 0 | 0 | 0 | 759.0579 | 0 | 0 | 0 | 0 | 0 | 0 | 0 | 1235.9237 | 0 | 0 | 0 | 0 | 0 | 0 | 0 | 0 | 1146.7997 | 0 | 0 | 0 | 0.0042 | 0 | 0.00057666 | 0.00057666 | 769.5553 | 0 | 0 | 0 | 0.0042 | 0 | 0.00057666 | 0.00057666 | 1173.2878 | 0 | 0 | 0 | 0.0042 | 0 | 0 | 0.00057666 | 0.00057666 | 1099.4598
06/16 03:00:00 | 69.98 | 21.1 | 0% | 1.4159 | 52477.1875 | 1.0999 | 3.9595 | 4.5163 | 4.0647 | 0 | 0 | 0 | 385.4521 | 1.4159 | 52477.1875 | 1.0999 | 4.2895 | 4.8927 | 4.1588 | 0 | 0 | 0 | 376.7326 | 0 | 0 | 0 | 0 | 0 | 0 | 0 | 759.0579 | 0 | 0 | 0 | 0 | 0 | 0 | 0 | 1235.9237 | 0 | 0 | 0 | 0 | 0 | 0 | 0 | 0 | 1146.7997 | 0 | 0 | 0 | 0.0042 | 0 | 0.00057666 | 0.00057666 | 769.5558 | 0 | 0 | 0 | 0.0042 | 0 | 0.00057666 | 0.00057666 | 1173.2884 | 0 | 0 | 0 | 0.0042 | 0 | 0 | 0.00057666 | 0.00057666 | 1099.4603
06/16 04:00:00 | 69.98 | 21.1 | 0% | 1.4159 | 52477.1875 | 1.0999 | 3.9595 | 4.5163 | 4.0647 | 0 | 0 | 0 | 385.4521 | 1.4159 | 52477.1875 | 1.0999 | 4.2895 | 4.8927 | 4.1588 | 0 | 0 | 0 | 376.7326 | 0 | 0 | 0 | 0 | 0 | 0 | 0 | 759.0579 | 0 | 0 | 0 | 0 | 0 | 0 | 0 | 1235.9237 | 0 | 0 | 0 | 0 | 0 | 0 | 0 | 0 | 1146.7997 | 0 | 0 | 0 | 0.0042 | 0 | 0.00057666 | 0.00057666 | 769.5564 | 0 | 0 | 0 | 0.0042 | 0 | 0.00057666 | 0.00057666 | 1173.289 | 0 | 0 | 0 | 0.0042 | 0 | 0 | 0.00057666 | 0.00057666 | 1099.4609
06/16 05:00:00 | 69.08 | 20.6 | 0% | 1.3992 | 51859.9654 | 1.1045 | 3.9762 | 4.4925 | 4.0432 | 0 | 0 | 0 | 385.4521 | 1.3992 | 51859.9654 | 1.1045 | 4.3075 | 4.8668 | 4.1368 | 0 | 0 | 0 | 376.7326 | 0 | 0 | 0 | 0 | 0 | 0 | 0 | 759.0579 | 0 | 0 | 0 | 0 | 0 | 0 | 0 | 1235.9237 | 0 | 0 | 0 | 0 | 0 | 0 | 0 | 0 | 1146.7997 | 0 | 0 | 0 | 0.0042 | 0 | 0.00057666 | 0.00057666 | 769.557 | 0 | 0 | 0 | 0.0042 | 0 | 0.00057666 | 0.00057666 | 1173.2895 | 0 | 0 | 0 | 0.0042 | 0 | 0 | 0.00057666 | 0.00057666 | 1099.4615
06/16 06:00:00 | 73.04 | 22.8 | 0% | 1.4732 | 54602.2855 | 1.0811 | 3.892 | 4.5976 | 4.1378 | 0 | 0 | 0 | 385.4521 | 1.4732 | 54602.2855 | 1.0811 | 4.2164 | 4.9807 | 4.2336 | 0 | 0 | 0 | 376.7326 | 0 | 0 | 0 | 0 | 0 | 0 | 0 | 759.0579 | 0 | 0 | 0 | 0 | 0 | 0 | 0 | 1235.9237 | 0 | 0 | 0 | 0 | 0 | 0 | 0 | 0 | 1146.7997 | 0 | 0 | 0 | 0.0042 | 0 | 0.00057666 | 0.00057666 | 769.5576 | 0 | 0 | 0 | 0.0042 | 0 | 0.00057666 | 0.00057666 | 1173.2901 | 0 | 0 | 0 | 0.0042 | 0 | 0 | 0.00057666 | 0.00057666 | 1099.4621
06/16 07:00:00 | 73.04 | 22.8 | 0% | 1.4732 | 54602.2855 | 1.0811 | 3.892 | 4.5976 | 4.1378 | 0 | 0 | 0 | 385.4521 | 1.4732 | 54602.2855 | 1.0811 | 4.2164 | 4.9807 | 4.2336 | 0 | 0 | 0 | 376.7326 | 0 | 0 | 0 | 0 | 0 | 0 | 0 | 759.0579 | 0 | 0 | 0 | 0 | 0 | 0 | 0 | 1235.9237 | 0 | 0 | 0 | 0 | 0 | 0 | 0 | 0 | 1146.7997 | 0 | 0 | 0 | 0.0042 | 0 | 0.00057666 | 0.00057666 | 769.5581 | 0 | 0 | 0 | 0.0042 | 0 | 0.00057666 | 0.00057666 | 1173.2907 | 0 | 0 | 0 | 0.0042 | 0 | 0 | 0.00057666 | 0.00057666 | 1099.4626
06/16 08:00:00 | 84.02 | 28.9 | 0% | 1.6881 | 62565.316 | 0.9832 | 3.5395 | 4.8978 | 4.408 | 0 | 0 | 0 | 385.4521 | 1.6881 | 62565.316 | 0.9832 | 3.8345 | 5.3059 | 4.51 | 0 | 0 | 0 | 376.7326 | 0 | 0 | 0 | 0 | 0 | 0 | 0 | 759.0579 | 0 | 0 | 0 | 0 | 0 | 0 | 0 | 1235.9237 | 0 | 0 | 0 | 0 | 0 | 0 | 0 | 0 | 1146.7997 | 0 | 0 | 0 | 0.0042 | 0 | 0.00057666 | 0.00057666 | 769.5587 | 0 | 0 | 0 | 0.0042 | 0 | 0.00057666 | 0.00057666 | 1173.2913 | 0 | 0 | 0 | 0.0042 | 0 | 0 | 0.00057666 | 0.00057666 | 1099.4632
06/16 09:00:00 | 87.08 | 30.6 | 0% | 1.7505 | 64878.6283 | 0.94996 | 3.4199 | 4.9861 | 4.4874 | 0 | 0 | 0 | 385.4521 | 1.7505 | 64878.6283 | 0.94996 | 3.7048 | 5.4016 | 4.5913 | 0 | 0 | 0 | 376.7326 | 0 | 0 | 0 | 0 | 0 | 0 | 0 | 759.0579 | 0 | 0 | 0 | 0 | 0 | 0 | 0 | 1235.9237 | 0 | 0 | 0 | 0 | 0 | 0 | 0 | 0 | 1146.7997 | 0 | 0 | 0 | 0.0042 | 0 | 0.00057666 | 0.00057666 | 769.5593 | 0 | 0 | 0 | 0.0042 | 0 | 0.00057666 | 0.00057666 | 1173.2918 | 0 | 0 | 0 | 0.0042 | 0 | 0 | 0.00057666 | 0.00057666 | 1099.4638
06/16 10:00:00 | 91.04 | 32.8 | 0% | 1.8329 | 67933.2195 | 0.90486 | 3.2575 | 5.1042 | 4.5938 | 0 | 0 | 0 | 385.4521 | 1.8329 | 67933.2195 | 0.90486 | 3.529 | 5.5296 | 4.7002 | 0 | 0 | 0 | 376.7326 | 0 | 0 | 0 | 0 | 0 | 0 | 0 | 759.0579 | 0 | 0 | 0 | 0 | 0 | 0 | 0 | 1235.9237 | 0 | 0 | 0 | 0 | 0 | 0 | 0 | 0 | 1146.7997 | 0 | 0 | 0 | 0.0042 | 0 | 0.00057666 | 0.00057666 | 769.5599 | 0 | 0 | 0 | 0.0042 | 0 | 0.00057666 | 0.00057666 | 1173.2924 | 0 | 0 | 0 | 0.0042 | 0 | 0 | 0.00057666 | 0.00057666 | 1099.4644
06/16 11:00:00 | 91.04 | 32.8 | 0% | 1.8329 | 67933.2195 | 0.90486 | 3.2575 | 5.1042 | 4.5938 | 0 | 0 | 0 | 385.4521 | 1.8329 | 67933.2195 | 0.90486 | 3.529 | 5.5296 | 4.7002 | 0 | 0 | 0 | 376.7326 | 0 | 0 | 0 | 0 | 0 | 0 | 0 | 759.0579 | 0 | 0 | 0 | 0 | 0 | 0 | 0 | 1235.9237 | 0 | 0 | 0 | 0 | 0 | 0 | 0 | 0 | 1146.7997 | 0 | 0 | 0 | 0.0042 | 0 | 0.00057666 | 0.00057666 | 769.5605 | 0 | 0 | 0 | 0.0042 | 0 | 0.00057666 | 0.00057666 | 1173.293 | 0 | 0 | 0 | 0.0042 | 0 | 0 | 0.00057666 | 0.00057666 | 1099.4649
06/16 12:00:00 | 93.92 | 34.4 | 0% | 1.894 | 70197.8905 | 0.8712 | 3.1363 | 5.1932 | 4.6739 | 0 | 0 | 0 | 385.4521 | 1.894 | 70197.8905 | 0.8712 | 3.3977 | 5.626 | 4.7821 | 0 | 0 | 0 | 376.7326 | 0 | 0 | 0 | 0 | 0 | 0 | 0 | 759.0579 | 0 | 0 | 0 | 0 | 0 | 0 | 0 | 1235.9237 | 0 | 0 | 0 | 0 | 0 | 0 | 0 | 0 | 1146.7997 | 0 | 0 | 0 | 0.0042 | 0 | 0.00057666 | 0.00057666 | 769.561 | 0 | 0 | 0 | 0.0042 | 0 | 0.00057666 | 0.00057666 | 1173.2936 | 0 | 0 | 0 | 0.0042 | 0 | 0 | 0.00057666 | 0.00057666 | 1099.4655
06/16 13:00:00 | 93.92 | 34.4 | 0% | 1.894 | 70197.8905 | 0.8712 | 3.1363 | 5.1932 | 4.6739 | 0 | 0 | 0 | 385.4521 | 1.894 | 70197.8905 | 0.8712 | 3.3977 | 5.626 | 4.7821 | 0 | 0 | 0 | 376.7326 | 0 | 0 | 0 | 0 | 0 | 0 | 0 | 759.0579 | 0 | 0 | 0 | 0 | 0 | 0 | 0 | 1235.9237 | 0 | 0 | 0 | 0 | 0 | 0 | 0 | 0 | 1146.7997 | 0 | 0 | 0 | 0.0042 | 0 | 0.00057666 | 0.00057666 | 769.5616 | 0 | 0 | 0 | 0.0042 | 0 | 0.00057666 | 0.00057666 | 1173.2942 | 0 | 0 | 0 | 0.0042 | 0 | 0 | 0.00057666 | 0.00057666 | 1099.4661
06/16 14:00:00 | 91.94 | 33.3 | 0% | 1.8519 | 68637.0258 | 0.89439 | 3.2198 | 5.1318 | 4.6186 | 0 | 0 | 0 | 385.4521 | 1.8519 | 68637.0258 | 0.89439 | 3.4881 | 5.5594 | 4.7255 | 0 | 0 | 0 | 376.7326 | 0 | 0 | 0 | 0 | 0 | 0 | 0 | 759.0579 | 0 | 0 | 0 | 0 | 0 | 0 | 0 | 1235.9237 | 0 | 0 | 0 | 0 | 0 | 0 | 0 | 0 | 1146.7997 | 0 | 0 | 0 | 0.0042 | 0 | 0.00057666 | 0.00057666 | 769.5622 | 0 | 0 | 0 | 0.0042 | 0 | 0.00057666 | 0.00057666 | 1173.2947 | 0 | 0 | 0 | 0.0042 | 0 | 0 | 0.00057666 | 0.00057666 | 1099.4667
06/16 15:00:00 | 93.02 | 33.9 | 0% | 1.8748 | 69486.2775 | 0.88176 | 3.1744 | 5.1651 | 4.6486 | 0 | 0 | 0 | 385.4521 | 1.8748 | 69486.2775 | 0.88176 | 3.4389 | 5.5955 | 4.7562 | 0 | 0 | 0 | 376.7326 | 0 | 0 | 0 | 0 | 0 | 0 | 0 | 759.0579 | 0 | 0 | 0 | 0 | 0 | 0 | 0 | 1235.9237 | 0 | 0 | 0 | 0 | 0 | 0 | 0 | 0 | 1146.7997 | 0 | 0 | 0 | 0.0042 | 0 | 0.00057666 | 0.00057666 | 769.5628 | 0 | 0 | 0 | 0.0042 | 0 | 0.00057666 | 0.00057666 | 1173.2953 | 0 | 0 | 0 | 0.0042 | 0 | 0 | 0.00057666 | 0.00057666 | 1099.4672
06/16 16:00:00 | 95 | 35 | 0% | 1.9172 | 71056.5103 | 0.85848 | 3.0905 | 5.2272 | 4.7045 | 0 | 0 | 0 | 385.4521 | 1.9172 | 71056.5103 | 0.85848 | 3.3481 | 5.6628 | 4.8134 | 0 | 0 | 0 | 376.7326 | 0 | 0 | 0 | 0 | 0 | 0 | 0 | 759.0579 | 0 | 0 | 0 | 0 | 0 | 0 | 0 | 1235.9237 | 0 | 0 | 0 | 0 | 0 | 0 | 0 | 0 | 1146.7997 | 0 | 0 | 0 | 0.0042 | 0 | 0.00057666 | 0.00057666 | 769.5633 | 0 | 0 | 0 | 0.0042 | 0 | 0.00057666 | 0.00057666 | 1173.2959 | 0 | 0 | 0 | 0.0042 | 0 | 0 | 0.00057666 | 0.00057666 | 1099.4678
06/16 17:00:00 | 93.92 | 34.4 | 0% | 1.894 | 70197.8905 | 0.8712 | 3.1363 | 5.1932 | 4.6739 | 0 | 0 | 0 | 385.4521 | 1.894 | 70197.8905 | 0.8712 | 3.3977 | 5.626 | 4.7821 | 0 | 0 | 0 | 376.7326 | 0 | 0 | 0 | 0 | 0 | 0 | 0 | 759.0579 | 0 | 0 | 0 | 0 | 0 | 0 | 0 | 1235.9237 | 0 | 0 | 0 | 0 | 0 | 0 | 0 | 0 | 1146.7997 | 0 | 0 | 0 | 0.0042 | 0 | 0.00057666 | 0.00057666 | 769.5639 | 0 | 0 | 0 | 0.0042 | 0 | 0.00057666 | 0.00057666 | 1173.2965 | 0 | 0 | 0 | 0.0042 | 0 | 0 | 0.00057666 | 0.00057666 | 1099.4684
06/16 18:00:00 | 91.94 | 33.3 | 0% | 1.8519 | 68637.0258 | 0.89439 | 3.2198 | 5.1318 | 4.6186 | 0 | 0 | 0 | 385.4521 | 1.8519 | 68637.0258 | 0.89439 | 3.4881 | 5.5594 | 4.7255 | 0 | 0 | 0 | 376.7326 | 0 | 0 | 0 | 0 | 0 | 0 | 0 | 759.0579 | 0 | 0 | 0 | 0 | 0 | 0 | 0 | 1235.9237 | 0 | 0 | 0 | 0 | 0 | 0 | 0 | 0 | 1146.7997 | 0 | 0 | 0 | 0.0042 | 0 | 0.00057666 | 0.00057666 | 769.5645 | 0 | 0 | 0 | 0.0042 | 0 | 0.00057666 | 0.00057666 | 1173.297 | 0 | 0 | 0 | 0.0042 | 0 | 0 | 0.00057666 | 0.00057666 | 1099.469
06/16 19:00:00 | 89.06 | 31.7 | 0% | 1.7914 | 66397.3365 | 0.92764 | 3.3395 | 5.0446 | 4.5401 | 0 | 0 | 0 | 385.4521 | 1.7914 | 66397.3365 | 0.92764 | 3.6178 | 5.4649 | 4.6452 | 0 | 0 | 0 | 376.7326 | 0 | 0 | 0 | 0 | 0 | 0 | 0 | 759.0579 | 0 | 0 | 0 | 0 | 0 | 0 | 0 | 1235.9237 | 0 | 0 | 0 | 0 | 0 | 0 | 0 | 0 | 1146.7997 | 0 | 0 | 0 | 0.0042 | 0 | 0.00057666 | 0.00057666 | 769.5651 | 0 | 0 | 0 | 0.0042 | 0 | 0.00057666 | 0.00057666 | 1173.2976 | 0 | 0 | 0 | 0.0042 | 0 | 0 | 0.00057666 | 0.00057666 | 1099.4696
06/16 20:00:00 | 87.08 | 30.6 | 0% | 1.7505 | 64878.6283 | 0.94996 | 3.4199 | 4.9861 | 4.4874 | 0 | 0 | 0 | 385.4521 | 1.7505 | 64878.6283 | 0.94996 | 3.7048 | 5.4016 | 4.5913 | 0 | 0 | 0 | 376.7326 | 0 | 0 | 0 | 0 | 0 | 0 | 0 | 759.0579 | 0 | 0 | 0 | 0 | 0 | 0 | 0 | 1235.9237 | 0 | 0 | 0 | 0 | 0 | 0 | 0 | 0 | 1146.7997 | 0 | 0 | 0 | 0.0042 | 0 | 0.00057666 | 0.00057666 | 769.5656 | 0 | 0 | 0 | 0.0042 | 0 | 0.00057666 | 0.00057666 | 1173.2982 | 0 | 0 | 0 | 0.0042 | 0 | 0 | 0.00057666 | 0.00057666 | 1099.4701
06/16 21:00:00 | 84.02 | 28.9 | 0% | 1.6881 | 62565.316 | 0.9832 | 3.5395 | 4.8978 | 4.408 | 0 | 0 | 0 | 385.4521 | 1.6881 | 62565.316 | 0.9832 | 3.8345 | 5.3059 | 4.51 | 0 | 0 | 0 | 376.7326 | 0 | 0 | 0 | 0 | 0 | 0 | 0 | 759.0579 | 0 | 0 | 0 | 0 | 0 | 0 | 0 | 1235.9237 | 0 | 0 | 0 | 0 | 0 | 0 | 0 | 0 | 1146.7997 | 0 | 0 | 0 | 0.0042 | 0 | 0.00057666 | 0.00057666 | 769.5662 | 0 | 0 | 0 | 0.0042 | 0 | 0.00057666 | 0.00057666 | 1173.2988 | 0 | 0 | 0 | 0.0042 | 0 | 0 | 0.00057666 | 0.00057666 | 1099.4707
06/16 22:00:00 | 80.06 | 26.7 | 0% | 1.6089 | 59632.5105 | 1.0231 | 3.6831 | 4.787 | 4.3083 | 0 | 0 | 0 | 385.4521 | 1.6089 | 59632.5105 | 1.0231 | 3.99 | 5.1859 | 4.408 | 0 | 0 | 0 | 376.7326 | 0 | 0 | 0 | 0 | 0 | 0 | 0 | 759.0579 | 0 | 0 | 0 | 0 | 0 | 0 | 0 | 1235.9237 | 0 | 0 | 0 | 0 | 0 | 0 | 0 | 0 | 1146.7997 | 0 | 0 | 0 | 0.0042 | 0 | 0.00057666 | 0.00057666 | 769.5668 | 0 | 0 | 0 | 0.0042 | 0 | 0.00057666 | 0.00057666 | 1173.2993 | 0 | 0 | 0 | 0.0042 | 0 | 0 | 0.00057666 | 0.00057666 | 1099.4713
06/16 23:00:00 | 77 | 25 | 0% | 1.5491 | 57413.3053 | 1.0507 | 3.7824 | 4.7036 | 4.2332 | 0 | 0 | 0 | 385.4521 | 1.5491 | 57413.3053 | 1.0507 | 4.0976 | 5.0956 | 4.3312 | 0 | 0 | 0 | 376.7326 | 0 | 0 | 0 | 0 | 0 | 0 | 0 | 759.0579 | 0 | 0 | 0 | 0 | 0 | 0 | 0 | 1235.9237 | 0 | 0 | 0 | 0 | 0 | 0 | 0 | 0 | 1146.7997 | 0 | 0 | 0 | 0.0042 | 0 | 0.00057666 | 0.00057666 | 769.5674 | 0 | 0 | 0 | 0.0042 | 0 | 0.00057666 | 0.00057666 | 1173.2999 | 0 | 0 | 0 | 0.0042 | 0 | 0 | 0.00057666 | 0.00057666 | 1099.4719
06/16 24:00:00 | 75.92 | 24.4 | 0% | 1.5282 | 56639.8504 | 1.0596 | 3.8146 | 4.6745 | 4.2071 | 0 | 0 | 0 | 385.4521 | 1.5282 | 56639.8504 | 1.0596 | 4.1325 | 5.0641 | 4.3044 | 0 | 0 | 0 | 376.7326 | 0 | 0 | 0 | 0 | 0 | 0 | 0 | 759.0579 | 0 | 0 | 0 | 0 | 0 | 0 | 0 | 1235.9237 | 0 | 0 | 0 | 0 | 0 | 0 | 0 | 0 | 1146.7997 | 0 | 0 | 0 | 0.0042 | 0 | 0.00057666 | 0.00057666 | 769.5679 | 0 | 0 | 0 | 0.0042 | 0 | 0.00057666 | 0.00057666 | 1173.3005 | 0 | 0 | 0 | 0.0042 | 0 | 0 | 0.00057666 | 0.00057666 | 1099.4724
06/17 01:00:00 | 73.04 | 22.8 | 0% | 1.4732 | 54602.2855 | 1.0811 | 3.892 | 4.5976 | 4.1378 | 0 | 0 | 0 | 385.4521 | 1.4732 | 54602.2855 | 1.0811 | 4.2164 | 4.9807 | 4.2336 | 0 | 0 | 0 | 376.7326 | 0 | 0 | 0 | 0 | 0 | 0 | 0 | 759.0579 | 0 | 0 | 0 | 0 | 0 | 0 | 0 | 1235.9237 | 0 | 0 | 0 | 0 | 0 | 0 | 0 | 0 | 1146.7997 | 0 | 0 | 0 | 0.0042 | 0 | 0.00057666 | 0.00057666 | 769.5685 | 0 | 0 | 0 | 0.0042 | 0 | 0.00057666 | 0.00057666 | 1173.3011 | 0 | 0 | 0 | 0.0042 | 0 | 0 | 0.00057666 | 0.00057666 | 1099.473
06/17 02:00:00 | 71.96 | 22.2 | 0% | 1.4528 | 53847.5669 | 1.0882 | 3.9177 | 4.5689 | 4.112 | 0 | 0 | 0 | 385.4521 | 1.4528 | 53847.5669 | 1.0882 | 4.2442 | 4.9496 | 4.2072 | 0 | 0 | 0 | 376.7326 | 0 | 0 | 0 | 0 | 0 | 0 | 0 | 759.0579 | 0 | 0 | 0 | 0 | 0 | 0 | 0 | 1235.9237 | 0 | 0 | 0 | 0 | 0 | 0 | 0 | 0 | 1146.7997 | 0 | 0 | 0 | 0.0042 | 0 | 0.00057666 | 0.00057666 | 769.5691 | 0 | 0 | 0 | 0.0042 | 0 | 0.00057666 | 0.00057666 | 1173.3016 | 0 | 0 | 0 | 0.0042 | 0 | 0 | 0.00057666 | 0.00057666 | 1099.4736
06/17 03:00:00 | 71.96 | 22.2 | 0% | 1.4528 | 53847.5669 | 1.0882 | 3.9177 | 4.5689 | 4.112 | 0 | 0 | 0 | 385.4521 | 1.4528 | 53847.5669 | 1.0882 | 4.2442 | 4.9496 | 4.2072 | 0 | 0 | 0 | 376.7326 | 0 | 0 | 0 | 0 | 0 | 0 | 0 | 759.0579 | 0 | 0 | 0 | 0 | 0 | 0 | 0 | 1235.9237 | 0 | 0 | 0 | 0 | 0 | 0 | 0 | 0 | 1146.7997 | 0 | 0 | 0 | 0.0042 | 0 | 0.00057666 | 0.00057666 | 769.5697 | 0 | 0 | 0 | 0.0042 | 0 | 0.00057666 | 0.00057666 | 1173.3022 | 0 | 0 | 0 | 0.0042 | 0 | 0 | 0.00057666 | 0.00057666 | 1099.4742
06/17 04:00:00 | 71.06 | 21.7 | 0% | 1.436 | 53222.538 | 1.0938 | 3.9376 | 4.545 | 4.0905 | 0 | 0 | 0 | 385.4521 | 1.436 | 53222.538 | 1.0938 | 4.2657 | 4.9237 | 4.1852 | 0 | 0 | 0 | 376.7326 | 0 | 0 | 0 | 0 | 0 | 0 | 0 | 759.0579 | 0 | 0 | 0 | 0 | 0 | 0 | 0 | 1235.9237 | 0 | 0 | 0 | 0 | 0 | 0 | 0 | 0 | 1146.7997 | 0 | 0 | 0 | 0.0042 | 0 | 0.00057666 | 0.00057666 | 769.5703 | 0 | 0 | 0 | 0.0042 | 0 | 0.00057666 | 0.00057666 | 1173.3028 | 0 | 0 | 0 | 0.0042 | 0 | 0 | 0.00057666 | 0.00057666 | 1099.4747
06/17 05:00:00 | 71.06 | 21.7 | 0% | 1.436 | 53222.538 | 1.0938 | 3.9376 | 4.545 | 4.0905 | 0 | 0 | 0 | 385.4521 | 1.436 | 53222.538 | 1.0938 | 4.2657 | 4.9237 | 4.1852 | 0 | 0 | 0 | 376.7326 | 0 | 0 | 0 | 0 | 0 | 0 | 0 | 759.0579 | 0 | 0 | 0 | 0 | 0 | 0 | 0 | 1235.9237 | 0 | 0 | 0 | 0 | 0 | 0 | 0 | 0 | 1146.7997 | 0 | 0 | 0 | 0.0042 | 0 | 0.00057666 | 0.00057666 | 769.5708 | 0 | 0 | 0 | 0.0042 | 0 | 0.00057666 | 0.00057666 | 1173.3034 | 0 | 0 | 0 | 0.0042 | 0 | 0 | 0.00057666 | 0.00057666 | 1099.4753
06/17 06:00:00 | 73.94 | 23.3 | 0% | 1.4903 | 55235.1212 | 1.0748 | 3.8692 | 4.6215 | 4.1594 | 0 | 0 | 0 | 385.4521 | 1.4903 | 55235.1212 | 1.0748 | 4.1916 | 5.0067 | 4.2557 | 0 | 0 | 0 | 376.7326 | 0 | 0 | 0 | 0 | 0 | 0 | 0 | 759.0579 | 0 | 0 | 0 | 0 | 0 | 0 | 0 | 1235.9237 | 0 | 0 | 0 | 0 | 0 | 0 | 0 | 0 | 1146.7997 | 0 | 0 | 0 | 0.0042 | 0 | 0.00057666 | 0.00057666 | 769.5714 | 0 | 0 | 0 | 0.0042 | 0 | 0.00057666 | 0.00057666 | 1173.304 | 0 | 0 | 0 | 0.0042 | 0 | 0 | 0.00057666 | 0.00057666 | 1099.4759
06/17 07:00:00 | 73.94 | 23.3 | 0% | 1.4903 | 55235.1212 | 1.0748 | 3.8692 | 4.6215 | 4.1594 | 0 | 0 | 0 | 385.4521 | 1.4903 | 55235.1212 | 1.0748 | 4.1916 | 5.0067 | 4.2557 | 0 | 0 | 0 | 376.7326 | 0 | 0 | 0 | 0 | 0 | 0 | 0 | 759.0579 | 0 | 0 | 0 | 0 | 0 | 0 | 0 | 1235.9237 | 0 | 0 | 0 | 0 | 0 | 0 | 0 | 0 | 1146.7997 | 0 | 0 | 0 | 0.0042 | 0 | 0.00057666 | 0.00057666 | 769.572 | 0 | 0 | 0 | 0.0042 | 0 | 0.00057666 | 0.00057666 | 1173.3045 | 0 | 0 | 0 | 0.0042 | 0 | 0 | 0.00057666 | 0.00057666 | 1099.4765
06/17 08:00:00 | 82.94 | 28.3 | 0% | 1.6663 | 61758.6468 | 0.99447 | 3.5801 | 4.8672 | 4.3805 | 0 | 0 | 0 | 385.4521 | 1.6663 | 61758.6468 | 0.99447 | 3.8784 | 5.2728 | 4.4819 | 0 | 0 | 0 | 376.7326 | 0 | 0 | 0 | 0 | 0 | 0 | 0 | 759.0579 | 0 | 0 | 0 | 0 | 0 | 0 | 0 | 1235.9237 | 0 | 0 | 0 | 0 | 0 | 0 | 0 | 0 | 1146.7997 | 0 | 0 | 0 | 0.0042 | 0 | 0.00057666 | 0.00057666 | 769.5726 | 0 | 0 | 0 | 0.0042 | 0 | 0.00057666 | 0.00057666 | 1173.3051 | 0 | 0 | 0 | 0.0042 | 0 | 0 | 0.00057666 | 0.00057666 | 1099.4771
06/17 09:00:00 | 87.98 | 31.1 | 0% | 1.769 | 65566.8211 | 0.93988 | 3.3836 | 5.0125 | 4.5113 | 0 | 0 | 0 | 385.4521 | 1.769 | 65566.8211 | 0.93988 | 3.6655 | 5.4302 | 4.6157 | 0 | 0 | 0 | 376.7326 | 0 | 0 | 0 | 0 | 0 | 0 | 0 | 759.0579 | 0 | 0 | 0 | 0 | 0 | 0 | 0 | 1235.9237 | 0 | 0 | 0 | 0 | 0 | 0 | 0 | 0 | 1146.7997 | 0 | 0 | 0 | 0.0042 | 0 | 0.00057666 | 0.00057666 | 769.5731 | 0 | 0 | 0 | 0.0042 | 0 | 0.00057666 | 0.00057666 | 1173.3057 | 0 | 0 | 0 | 0.0042 | 0 | 0 | 0.00057666 | 0.00057666 | 1099.4776
06/17 10:00:00 | 91.04 | 32.8 | 0% | 1.8329 | 67933.2195 | 0.90486 | 3.2575 | 5.1042 | 4.5938 | 0 | 0 | 0 | 385.4521 | 1.8329 | 67933.2195 | 0.90486 | 3.529 | 5.5296 | 4.7002 | 0 | 0 | 0 | 376.7326 | 0 | 0 | 0 | 0 | 0 | 0 | 0 | 759.0579 | 0 | 0 | 0 | 0 | 0 | 0 | 0 | 1235.9237 | 0 | 0 | 0 | 0 | 0 | 0 | 0 | 0 | 1146.7997 | 0 | 0 | 0 | 0.0042 | 0 | 0.00057666 | 0.00057666 | 769.5737 | 0 | 0 | 0 | 0.0042 | 0 | 0.00057666 | 0.00057666 | 1173.3063 | 0 | 0 | 0 | 0.0042 | 0 | 0 | 0.00057666 | 0.00057666 | 1099.4782
06/17 11:00:00 | 91.94 | 33.3 | 0% | 1.8519 | 68637.0258 | 0.89439 | 3.2198 | 5.1318 | 4.6186 | 0 | 0 | 0 | 385.4521 | 1.8519 | 68637.0258 | 0.89439 | 3.4881 | 5.5594 | 4.7255 | 0 | 0 | 0 | 376.7326 | 0 | 0 | 0 | 0 | 0 | 0 | 0 | 759.0579 | 0 | 0 | 0 | 0 | 0 | 0 | 0 | 1235.9237 | 0 | 0 | 0 | 0 | 0 | 0 | 0 | 0 | 1146.7997 | 0 | 0 | 0 | 0.0042 | 0 | 0.00057666 | 0.00057666 | 769.5743 | 0 | 0 | 0 | 0.0042 | 0 | 0.00057666 | 0.00057666 | 1173.3068 | 0 | 0 | 0 | 0.0042 | 0 | 0 | 0.00057666 | 0.00057666 | 1099.4788
06/17 12:00:00 | 91.94 | 33.3 | 0% | 1.8519 | 68637.0258 | 0.89439 | 3.2198 | 5.1318 | 4.6186 | 0 | 0 | 0 | 385.4521 | 1.8519 | 68637.0258 | 0.89439 | 3.4881 | 5.5594 | 4.7255 | 0 | 0 | 0 | 376.7326 | 0 | 0 | 0 | 0 | 0 | 0 | 0 | 759.0579 | 0 | 0 | 0 | 0 | 0 | 0 | 0 | 1235.9237 | 0 | 0 | 0 | 0 | 0 | 0 | 0 | 0 | 1146.7997 | 0 | 0 | 0 | 0.0042 | 0 | 0.00057666 | 0.00057666 | 769.5749 | 0 | 0 | 0 | 0.0042 | 0 | 0.00057666 | 0.00057666 | 1173.3074 | 0 | 0 | 0 | 0.0042 | 0 | 0 | 0.00057666 | 0.00057666 | 1099.4794
06/17 13:00:00 | 91.94 | 33.3 | 0% | 1.8519 | 68637.0258 | 0.89439 | 3.2198 | 5.1318 | 4.6186 | 0 | 0 | 0 | 385.4521 | 1.8519 | 68637.0258 | 0.89439 | 3.4881 | 5.5594 | 4.7255 | 0 | 0 | 0 | 376.7326 | 0 | 0 | 0 | 0 | 0 | 0 | 0 | 759.0579 | 0 | 0 | 0 | 0 | 0 | 0 | 0 | 1235.9237 | 0 | 0 | 0 | 0 | 0 | 0 | 0 | 0 | 1146.7997 | 0 | 0 | 0 | 0.0042 | 0 | 0.00057666 | 0.00057666 | 769.5754 | 0 | 0 | 0 | 0.0042 | 0 | 0.00057666 | 0.00057666 | 1173.308 | 0 | 0 | 0 | 0.0042 | 0 | 0 | 0.00057666 | 0.00057666 | 1099.4799
06/17 14:00:00 | 95 | 35 | 0% | 1.9172 | 71056.5103 | 0.85848 | 3.0905 | 5.2272 | 4.7045 | 0 | 0 | 0 | 385.4521 | 1.9172 | 71056.5103 | 0.85848 | 3.3481 | 5.6628 | 4.8134 | 0 | 0 | 0 | 376.7326 | 0 | 0 | 0 | 0 | 0 | 0 | 0 | 759.0579 | 0 | 0 | 0 | 0 | 0 | 0 | 0 | 1235.9237 | 0 | 0 | 0 | 0 | 0 | 0 | 0 | 0 | 1146.7997 | 0 | 0 | 0 | 0.0042 | 0 | 0.00057666 | 0.00057666 | 769.576 | 0 | 0 | 0 | 0.0042 | 0 | 0.00057666 | 0.00057666 | 1173.3086 | 0 | 0 | 0 | 0.0042 | 0 | 0 | 0.00057666 | 0.00057666 | 1099.4805
06/17 15:00:00 | 96.98 | 36.1 | 0% | 1.96 | 72643.9181 | 0.83513 | 3.0065 | 5.2905 | 4.7615 | 0 | 0 | 0 | 385.4521 | 1.96 | 72643.9181 | 0.83513 | 3.257 | 5.7314 | 4.8717 | 0 | 0 | 0 | 376.7326 | 0 | 0 | 0 | 0 | 0 | 0 | 0 | 759.0579 | 0 | 0 | 0 | 0 | 0 | 0 | 0 | 1235.9237 | 0 | 0 | 0 | 0 | 0 | 0 | 0 | 0 | 1146.7997 | 0 | 0 | 0 | 0.0042 | 0 | 0.00057666 | 0.00057666 | 769.5766 | 0 | 0 | 0 | 0.0042 | 0 | 0.00057666 | 0.00057666 | 1173.3091 | 0 | 0 | 0 | 0.0042 | 0 | 0 | 0.00057666 | 0.00057666 | 1099.4811
06/17 16:00:00 | 96.08 | 35.6 | 0% | 1.9405 | 71920.24 | 0.84575 | 3.0447 | 5.2616 | 4.7354 | 0 | 0 | 0 | 385.4521 | 1.9405 | 71920.24 | 0.84575 | 3.2984 | 5.7001 | 4.8451 | 0 | 0 | 0 | 376.7326 | 0 | 0 | 0 | 0 | 0 | 0 | 0 | 759.0579 | 0 | 0 | 0 | 0 | 0 | 0 | 0 | 1235.9237 | 0 | 0 | 0 | 0 | 0 | 0 | 0 | 0 | 1146.7997 | 0 | 0 | 0 | 0.0042 | 0 | 0.00057666 | 0.00057666 | 769.5772 | 0 | 0 | 0 | 0.0042 | 0 | 0.00057666 | 0.00057666 | 1173.3097 | 0 | 0 | 0 | 0.0042 | 0 | 0 | 0.00057666 | 0.00057666 | 1099.4817
06/17 17:00:00 | 93.92 | 34.4 | 0% | 1.894 | 70197.8905 | 0.8712 | 3.1363 | 5.1932 | 4.6739 | 0 | 0 | 0 | 385.4521 | 1.894 | 70197.8905 | 0.8712 | 3.3977 | 5.626 | 4.7821 | 0 | 0 | 0 | 376.7326 | 0 | 0 | 0 | 0 | 0 | 0 | 0 | 759.0579 | 0 | 0 | 0 | 0 | 0 | 0 | 0 | 1235.9237 | 0 | 0 | 0 | 0 | 0 | 0 | 0 | 0 | 1146.7997 | 0 | 0 | 0 | 0.0042 | 0 | 0.00057666 | 0.00057666 | 769.5778 | 0 | 0 | 0 | 0.0042 | 0 | 0.00057666 | 0.00057666 | 1173.3103 | 0 | 0 | 0 | 0.0042 | 0 | 0 | 0.00057666 | 0.00057666 | 1099.4822
06/17 18:00:00 | 91.94 | 33.3 | 0% | 1.8519 | 68637.0258 | 0.89439 | 3.2198 | 5.1318 | 4.6186 | 0 | 0 | 0 | 385.4521 | 1.8519 | 68637.0258 | 0.89439 | 3.4881 | 5.5594 | 4.7255 | 0 | 0 | 0 | 376.7326 | 0 | 0 | 0 | 0 | 0 | 0 | 0 | 759.0579 | 0 | 0 | 0 | 0 | 0 | 0 | 0 | 1235.9237 | 0 | 0 | 0 | 0 | 0 | 0 | 0 | 0 | 1146.7997 | 0 | 0 | 0 | 0.0042 | 0 | 0.00057666 | 0.00057666 | 769.5783 | 0 | 0 | 0 | 0.0042 | 0 | 0.00057666 | 0.00057666 | 1173.3109 | 0 | 0 | 0 | 0.0042 | 0 | 0 | 0.00057666 | 0.00057666 | 1099.4828
06/17 19:00:00 | 91.94 | 33.3 | 0% | 1.8519 | 68637.0258 | 0.89439 | 3.2198 | 5.1318 | 4.6186 | 0 | 0 | 0 | 385.4521 | 1.8519 | 68637.0258 | 0.89439 | 3.4881 | 5.5594 | 4.7255 | 0 | 0 | 0 | 376.7326 | 0 | 0 | 0 | 0 | 0 | 0 | 0 | 759.0579 | 0 | 0 | 0 | 0 | 0 | 0 | 0 | 1235.9237 | 0 | 0 | 0 | 0 | 0 | 0 | 0 | 0 | 1146.7997 | 0 | 0 | 0 | 0.0042 | 0 | 0.00057666 | 0.00057666 | 769.5789 | 0 | 0 | 0 | 0.0042 | 0 | 0.00057666 | 0.00057666 | 1173.3115 | 0 | 0 | 0 | 0.0042 | 0 | 0 | 0.00057666 | 0.00057666 | 1099.4834
06/17 20:00:00 | 80.96 | 27.2 | 0% | 1.6267 | 60293.0247 | 1.0144 | 3.6518 | 4.8119 | 4.3307 | 0 | 0 | 0 | 385.4521 | 1.6267 | 60293.0247 | 1.0144 | 3.9561 | 5.2129 | 4.4309 | 0 | 0 | 0 | 376.7326 | 0 | 0 | 0 | 0 | 0 | 0 | 0 | 759.0579 | 0 | 0 | 0 | 0 | 0 | 0 | 0 | 1235.9237 | 0 | 0 | 0 | 0 | 0 | 0 | 0 | 0 | 1146.7997 | 0 | 0 | 0 | 0.0042 | 0 | 0.00057666 | 0.00057666 | 769.5795 | 0 | 0 | 0 | 0.0042 | 0 | 0.00057666 | 0.00057666 | 1173.312 | 0 | 0 | 0 | 0.0042 | 0 | 0 | 0.00057666 | 0.00057666 | 1099.484
06/17 21:00:00 | 78.98 | 26.1 | 0% | 1.5877 | 58844.5776 | 1.0332 | 3.7194 | 4.7574 | 4.2816 | 0 | 0 | 0 | 385.4521 | 1.5877 | 58844.5776 | 1.0332 | 4.0294 | 5.1538 | 4.3808 | 0 | 0 | 0 | 376.7326 | 0 | 0 | 0 | 0 | 0 | 0 | 0 | 759.0579 | 0 | 0 | 0 | 0 | 0 | 0 | 0 | 1235.9237 | 0 | 0 | 0 | 0 | 0 | 0 | 0 | 0 | 1146.7997 | 0 | 0 | 0 | 0.0042 | 0 | 0.00057666 | 0.00057666 | 769.5801 | 0 | 0 | 0 | 0.0042 | 0 | 0.00057666 | 0.00057666 | 1173.3126 | 0 | 0 | 0 | 0.0042 | 0 | 0 | 0.00057666 | 0.00057666 | 1099.4845
06/17 22:00:00 | 78.08 | 25.6 | 0% | 1.5701 | 58191.8702 | 1.0413 | 3.7487 | 4.7329 | 4.2596 | 0 | 0 | 0 | 385.4521 | 1.5701 | 58191.8702 | 1.0413 | 4.0611 | 5.1273 | 4.3582 | 0 | 0 | 0 | 376.7326 | 0 | 0 | 0 | 0 | 0 | 0 | 0 | 759.0579 | 0 | 0 | 0 | 0 | 0 | 0 | 0 | 1235.9237 | 0 | 0 | 0 | 0 | 0 | 0 | 0 | 0 | 1146.7997 | 0 | 0 | 0 | 0.0042 | 0 | 0.00057666 | 0.00057666 | 769.5806 | 0 | 0 | 0 | 0.0042 | 0 | 0.00057666 | 0.00057666 | 1173.3132 | 0 | 0 | 0 | 0.0042 | 0 | 0 | 0.00057666 | 0.00057666 | 1099.4851
06/17 23:00:00 | 77 | 25 | 0% | 1.5491 | 57413.3053 | 1.0507 | 3.7824 | 4.7036 | 4.2332 | 0 | 0 | 0 | 385.4521 | 1.5491 | 57413.3053 | 1.0507 | 4.0976 | 5.0956 | 4.3312 | 0 | 0 | 0 | 376.7326 | 0 | 0 | 0 | 0 | 0 | 0 | 0 | 759.0579 | 0 | 0 | 0 | 0 | 0 | 0 | 0 | 1235.9237 | 0 | 0 | 0 | 0 | 0 | 0 | 0 | 0 | 1146.7997 | 0 | 0 | 0 | 0.0042 | 0 | 0.00057666 | 0.00057666 | 769.5812 | 0 | 0 | 0 | 0.0042 | 0 | 0.00057666 | 0.00057666 | 1173.3138 | 0 | 0 | 0 | 0.0042 | 0 | 0 | 0.00057666 | 0.00057666 | 1099.4857
06/17 24:00:00 | 75.92 | 24.4 | 0% | 1.5282 | 56639.8504 | 1.0596 | 3.8146 | 4.6745 | 4.2071 | 0 | 0 | 0 | 385.4521 | 1.5282 | 56639.8504 | 1.0596 | 4.1325 | 5.0641 | 4.3044 | 0 | 0 | 0 | 376.7326 | 0 | 0 | 0 | 0 | 0 | 0 | 0 | 759.0579 | 0 | 0 | 0 | 0 | 0 | 0 | 0 | 1235.9237 | 0 | 0 | 0 | 0 | 0 | 0 | 0 | 0 | 1146.7997 | 0 | 0 | 0 | 0.0042 | 0 | 0.00057666 | 0.00057666 | 769.5818 | 0 | 0 | 0 | 0.0042 | 0 | 0.00057666 | 0.00057666 | 1173.3143 | 0 | 0 | 0 | 0.0042 | 0 | 0 | 0.00057666 | 0.00057666 | 1099.4863
06/18 01:00:00 | 75.92 | 24.4 | 0% | 1.5282 | 56639.8504 | 1.0596 | 3.8146 | 4.6745 | 4.2071 | 0 | 0 | 0 | 385.4521 | 1.5282 | 56639.8504 | 1.0596 | 4.1325 | 5.0641 | 4.3044 | 0 | 0 | 0 | 376.7326 | 0 | 0 | 0 | 0 | 0 | 0 | 0 | 759.0579 | 0 | 0 | 0 | 0 | 0 | 0 | 0 | 1235.9237 | 0 | 0 | 0 | 0 | 0 | 0 | 0 | 0 | 1146.7997 | 0 | 0 | 0 | 0.0042 | 0 | 0.00057666 | 0.00057666 | 769.5824 | 0 | 0 | 0 | 0.0042 | 0 | 0.00057666 | 0.00057666 | 1173.3149 | 0 | 0 | 0 | 0.0042 | 0 | 0 | 0.00057666 | 0.00057666 | 1099.4869
06/18 02:00:00 | 73.94 | 23.3 | 0% | 1.4903 | 55235.1212 | 1.0748 | 3.8692 | 4.6215 | 4.1594 | 0 | 0 | 0 | 385.4521 | 1.4903 | 55235.1212 | 1.0748 | 4.1916 | 5.0067 | 4.2557 | 0 | 0 | 0 | 376.7326 | 0 | 0 | 0 | 0 | 0 | 0 | 0 | 759.0579 | 0 | 0 | 0 | 0 | 0 | 0 | 0 | 1235.9237 | 0 | 0 | 0 | 0 | 0 | 0 | 0 | 0 | 1146.7997 | 0 | 0 | 0 | 0.0042 | 0 | 0.00057666 | 0.00057666 | 769.5829 | 0 | 0 | 0 | 0.0042 | 0 | 0.00057666 | 0.00057666 | 1173.3155 | 0 | 0 | 0 | 0.0042 | 0 | 0 | 0.00057666 | 0.00057666 | 1099.4874
06/18 03:00:00 | 71.96 | 22.2 | 0% | 1.4528 | 53847.5669 | 1.0882 | 3.9177 | 4.5689 | 4.112 | 0 | 0 | 0 | 385.4521 | 1.4528 | 53847.5669 | 1.0882 | 4.2442 | 4.9496 | 4.2072 | 0 | 0 | 0 | 376.7326 | 0 | 0 | 0 | 0 | 0 | 0 | 0 | 759.0579 | 0 | 0 | 0 | 0 | 0 | 0 | 0 | 1235.9237 | 0 | 0 | 0 | 0 | 0 | 0 | 0 | 0 | 1146.7997 | 0 | 0 | 0 | 0.0042 | 0 | 0.00057666 | 0.00057666 | 769.5835 | 0 | 0 | 0 | 0.0042 | 0 | 0.00057666 | 0.00057666 | 1173.3161 | 0 | 0 | 0 | 0.0042 | 0 | 0 | 0.00057666 | 0.00057666 | 1099.488
06/18 04:00:00 | 71.96 | 22.2 | 0% | 1.4528 | 53847.5669 | 1.0882 | 3.9177 | 4.5689 | 4.112 | 0 | 0 | 0 | 385.4521 | 1.4528 | 53847.5669 | 1.0882 | 4.2442 | 4.9496 | 4.2072 | 0 | 0 | 0 | 376.7326 | 0 | 0 | 0 | 0 | 0 | 0 | 0 | 759.0579 | 0 | 0 | 0 | 0 | 0 | 0 | 0 | 1235.9237 | 0 | 0 | 0 | 0 | 0 | 0 | 0 | 0 | 1146.7997 | 0 | 0 | 0 | 0.0042 | 0 | 0.00057666 | 0.00057666 | 769.5841 | 0 | 0 | 0 | 0.0042 | 0 | 0.00057666 | 0.00057666 | 1173.3166 | 0 | 0 | 0 | 0.0042 | 0 | 0 | 0.00057666 | 0.00057666 | 1099.4886
06/18 05:00:00 | 71.96 | 22.2 | 0% | 1.4528 | 53847.5669 | 1.0882 | 3.9177 | 4.5689 | 4.112 | 0 | 0 | 0 | 385.4521 | 1.4528 | 53847.5669 | 1.0882 | 4.2442 | 4.9496 | 4.2072 | 0 | 0 | 0 | 376.7326 | 0 | 0 | 0 | 0 | 0 | 0 | 0 | 759.0579 | 0 | 0 | 0 | 0 | 0 | 0 | 0 | 1235.9237 | 0 | 0 | 0 | 0 | 0 | 0 | 0 | 0 | 1146.7997 | 0 | 0 | 0 | 0.0042 | 0 | 0.00057666 | 0.00057666 | 769.5847 | 0 | 0 | 0 | 0.0042 | 0 | 0.00057666 | 0.00057666 | 1173.3172 | 0 | 0 | 0 | 0.0042 | 0 | 0 | 0.00057666 | 0.00057666 | 1099.4892
06/18 06:00:00 | 75.02 | 23.9 | 0% | 1.5109 | 55999.208 | 1.0667 | 3.8401 | 4.6504 | 4.1853 | 0 | 0 | 0 | 385.4521 | 1.5109 | 55999.208 | 1.0667 | 4.1602 | 5.0379 | 4.2822 | 0 | 0 | 0 | 376.7326 | 0 | 0 | 0 | 0 | 0 | 0 | 0 | 759.0579 | 0 | 0 | 0 | 0 | 0 | 0 | 0 | 1235.9237 | 0 | 0 | 0 | 0 | 0 | 0 | 0 | 0 | 1146.7997 | 0 | 0 | 0 | 0.0042 | 0 | 0.00057666 | 0.00057666 | 769.5852 | 0 | 0 | 0 | 0.0042 | 0 | 0.00057666 | 0.00057666 | 1173.3178 | 0 | 0 | 0 | 0.0042 | 0 | 0 | 0.00057666 | 0.00057666 | 1099.4897
06/18 07:00:00 | 75.02 | 23.9 | 0% | 1.5109 | 55999.208 | 1.0667 | 3.8401 | 4.6504 | 4.1853 | 0 | 0 | 0 | 385.4521 | 1.5109 | 55999.208 | 1.0667 | 4.1602 | 5.0379 | 4.2822 | 0 | 0 | 0 | 376.7326 | 0 | 0 | 0 | 0 | 0 | 0 | 0 | 759.0579 | 0 | 0 | 0 | 0 | 0 | 0 | 0 | 1235.9237 | 0 | 0 | 0 | 0 | 0 | 0 | 0 | 0 | 1146.7997 | 0 | 0 | 0 | 0.0042 | 0 | 0.00057666 | 0.00057666 | 769.5858 | 0 | 0 | 0 | 0.0042 | 0 | 0.00057666 | 0.00057666 | 1173.3184 | 0 | 0 | 0 | 0.0042 | 0 | 0 | 0.00057666 | 0.00057666 | 1099.4903
06/18 08:00:00 | 84.02 | 28.9 | 0% | 1.6881 | 62565.316 | 0.9832 | 3.5395 | 4.8978 | 4.408 | 0 | 0 | 0 | 385.4521 | 1.6881 | 62565.316 | 0.9832 | 3.8345 | 5.3059 | 4.51 | 0 | 0 | 0 | 376.7326 | 0 | 0 | 0 | 0 | 0 | 0 | 0 | 759.0579 | 0 | 0 | 0 | 0 | 0 | 0 | 0 | 1235.9237 | 0 | 0 | 0 | 0 | 0 | 0 | 0 | 0 | 1146.7997 | 0 | 0 | 0 | 0.0042 | 0 | 0.00057666 | 0.00057666 | 769.5864 | 0 | 0 | 0 | 0.0042 | 0 | 0.00057666 | 0.00057666 | 1173.3189 | 0 | 0 | 0 | 0.0042 | 0 | 0 | 0.00057666 | 0.00057666 | 1099.4909
06/18 09:00:00 | 87.98 | 31.1 | 0% | 1.769 | 65566.8211 | 0.93988 | 3.3836 | 5.0125 | 4.5113 | 0 | 0 | 0 | 385.4521 | 1.769 | 65566.8211 | 0.93988 | 3.6655 | 5.4302 | 4.6157 | 0 | 0 | 0 | 376.7326 | 0 | 0 | 0 | 0 | 0 | 0 | 0 | 759.0579 | 0 | 0 | 0 | 0 | 0 | 0 | 0 | 1235.9237 | 0 | 0 | 0 | 0 | 0 | 0 | 0 | 0 | 1146.7997 | 0 | 0 | 0 | 0.0042 | 0 | 0.00057666 | 0.00057666 | 769.587 | 0 | 0 | 0 | 0.0042 | 0 | 0.00057666 | 0.00057666 | 1173.3195 | 0 | 0 | 0 | 0.0042 | 0 | 0 | 0.00057666 | 0.00057666 | 1099.4915
06/18 10:00:00 | 91.04 | 32.8 | 0% | 1.8329 | 67933.2195 | 0.90486 | 3.2575 | 5.1042 | 4.5938 | 0 | 0 | 0 | 385.4521 | 1.8329 | 67933.2195 | 0.90486 | 3.529 | 5.5296 | 4.7002 | 0 | 0 | 0 | 376.7326 | 0 | 0 | 0 | 0 | 0 | 0 | 0 | 759.0579 | 0 | 0 | 0 | 0 | 0 | 0 | 0 | 1235.9237 | 0 | 0 | 0 | 0 | 0 | 0 | 0 | 0 | 1146.7997 | 0 | 0 | 0 | 0.0042 | 0 | 0.00057666 | 0.00057666 | 769.5876 | 0 | 0 | 0 | 0.0042 | 0 | 0.00057666 | 0.00057666 | 1173.3201 | 0 | 0 | 0 | 0.0042 | 0 | 0 | 0.00057666 | 0.00057666 | 1099.492
06/18 11:00:00 | 93.02 | 33.9 | 0% | 1.8748 | 69486.2775 | 0.88176 | 3.1744 | 5.1651 | 4.6486 | 0 | 0 | 0 | 385.4521 | 1.8748 | 69486.2775 | 0.88176 | 3.4389 | 5.5955 | 4.7562 | 0 | 0 | 0 | 376.7326 | 0 | 0 | 0 | 0 | 0 | 0 | 0 | 759.0579 | 0 | 0 | 0 | 0 | 0 | 0 | 0 | 1235.9237 | 0 | 0 | 0 | 0 | 0 | 0 | 0 | 0 | 1146.7997 | 0 | 0 | 0 | 0.0042 | 0 | 0.00057666 | 0.00057666 | 769.5881 | 0 | 0 | 0 | 0.0042 | 0 | 0.00057666 | 0.00057666 | 1173.3207 | 0 | 0 | 0 | 0.0042 | 0 | 0 | 0.00057666 | 0.00057666 | 1099.4926
06/18 12:00:00 | 95 | 35 | 0% | 1.9172 | 71056.5103 | 0.85848 | 3.0905 | 5.2272 | 4.7045 | 0 | 0 | 0 | 385.4521 | 1.9172 | 71056.5103 | 0.85848 | 3.3481 | 5.6628 | 4.8134 | 0 | 0 | 0 | 376.7326 | 0 | 0 | 0 | 0 | 0 | 0 | 0 | 759.0579 | 0 | 0 | 0 | 0 | 0 | 0 | 0 | 1235.9237 | 0 | 0 | 0 | 0 | 0 | 0 | 0 | 0 | 1146.7997 | 0 | 0 | 0 | 0.0042 | 0 | 0.00057666 | 0.00057666 | 769.5887 | 0 | 0 | 0 | 0.0042 | 0 | 0.00057666 | 0.00057666 | 1173.3213 | 0 | 0 | 0 | 0.0042 | 0 | 0 | 0.00057666 | 0.00057666 | 1099.4932
06/18 13:00:00 | 95 | 35 | 0% | 1.9172 | 71056.5103 | 0.85848 | 3.0905 | 5.2272 | 4.7045 | 0 | 0 | 0 | 385.4521 | 1.9172 | 71056.5103 | 0.85848 | 3.3481 | 5.6628 | 4.8134 | 0 | 0 | 0 | 376.7326 | 0 | 0 | 0 | 0 | 0 | 0 | 0 | 759.0579 | 0 | 0 | 0 | 0 | 0 | 0 | 0 | 1235.9237 | 0 | 0 | 0 | 0 | 0 | 0 | 0 | 0 | 1146.7997 | 0 | 0 | 0 | 0.0042 | 0 | 0.00057666 | 0.00057666 | 769.5893 | 0 | 0 | 0 | 0.0042 | 0 | 0.00057666 | 0.00057666 | 1173.3218 | 0 | 0 | 0 | 0.0042 | 0 | 0 | 0.00057666 | 0.00057666 | 1099.4938
06/18 14:00:00 | 84.92 | 29.4 | 0% | 1.7063 | 63241.4437 | 0.97361 | 3.505 | 4.9235 | 4.4311 | 0 | 0 | 0 | 385.4521 | 1.7063 | 63241.4437 | 0.97361 | 3.7971 | 5.3338 | 4.5337 | 0 | 0 | 0 | 376.7326 | 0 | 0 | 0 | 0 | 0 | 0 | 0 | 759.0579 | 0 | 0 | 0 | 0 | 0 | 0 | 0 | 1235.9237 | 0 | 0 | 0 | 0 | 0 | 0 | 0 | 0 | 1146.7997 | 0 | 0 | 0 | 0.0042 | 0 | 0.00057666 | 0.00057666 | 769.5899 | 0 | 0 | 0 | 0.0042 | 0 | 0.00057666 | 0.00057666 | 1173.3224 | 0 | 0 | 0 | 0.0042 | 0 | 0 | 0.00057666 | 0.00057666 | 1099.4944
06/18 15:00:00 | 84.02 | 28.9 | 0% | 1.6881 | 62565.316 | 0.9832 | 3.5395 | 4.8978 | 4.408 | 0 | 0 | 0 | 385.4521 | 1.6881 | 62565.316 | 0.9832 | 3.8345 | 5.3059 | 4.51 | 0 | 0 | 0 | 376.7326 | 0 | 0 | 0 | 0 | 0 | 0 | 0 | 759.0579 | 0 | 0 | 0 | 0 | 0 | 0 | 0 | 1235.9237 | 0 | 0 | 0 | 0 | 0 | 0 | 0 | 0 | 1146.7997 | 0 | 0 | 0 | 0.0042 | 0 | 0.00057666 | 0.00057666 | 769.5904 | 0 | 0 | 0 | 0.0042 | 0 | 0.00057666 | 0.00057666 | 1173.323 | 0 | 0 | 0 | 0.0042 | 0 | 0 | 0.00057666 | 0.00057666 | 1099.4949
06/18 16:00:00 | 82.94 | 28.3 | 0% | 1.6663 | 61758.6468 | 0.99447 | 3.5801 | 4.8672 | 4.3805 | 0 | 0 | 0 | 385.4521 | 1.6663 | 61758.6468 | 0.99447 | 3.8784 | 5.2728 | 4.4819 | 0 | 0 | 0 | 376.7326 | 0 | 0 | 0 | 0 | 0 | 0 | 0 | 759.0579 | 0 | 0 | 0 | 0 | 0 | 0 | 0 | 1235.9237 | 0 | 0 | 0 | 0 | 0 | 0 | 0 | 0 | 1146.7997 | 0 | 0 | 0 | 0.0042 | 0 | 0.00057666 | 0.00057666 | 769.591 | 0 | 0 | 0 | 0.0042 | 0 | 0.00057666 | 0.00057666 | 1173.3236 | 0 | 0 | 0 | 0.0042 | 0 | 0 | 0.00057666 | 0.00057666 | 1099.4955
06/18 17:00:00 | 80.96 | 27.2 | 0% | 1.6267 | 60293.0247 | 1.0144 | 3.6518 | 4.8119 | 4.3307 | 0 | 0 | 0 | 385.4521 | 1.6267 | 60293.0247 | 1.0144 | 3.9561 | 5.2129 | 4.4309 | 0 | 0 | 0 | 376.7326 | 0 | 0 | 0 | 0 | 0 | 0 | 0 | 759.0579 | 0 | 0 | 0 | 0 | 0 | 0 | 0 | 1235.9237 | 0 | 0 | 0 | 0 | 0 | 0 | 0 | 0 | 1146.7997 | 0 | 0 | 0 | 0.0042 | 0 | 0.00057666 | 0.00057666 | 769.5916 | 0 | 0 | 0 | 0.0042 | 0 | 0.00057666 | 0.00057666 | 1173.3241 | 0 | 0 | 0 | 0.0042 | 0 | 0 | 0.00057666 | 0.00057666 | 1099.4961
06/18 18:00:00 | 80.06 | 26.7 | 0% | 1.6089 | 59632.5105 | 1.0231 | 3.6831 | 4.787 | 4.3083 | 0 | 0 | 0 | 385.4521 | 1.6089 | 59632.5105 | 1.0231 | 3.99 | 5.1859 | 4.408 | 0 | 0 | 0 | 376.7326 | 0 | 0 | 0 | 0 | 0 | 0 | 0 | 759.0579 | 0 | 0 | 0 | 0 | 0 | 0 | 0 | 1235.9237 | 0 | 0 | 0 | 0 | 0 | 0 | 0 | 0 | 1146.7997 | 0 | 0 | 0 | 0.0042 | 0 | 0.00057666 | 0.00057666 | 769.5922 | 0 | 0 | 0 | 0.0042 | 0 | 0.00057666 | 0.00057666 | 1173.3247 | 0 | 0 | 0 | 0.0042 | 0 | 0 | 0.00057666 | 0.00057666 | 1099.4967
06/18 19:00:00 | 80.06 | 26.7 | 0% | 1.6089 | 59632.5105 | 1.0231 | 3.6831 | 4.787 | 4.3083 | 0 | 0 | 0 | 385.4521 | 1.6089 | 59632.5105 | 1.0231 | 3.99 | 5.1859 | 4.408 | 0 | 0 | 0 | 376.7326 | 0 | 0 | 0 | 0 | 0 | 0 | 0 | 759.0579 | 0 | 0 | 0 | 0 | 0 | 0 | 0 | 1235.9237 | 0 | 0 | 0 | 0 | 0 | 0 | 0 | 0 | 1146.7997 | 0 | 0 | 0 | 0.0042 | 0 | 0.00057666 | 0.00057666 | 769.5927 | 0 | 0 | 0 | 0.0042 | 0 | 0.00057666 | 0.00057666 | 1173.3253 | 0 | 0 | 0 | 0.0042 | 0 | 0 | 0.00057666 | 0.00057666 | 1099.4972
06/18 20:00:00 | 75.92 | 24.4 | 0% | 1.5282 | 56639.8504 | 1.0596 | 3.8146 | 4.6745 | 4.2071 | 0 | 0 | 0 | 385.4521 | 1.5282 | 56639.8504 | 1.0596 | 4.1325 | 5.0641 | 4.3044 | 0 | 0 | 0 | 376.7326 | 0 | 0 | 0 | 0 | 0 | 0 | 0 | 759.0579 | 0 | 0 | 0 | 0 | 0 | 0 | 0 | 1235.9237 | 0 | 0 | 0 | 0 | 0 | 0 | 0 | 0 | 1146.7997 | 0 | 0 | 0 | 0.0042 | 0 | 0.00057666 | 0.00057666 | 769.5933 | 0 | 0 | 0 | 0.0042 | 0 | 0.00057666 | 0.00057666 | 1173.3259 | 0 | 0 | 0 | 0.0042 | 0 | 0 | 0.00057666 | 0.00057666 | 1099.4978
06/18 21:00:00 | 73.94 | 23.3 | 0% | 1.4903 | 55235.1212 | 1.0748 | 3.8692 | 4.6215 | 4.1594 | 0 | 0 | 0 | 385.4521 | 1.4903 | 55235.1212 | 1.0748 | 4.1916 | 5.0067 | 4.2557 | 0 | 0 | 0 | 376.7326 | 0 | 0 | 0 | 0 | 0 | 0 | 0 | 759.0579 | 0 | 0 | 0 | 0 | 0 | 0 | 0 | 1235.9237 | 0 | 0 | 0 | 0 | 0 | 0 | 0 | 0 | 1146.7997 | 0 | 0 | 0 | 0.0042 | 0 | 0.00057666 | 0.00057666 | 769.5939 | 0 | 0 | 0 | 0.0042 | 0 | 0.00057666 | 0.00057666 | 1173.3264 | 0 | 0 | 0 | 0.0042 | 0 | 0 | 0.00057666 | 0.00057666 | 1099.4984
06/18 22:00:00 | 73.04 | 22.8 | 0% | 1.4732 | 54602.2855 | 1.0811 | 3.892 | 4.5976 | 4.1378 | 0 | 0 | 0 | 385.4521 | 1.4732 | 54602.2855 | 1.0811 | 4.2164 | 4.9807 | 4.2336 | 0 | 0 | 0 | 376.7326 | 0 | 0 | 0 | 0 | 0 | 0 | 0 | 759.0579 | 0 | 0 | 0 | 0 | 0 | 0 | 0 | 1235.9237 | 0 | 0 | 0 | 0 | 0 | 0 | 0 | 0 | 1146.7997 | 0 | 0 | 0 | 0.0042 | 0 | 0.00057666 | 0.00057666 | 769.5945 | 0 | 0 | 0 | 0.0042 | 0 | 0.00057666 | 0.00057666 | 1173.327 | 0 | 0 | 0 | 0.0042 | 0 | 0 | 0.00057666 | 0.00057666 | 1099.499
06/18 23:00:00 | 73.04 | 22.8 | 0% | 1.4732 | 54602.2855 | 1.0811 | 3.892 | 4.5976 | 4.1378 | 0 | 0 | 0 | 385.4521 | 1.4732 | 54602.2855 | 1.0811 | 4.2164 | 4.9807 | 4.2336 | 0 | 0 | 0 | 376.7326 | 0 | 0 | 0 | 0 | 0 | 0 | 0 | 759.0579 | 0 | 0 | 0 | 0 | 0 | 0 | 0 | 1235.9237 | 0 | 0 | 0 | 0 | 0 | 0 | 0 | 0 | 1146.7997 | 0 | 0 | 0 | 0.0042 | 0 | 0.00057666 | 0.00057666 | 769.5951 | 0 | 0 | 0 | 0.0042 | 0 | 0.00057666 | 0.00057666 | 1173.3276 | 0 | 0 | 0 | 0.0042 | 0 | 0 | 0.00057666 | 0.00057666 | 1099.4995
06/18 24:00:00 | 71.96 | 22.2 | 0% | 1.4528 | 53847.5669 | 1.0882 | 3.9177 | 4.5689 | 4.112 | 0 | 0 | 0 | 385.4521 | 1.4528 | 53847.5669 | 1.0882 | 4.2442 | 4.9496 | 4.2072 | 0 | 0 | 0 | 376.7326 | 0 | 0 | 0 | 0 | 0 | 0 | 0 | 759.0579 | 0 | 0 | 0 | 0 | 0 | 0 | 0 | 1235.9237 | 0 | 0 | 0 | 0 | 0 | 0 | 0 | 0 | 1146.7997 | 0 | 0 | 0 | 0.0042 | 0 | 0.00057666 | 0.00057666 | 769.5956 | 0 | 0 | 0 | 0.0042 | 0 | 0.00057666 | 0.00057666 | 1173.3282 | 0 | 0 | 0 | 0.0042 | 0 | 0 | 0.00057666 | 0.00057666 | 1099.5001
06/19 01:00:00 | 71.96 | 22.2 | 0% | 1.4528 | 53847.5669 | 1.0882 | 3.9177 | 4.5689 | 4.112 | 0 | 0 | 0 | 385.4521 | 1.4528 | 53847.5669 | 1.0882 | 4.2442 | 4.9496 | 4.2072 | 0 | 0 | 0 | 376.7326 | 0 | 0 | 0 | 0 | 0 | 0 | 0 | 759.0579 | 0 | 0 | 0 | 0 | 0 | 0 | 0 | 1235.9237 | 0 | 0 | 0 | 0 | 0 | 0 | 0 | 0 | 1146.7997 | 0 | 0 | 0 | 0.0042 | 0 | 0.00057666 | 0.00057666 | 769.5962 | 0 | 0 | 0 | 0.0042 | 0 | 0.00057666 | 0.00057666 | 1173.3288 | 0 | 0 | 0 | 0.0042 | 0 | 0 | 0.00057666 | 0.00057666 | 1099.5007
06/19 02:00:00 | 71.06 | 21.7 | 0% | 1.436 | 53222.538 | 1.0938 | 3.9376 | 4.545 | 4.0905 | 0 | 0 | 0 | 385.4521 | 1.436 | 53222.538 | 1.0938 | 4.2657 | 4.9237 | 4.1852 | 0 | 0 | 0 | 376.7326 | 0 | 0 | 0 | 0 | 0 | 0 | 0 | 759.0579 | 0 | 0 | 0 | 0 | 0 | 0 | 0 | 1235.9237 | 0 | 0 | 0 | 0 | 0 | 0 | 0 | 0 | 1146.7997 | 0 | 0 | 0 | 0.0042 | 0 | 0.00057666 | 0.00057666 | 769.5968 | 0 | 0 | 0 | 0.0042 | 0 | 0.00057666 | 0.00057666 | 1173.3293 | 0 | 0 | 0 | 0.0042 | 0 | 0 | 0.00057666 | 0.00057666 | 1099.5013
06/19 03:00:00 | 71.06 | 21.7 | 0% | 1.436 | 53222.538 | 1.0938 | 3.9376 | 4.545 | 4.0905 | 0 | 0 | 0 | 385.4521 | 1.436 | 53222.538 | 1.0938 | 4.2657 | 4.9237 | 4.1852 | 0 | 0 | 0 | 376.7326 | 0 | 0 | 0 | 0 | 0 | 0 | 0 | 759.0579 | 0 | 0 | 0 | 0 | 0 | 0 | 0 | 1235.9237 | 0 | 0 | 0 | 0 | 0 | 0 | 0 | 0 | 1146.7997 | 0 | 0 | 0 | 0.0042 | 0 | 0.00057666 | 0.00057666 | 769.5974 | 0 | 0 | 0 | 0.0042 | 0 | 0.00057666 | 0.00057666 | 1173.3299 | 0 | 0 | 0 | 0.0042 | 0 | 0 | 0.00057666 | 0.00057666 | 1099.5018
06/19 04:00:00 | 71.06 | 21.7 | 0% | 1.436 | 53222.538 | 1.0938 | 3.9376 | 4.545 | 4.0905 | 0 | 0 | 0 | 385.4521 | 1.436 | 53222.538 | 1.0938 | 4.2657 | 4.9237 | 4.1852 | 0 | 0 | 0 | 376.7326 | 0 | 0 | 0 | 0 | 0 | 0 | 0 | 759.0579 | 0 | 0 | 0 | 0 | 0 | 0 | 0 | 1235.9237 | 0 | 0 | 0 | 0 | 0 | 0 | 0 | 0 | 1146.7997 | 0 | 0 | 0 | 0.0042 | 0 | 0.00057666 | 0.00057666 | 769.5979 | 0 | 0 | 0 | 0.0042 | 0 | 0.00057666 | 0.00057666 | 1173.3305 | 0 | 0 | 0 | 0.0042 | 0 | 0 | 0.00057666 | 0.00057666 | 1099.5024
06/19 05:00:00 | 71.06 | 21.7 | 0% | 1.436 | 53222.538 | 1.0938 | 3.9376 | 4.545 | 4.0905 | 0 | 0 | 0 | 385.4521 | 1.436 | 53222.538 | 1.0938 | 4.2657 | 4.9237 | 4.1852 | 0 | 0 | 0 | 376.7326 | 0 | 0 | 0 | 0 | 0 | 0 | 0 | 759.0579 | 0 | 0 | 0 | 0 | 0 | 0 | 0 | 1235.9237 | 0 | 0 | 0 | 0 | 0 | 0 | 0 | 0 | 1146.7997 | 0 | 0 | 0 | 0.0042 | 0 | 0.00057666 | 0.00057666 | 769.5985 | 0 | 0 | 0 | 0.0042 | 0 | 0.00057666 | 0.00057666 | 1173.3311 | 0 | 0 | 0 | 0.0042 | 0 | 0 | 0.00057666 | 0.00057666 | 1099.503
06/19 06:00:00 | 71.96 | 22.2 | 0% | 1.4528 | 53847.5669 | 1.0882 | 3.9177 | 4.5689 | 4.112 | 0 | 0 | 0 | 385.4521 | 1.4528 | 53847.5669 | 1.0882 | 4.2442 | 4.9496 | 4.2072 | 0 | 0 | 0 | 376.7326 | 0 | 0 | 0 | 0 | 0 | 0 | 0 | 759.0579 | 0 | 0 | 0 | 0 | 0 | 0 | 0 | 1235.9237 | 0 | 0 | 0 | 0 | 0 | 0 | 0 | 0 | 1146.7997 | 0 | 0 | 0 | 0.0042 | 0 | 0.00057666 | 0.00057666 | 769.5991 | 0 | 0 | 0 | 0.0042 | 0 | 0.00057666 | 0.00057666 | 1173.3316 | 0 | 0 | 0 | 0.0042 | 0 | 0 | 0.00057666 | 0.00057666 | 1099.5036
06/19 07:00:00 | 71.96 | 22.2 | 0% | 1.4528 | 53847.5669 | 1.0882 | 3.9177 | 4.5689 | 4.112 | 0 | 0 | 0 | 385.4521 | 1.4528 | 53847.5669 | 1.0882 | 4.2442 | 4.9496 | 4.2072 | 0 | 0 | 0 | 376.7326 | 0 | 0 | 0 | 0 | 0 | 0 | 0 | 759.0579 | 0 | 0 | 0 | 0 | 0 | 0 | 0 | 1235.9237 | 0 | 0 | 0 | 0 | 0 | 0 | 0 | 0 | 1146.7997 | 0 | 0 | 0 | 0.0042 | 0 | 0.00057666 | 0.00057666 | 769.5997 | 0 | 0 | 0 | 0.0042 | 0 | 0.00057666 | 0.00057666 | 1173.3322 | 0 | 0 | 0 | 0.0042 | 0 | 0 | 0.00057666 | 0.00057666 | 1099.5042
06/19 08:00:00 | 80.06 | 26.7 | 0% | 1.6089 | 59632.5105 | 1.0231 | 3.6831 | 4.787 | 4.3083 | 0 | 0 | 0 | 385.4521 | 1.6089 | 59632.5105 | 1.0231 | 3.99 | 5.1859 | 4.408 | 0 | 0 | 0 | 376.7326 | 0 | 0 | 0 | 0 | 0 | 0 | 0 | 759.0579 | 0 | 0 | 0 | 0 | 0 | 0 | 0 | 1235.9237 | 0 | 0 | 0 | 0 | 0 | 0 | 0 | 0 | 1146.7997 | 0 | 0 | 0 | 0.0042 | 0 | 0.00057666 | 0.00057666 | 769.6002 | 0 | 0 | 0 | 0.0042 | 0 | 0.00057666 | 0.00057666 | 1173.3328 | 0 | 0 | 0 | 0.0042 | 0 | 0 | 0.00057666 | 0.00057666 | 1099.5047
06/19 09:00:00 | 84.02 | 28.9 | 0% | 1.6881 | 62565.316 | 0.9832 | 3.5395 | 4.8978 | 4.408 | 0 | 0 | 0 | 385.4521 | 1.6881 | 62565.316 | 0.9832 | 3.8345 | 5.3059 | 4.51 | 0 | 0 | 0 | 376.7326 | 0 | 0 | 0 | 0 | 0 | 0 | 0 | 759.0579 | 0 | 0 | 0 | 0 | 0 | 0 | 0 | 1235.9237 | 0 | 0 | 0 | 0 | 0 | 0 | 0 | 0 | 1146.7997 | 0 | 0 | 0 | 0.0042 | 0 | 0.00057666 | 0.00057666 | 769.6008 | 0 | 0 | 0 | 0.0042 | 0 | 0.00057666 | 0.00057666 | 1173.3334 | 0 | 0 | 0 | 0.0042 | 0 | 0 | 0.00057666 | 0.00057666 | 1099.5053
06/19 10:00:00 | 86 | 30 | 0% | 1.7283 | 64057.4811 | 0.96189 | 3.4628 | 4.9546 | 4.4591 | 0 | 0 | 0 | 385.4521 | 1.7283 | 64057.4811 | 0.96189 | 3.7514 | 5.3675 | 4.5624 | 0 | 0 | 0 | 376.7326 | 0 | 0 | 0 | 0 | 0 | 0 | 0 | 759.0579 | 0 | 0 | 0 | 0 | 0 | 0 | 0 | 1235.9237 | 0 | 0 | 0 | 0 | 0 | 0 | 0 | 0 | 1146.7997 | 0 | 0 | 0 | 0.0042 | 0 | 0.00057666 | 0.00057666 | 769.6014 | 0 | 0 | 0 | 0.0042 | 0 | 0.00057666 | 0.00057666 | 1173.3339 | 0 | 0 | 0 | 0.0042 | 0 | 0 | 0.00057666 | 0.00057666 | 1099.5059
06/19 11:00:00 | 89.06 | 31.7 | 0% | 1.7914 | 66397.3365 | 0.92764 | 3.3395 | 5.0446 | 4.5401 | 0 | 0 | 0 | 385.4521 | 1.7914 | 66397.3365 | 0.92764 | 3.6178 | 5.4649 | 4.6452 | 0 | 0 | 0 | 376.7326 | 0 | 0 | 0 | 0 | 0 | 0 | 0 | 759.0579 | 0 | 0 | 0 | 0 | 0 | 0 | 0 | 1235.9237 | 0 | 0 | 0 | 0 | 0 | 0 | 0 | 0 | 1146.7997 | 0 | 0 | 0 | 0.0042 | 0 | 0.00057666 | 0.00057666 | 769.602 | 0 | 0 | 0 | 0.0042 | 0 | 0.00057666 | 0.00057666 | 1173.3345 | 0 | 0 | 0 | 0.0042 | 0 | 0 | 0.00057666 | 0.00057666 | 1099.5065
06/19 12:00:00 | 91.04 | 32.8 | 0% | 1.8329 | 67933.2195 | 0.90486 | 3.2575 | 5.1042 | 4.5938 | 0 | 0 | 0 | 385.4521 | 1.8329 | 67933.2195 | 0.90486 | 3.529 | 5.5296 | 4.7002 | 0 | 0 | 0 | 376.7326 | 0 | 0 | 0 | 0 | 0 | 0 | 0 | 759.0579 | 0 | 0 | 0 | 0 | 0 | 0 | 0 | 1235.9237 | 0 | 0 | 0 | 0 | 0 | 0 | 0 | 0 | 1146.7997 | 0 | 0 | 0 | 0.0042 | 0 | 0.00057666 | 0.00057666 | 769.6025 | 0 | 0 | 0 | 0.0042 | 0 | 0.00057666 | 0.00057666 | 1173.3351 | 0 | 0 | 0 | 0.0042 | 0 | 0 | 0.00057666 | 0.00057666 | 1099.507
06/19 13:00:00 | 91.04 | 32.8 | 0% | 1.8329 | 67933.2195 | 0.90486 | 3.2575 | 5.1042 | 4.5938 | 0 | 0 | 0 | 385.4521 | 1.8329 | 67933.2195 | 0.90486 | 3.529 | 5.5296 | 4.7002 | 0 | 0 | 0 | 376.7326 | 0 | 0 | 0 | 0 | 0 | 0 | 0 | 759.0579 | 0 | 0 | 0 | 0 | 0 | 0 | 0 | 1235.9237 | 0 | 0 | 0 | 0 | 0 | 0 | 0 | 0 | 1146.7997 | 0 | 0 | 0 | 0.0042 | 0 | 0.00057666 | 0.00057666 | 769.6031 | 0 | 0 | 0 | 0.0042 | 0 | 0.00057666 | 0.00057666 | 1173.3357 | 0 | 0 | 0 | 0.0042 | 0 | 0 | 0.00057666 | 0.00057666 | 1099.5076
06/19 14:00:00 | 91.94 | 33.3 | 0% | 1.8519 | 68637.0258 | 0.89439 | 3.2198 | 5.1318 | 4.6186 | 0 | 0 | 0 | 385.4521 | 1.8519 | 68637.0258 | 0.89439 | 3.4881 | 5.5594 | 4.7255 | 0 | 0 | 0 | 376.7326 | 0 | 0 | 0 | 0 | 0 | 0 | 0 | 759.0579 | 0 | 0 | 0 | 0 | 0 | 0 | 0 | 1235.9237 | 0 | 0 | 0 | 0 | 0 | 0 | 0 | 0 | 1146.7997 | 0 | 0 | 0 | 0.0042 | 0 | 0.00057666 | 0.00057666 | 769.6037 | 0 | 0 | 0 | 0.0042 | 0 | 0.00057666 | 0.00057666 | 1173.3362 | 0 | 0 | 0 | 0.0042 | 0 | 0 | 0.00057666 | 0.00057666 | 1099.5082
06/19 15:00:00 | 91.04 | 32.8 | 0% | 1.8329 | 67933.2195 | 0.90486 | 3.2575 | 5.1042 | 4.5938 | 0 | 0 | 0 | 385.4521 | 1.8329 | 67933.2195 | 0.90486 | 3.529 | 5.5296 | 4.7002 | 0 | 0 | 0 | 376.7326 | 0 | 0 | 0 | 0 | 0 | 0 | 0 | 759.0579 | 0 | 0 | 0 | 0 | 0 | 0 | 0 | 1235.9237 | 0 | 0 | 0 | 0 | 0 | 0 | 0 | 0 | 1146.7997 | 0 | 0 | 0 | 0.0042 | 0 | 0.00057666 | 0.00057666 | 769.6043 | 0 | 0 | 0 | 0.0042 | 0 | 0.00057666 | 0.00057666 | 1173.3368 | 0 | 0 | 0 | 0.0042 | 0 | 0 | 0.00057666 | 0.00057666 | 1099.5088
06/19 16:00:00 | 89.96 | 32.2 | 0% | 1.8102 | 67093.336 | 0.91733 | 3.3024 | 5.0715 | 4.5644 | 0 | 0 | 0 | 385.4521 | 1.8102 | 67093.336 | 0.91733 | 3.5776 | 5.4942 | 4.67 | 0 | 0 | 0 | 376.7326 | 0 | 0 | 0 | 0 | 0 | 0 | 0 | 759.0579 | 0 | 0 | 0 | 0 | 0 | 0 | 0 | 1235.9237 | 0 | 0 | 0 | 0 | 0 | 0 | 0 | 0 | 1146.7997 | 0 | 0 | 0 | 0.0042 | 0 | 0.00057666 | 0.00057666 | 769.6049 | 0 | 0 | 0 | 0.0042 | 0 | 0.00057666 | 0.00057666 | 1173.3374 | 0 | 0 | 0 | 0.0042 | 0 | 0 | 0.00057666 | 0.00057666 | 1099.5093
06/19 17:00:00 | 89.06 | 31.7 | 0% | 1.7914 | 66397.3365 | 0.92764 | 3.3395 | 5.0446 | 4.5401 | 0 | 0 | 0 | 385.4521 | 1.7914 | 66397.3365 | 0.92764 | 3.6178 | 5.4649 | 4.6452 | 0 | 0 | 0 | 376.7326 | 0 | 0 | 0 | 0 | 0 | 0 | 0 | 759.0579 | 0 | 0 | 0 | 0 | 0 | 0 | 0 | 1235.9237 | 0 | 0 | 0 | 0 | 0 | 0 | 0 | 0 | 1146.7997 | 0 | 0 | 0 | 0.0042 | 0 | 0.00057666 | 0.00057666 | 769.6054 | 0 | 0 | 0 | 0.0042 | 0 | 0.00057666 | 0.00057666 | 1173.338 | 0 | 0 | 0 | 0.0042 | 0 | 0 | 0.00057666 | 0.00057666 | 1099.5099
06/19 18:00:00 | 87.98 | 31.1 | 0% | 1.769 | 65566.8211 | 0.93988 | 3.3836 | 5.0125 | 4.5113 | 0 | 0 | 0 | 385.4521 | 1.769 | 65566.8211 | 0.93988 | 3.6655 | 5.4302 | 4.6157 | 0 | 0 | 0 | 376.7326 | 0 | 0 | 0 | 0 | 0 | 0 | 0 | 759.0579 | 0 | 0 | 0 | 0 | 0 | 0 | 0 | 1235.9237 | 0 | 0 | 0 | 0 | 0 | 0 | 0 | 0 | 1146.7997 | 0 | 0 | 0 | 0.0042 | 0 | 0.00057666 | 0.00057666 | 769.606 | 0 | 0 | 0 | 0.0042 | 0 | 0.00057666 | 0.00057666 | 1173.3386 | 0 | 0 | 0 | 0.0042 | 0 | 0 | 0.00057666 | 0.00057666 | 1099.5105
06/19 19:00:00 | 87.98 | 31.1 | 0% | 1.769 | 65566.8211 | 0.93988 | 3.3836 | 5.0125 | 4.5113 | 0 | 0 | 0 | 385.4521 | 1.769 | 65566.8211 | 0.93988 | 3.6655 | 5.4302 | 4.6157 | 0 | 0 | 0 | 376.7326 | 0 | 0 | 0 | 0 | 0 | 0 | 0 | 759.0579 | 0 | 0 | 0 | 0 | 0 | 0 | 0 | 1235.9237 | 0 | 0 | 0 | 0 | 0 | 0 | 0 | 0 | 1146.7997 | 0 | 0 | 0 | 0.0042 | 0 | 0.00057666 | 0.00057666 | 769.6066 | 0 | 0 | 0 | 0.0042 | 0 | 0.00057666 | 0.00057666 | 1173.3391 | 0 | 0 | 0 | 0.0042 | 0 | 0 | 0.00057666 | 0.00057666 | 1099.5111
06/19 20:00:00 | 84.02 | 28.9 | 0% | 1.6881 | 62565.316 | 0.9832 | 3.5395 | 4.8978 | 4.408 | 0 | 0 | 0 | 385.4521 | 1.6881 | 62565.316 | 0.9832 | 3.8345 | 5.3059 | 4.51 | 0 | 0 | 0 | 376.7326 | 0 | 0 | 0 | 0 | 0 | 0 | 0 | 759.0579 | 0 | 0 | 0 | 0 | 0 | 0 | 0 | 1235.9237 | 0 | 0 | 0 | 0 | 0 | 0 | 0 | 0 | 1146.7997 | 0 | 0 | 0 | 0.0042 | 0 | 0.00057666 | 0.00057666 | 769.6072 | 0 | 0 | 0 | 0.0042 | 0 | 0.00057666 | 0.00057666 | 1173.3397 | 0 | 0 | 0 | 0.0042 | 0 | 0 | 0.00057666 | 0.00057666 | 1099.5117
06/19 21:00:00 | 80.96 | 27.2 | 0% | 1.6267 | 60293.0247 | 1.0144 | 3.6518 | 4.8119 | 4.3307 | 0 | 0 | 0 | 385.4521 | 1.6267 | 60293.0247 | 1.0144 | 3.9561 | 5.2129 | 4.4309 | 0 | 0 | 0 | 376.7326 | 0 | 0 | 0 | 0 | 0 | 0 | 0 | 759.0579 | 0 | 0 | 0 | 0 | 0 | 0 | 0 | 1235.9237 | 0 | 0 | 0 | 0 | 0 | 0 | 0 | 0 | 1146.7997 | 0 | 0 | 0 | 0.0042 | 0 | 0.00057666 | 0.00057666 | 769.6077 | 0 | 0 | 0 | 0.0042 | 0 | 0.00057666 | 0.00057666 | 1173.3403 | 0 | 0 | 0 | 0.0042 | 0 | 0 | 0.00057666 | 0.00057666 | 1099.5122
06/19 22:00:00 | 80.06 | 26.7 | 0% | 1.6089 | 59632.5105 | 1.0231 | 3.6831 | 4.787 | 4.3083 | 0 | 0 | 0 | 385.4521 | 1.6089 | 59632.5105 | 1.0231 | 3.99 | 5.1859 | 4.408 | 0 | 0 | 0 | 376.7326 | 0 | 0 | 0 | 0 | 0 | 0 | 0 | 759.0579 | 0 | 0 | 0 | 0 | 0 | 0 | 0 | 1235.9237 | 0 | 0 | 0 | 0 | 0 | 0 | 0 | 0 | 1146.7997 | 0 | 0 | 0 | 0.0042 | 0 | 0.00057666 | 0.00057666 | 769.6083 | 0 | 0 | 0 | 0.0042 | 0 | 0.00057666 | 0.00057666 | 1173.3409 | 0 | 0 | 0 | 0.0042 | 0 | 0 | 0.00057666 | 0.00057666 | 1099.5128
06/19 23:00:00 | 78.08 | 25.6 | 0% | 1.5701 | 58191.8702 | 1.0413 | 3.7487 | 4.7329 | 4.2596 | 0 | 0 | 0 | 385.4521 | 1.5701 | 58191.8702 | 1.0413 | 4.0611 | 5.1273 | 4.3582 | 0 | 0 | 0 | 376.7326 | 0 | 0 | 0 | 0 | 0 | 0 | 0 | 759.0579 | 0 | 0 | 0 | 0 | 0 | 0 | 0 | 1235.9237 | 0 | 0 | 0 | 0 | 0 | 0 | 0 | 0 | 1146.7997 | 0 | 0 | 0 | 0.0042 | 0 | 0.00057666 | 0.00057666 | 769.6089 | 0 | 0 | 0 | 0.0042 | 0 | 0.00057666 | 0.00057666 | 1173.3414 | 0 | 0 | 0 | 0.0042 | 0 | 0 | 0.00057666 | 0.00057666 | 1099.5134
06/19 24:00:00 | 78.08 | 25.6 | 0% | 1.5701 | 58191.8702 | 1.0413 | 3.7487 | 4.7329 | 4.2596 | 0 | 0 | 0 | 385.4521 | 1.5701 | 58191.8702 | 1.0413 | 4.0611 | 5.1273 | 4.3582 | 0 | 0 | 0 | 376.7326 | 0 | 0 | 0 | 0 | 0 | 0 | 0 | 759.0579 | 0 | 0 | 0 | 0 | 0 | 0 | 0 | 1235.9237 | 0 | 0 | 0 | 0 | 0 | 0 | 0 | 0 | 1146.7997 | 0 | 0 | 0 | 0.0042 | 0 | 0.00057666 | 0.00057666 | 769.6095 | 0 | 0 | 0 | 0.0042 | 0 | 0.00057666 | 0.00057666 | 1173.342 | 0 | 0 | 0 | 0.0042 | 0 | 0 | 0.00057666 | 0.00057666 | 1099.514
06/20 01:00:00 | 78.08 | 25.6 | 0% | 1.5701 | 58191.8702 | 1.0413 | 3.7487 | 4.7329 | 4.2596 | 0 | 0 | 0 | 385.4521 | 1.5701 | 58191.8702 | 1.0413 | 4.0611 | 5.1273 | 4.3582 | 0 | 0 | 0 | 376.7326 | 0 | 0 | 0 | 0 | 0 | 0 | 0 | 759.0579 | 0 | 0 | 0 | 0 | 0 | 0 | 0 | 1235.9237 | 0 | 0 | 0 | 0 | 0 | 0 | 0 | 0 | 1146.7997 | 0 | 0 | 0 | 0.0042 | 0 | 0.00057666 | 0.00057666 | 769.61 | 0 | 0 | 0 | 0.0042 | 0 | 0.00057666 | 0.00057666 | 1173.3426 | 0 | 0 | 0 | 0.0042 | 0 | 0 | 0.00057666 | 0.00057666 | 1099.5145
06/20 02:00:00 | 75.02 | 23.9 | 0% | 1.5109 | 55999.208 | 1.0667 | 3.8401 | 4.6504 | 4.1853 | 0 | 0 | 0 | 385.4521 | 1.5109 | 55999.208 | 1.0667 | 4.1602 | 5.0379 | 4.2822 | 0 | 0 | 0 | 376.7326 | 0 | 0 | 0 | 0 | 0 | 0 | 0 | 759.0579 | 0 | 0 | 0 | 0 | 0 | 0 | 0 | 1235.9237 | 0 | 0 | 0 | 0 | 0 | 0 | 0 | 0 | 1146.7997 | 0 | 0 | 0 | 0.0042 | 0 | 0.00057666 | 0.00057666 | 769.6106 | 0 | 0 | 0 | 0.0042 | 0 | 0.00057666 | 0.00057666 | 1173.3432 | 0 | 0 | 0 | 0.0042 | 0 | 0 | 0.00057666 | 0.00057666 | 1099.5151
06/20 03:00:00 | 75.02 | 23.9 | 0% | 1.5109 | 55999.208 | 1.0667 | 3.8401 | 4.6504 | 4.1853 | 0 | 0 | 0 | 385.4521 | 1.5109 | 55999.208 | 1.0667 | 4.1602 | 5.0379 | 4.2822 | 0 | 0 | 0 | 376.7326 | 0 | 0 | 0 | 0 | 0 | 0 | 0 | 759.0579 | 0 | 0 | 0 | 0 | 0 | 0 | 0 | 1235.9237 | 0 | 0 | 0 | 0 | 0 | 0 | 0 | 0 | 1146.7997 | 0 | 0 | 0 | 0.0042 | 0 | 0.00057666 | 0.00057666 | 769.6112 | 0 | 0 | 0 | 0.0042 | 0 | 0.00057666 | 0.00057666 | 1173.3437 | 0 | 0 | 0 | 0.0042 | 0 | 0 | 0.00057666 | 0.00057666 | 1099.5157
06/20 04:00:00 | 73.94 | 23.3 | 0% | 1.4903 | 55235.1212 | 1.0748 | 3.8692 | 4.6215 | 4.1594 | 0 | 0 | 0 | 385.4521 | 1.4903 | 55235.1212 | 1.0748 | 4.1916 | 5.0067 | 4.2557 | 0 | 0 | 0 | 376.7326 | 0 | 0 | 0 | 0 | 0 | 0 | 0 | 759.0579 | 0 | 0 | 0 | 0 | 0 | 0 | 0 | 1235.9237 | 0 | 0 | 0 | 0 | 0 | 0 | 0 | 0 | 1146.7997 | 0 | 0 | 0 | 0.0042 | 0 | 0.00057666 | 0.00057666 | 769.6118 | 0 | 0 | 0 | 0.0042 | 0 | 0.00057666 | 0.00057666 | 1173.3443 | 0 | 0 | 0 | 0.0042 | 0 | 0 | 0.00057666 | 0.00057666 | 1099.5163
06/20 05:00:00 | 75.02 | 23.9 | 0% | 1.5109 | 55999.208 | 1.0667 | 3.8401 | 4.6504 | 4.1853 | 0 | 0 | 0 | 385.4521 | 1.5109 | 55999.208 | 1.0667 | 4.1602 | 5.0379 | 4.2822 | 0 | 0 | 0 | 376.7326 | 0 | 0 | 0 | 0 | 0 | 0 | 0 | 759.0579 | 0 | 0 | 0 | 0 | 0 | 0 | 0 | 1235.9237 | 0 | 0 | 0 | 0 | 0 | 0 | 0 | 0 | 1146.7997 | 0 | 0 | 0 | 0.0042 | 0 | 0.00057666 | 0.00057666 | 769.6124 | 0 | 0 | 0 | 0.0042 | 0 | 0.00057666 | 0.00057666 | 1173.3449 | 0 | 0 | 0 | 0.0042 | 0 | 0 | 0.00057666 | 0.00057666 | 1099.5168
06/20 06:00:00 | 77 | 25 | 0% | 1.5491 | 57413.3053 | 1.0507 | 3.7824 | 4.7036 | 4.2332 | 0 | 0 | 0 | 385.4521 | 1.5491 | 57413.3053 | 1.0507 | 4.0976 | 5.0956 | 4.3312 | 0 | 0 | 0 | 376.7326 | 0 | 0 | 0 | 0 | 0 | 0 | 0 | 759.0579 | 0 | 0 | 0 | 0 | 0 | 0 | 0 | 1235.9237 | 0 | 0 | 0 | 0 | 0 | 0 | 0 | 0 | 1146.7997 | 0 | 0 | 0 | 0.0042 | 0 | 0.00057666 | 0.00057666 | 769.6129 | 0 | 0 | 0 | 0.0042 | 0 | 0.00057666 | 0.00057666 | 1173.3455 | 0 | 0 | 0 | 0.0042 | 0 | 0 | 0.00057666 | 0.00057666 | 1099.5174
06/20 07:00:00 | 77 | 25 | 0% | 1.5491 | 57413.3053 | 1.0507 | 3.7824 | 4.7036 | 4.2332 | 0 | 0 | 0 | 385.4521 | 1.5491 | 57413.3053 | 1.0507 | 4.0976 | 5.0956 | 4.3312 | 0 | 0 | 0 | 376.7326 | 0 | 0 | 0 | 0 | 0 | 0 | 0 | 759.0579 | 0 | 0 | 0 | 0 | 0 | 0 | 0 | 1235.9237 | 0 | 0 | 0 | 0 | 0 | 0 | 0 | 0 | 1146.7997 | 0 | 0 | 0 | 0.0042 | 0 | 0.00057666 | 0.00057666 | 769.6135 | 0 | 0 | 0 | 0.0042 | 0 | 0.00057666 | 0.00057666 | 1173.346 | 0 | 0 | 0 | 0.0042 | 0 | 0 | 0.00057666 | 0.00057666 | 1099.518
06/20 08:00:00 | 78.08 | 25.6 | 0% | 1.5701 | 58191.8702 | 1.0413 | 3.7487 | 4.7329 | 4.2596 | 0 | 0 | 0 | 385.4521 | 1.5701 | 58191.8702 | 1.0413 | 4.0611 | 5.1273 | 4.3582 | 0 | 0 | 0 | 376.7326 | 0 | 0 | 0 | 0 | 0 | 0 | 0 | 759.0579 | 0 | 0 | 0 | 0 | 0 | 0 | 0 | 1235.9237 | 0 | 0 | 0 | 0 | 0 | 0 | 0 | 0 | 1146.7997 | 0 | 0 | 0 | 0.0042 | 0 | 0.00057666 | 0.00057666 | 769.6141 | 0 | 0 | 0 | 0.0042 | 0 | 0.00057666 | 0.00057666 | 1173.3466 | 0 | 0 | 0 | 0.0042 | 0 | 0 | 0.00057666 | 0.00057666 | 1099.5186
06/20 09:00:00 | 80.06 | 26.7 | 0% | 1.6089 | 59632.5105 | 1.0231 | 3.6831 | 4.787 | 4.3083 | 0 | 0 | 0 | 385.4521 | 1.6089 | 59632.5105 | 1.0231 | 3.99 | 5.1859 | 4.408 | 0 | 0 | 0 | 376.7326 | 0 | 0 | 0 | 0 | 0 | 0 | 0 | 759.0579 | 0 | 0 | 0 | 0 | 0 | 0 | 0 | 1235.9237 | 0 | 0 | 0 | 0 | 0 | 0 | 0 | 0 | 1146.7997 | 0 | 0 | 0 | 0.0042 | 0 | 0.00057666 | 0.00057666 | 769.6147 | 0 | 0 | 0 | 0.0042 | 0 | 0.00057666 | 0.00057666 | 1173.3472 | 0 | 0 | 0 | 0.0042 | 0 | 0 | 0.00057666 | 0.00057666 | 1099.5191
06/20 10:00:00 | 82.04 | 27.8 | 0% | 1.6483 | 61090.3258 | 1.0036 | 3.6131 | 4.8419 | 4.3578 | 0 | 0 | 0 | 385.4521 | 1.6483 | 61090.3258 | 1.0036 | 3.9142 | 5.2454 | 4.4586 | 0 | 0 | 0 | 376.7326 | 0 | 0 | 0 | 0 | 0 | 0 | 0 | 759.0579 | 0 | 0 | 0 | 0 | 0 | 0 | 0 | 1235.9237 | 0 | 0 | 0 | 0 | 0 | 0 | 0 | 0 | 1146.7997 | 0 | 0 | 0 | 0.0042 | 0 | 0.00057666 | 0.00057666 | 769.6152 | 0 | 0 | 0 | 0.0042 | 0 | 0.00057666 | 0.00057666 | 1173.3478 | 0 | 0 | 0 | 0.0042 | 0 | 0 | 0.00057666 | 0.00057666 | 1099.5197
06/20 11:00:00 | 87.08 | 30.6 | 0% | 1.7505 | 64878.6283 | 0.94996 | 3.4199 | 4.9861 | 4.4874 | 0 | 0 | 0 | 385.4521 | 1.7505 | 64878.6283 | 0.94996 | 3.7048 | 5.4016 | 4.5913 | 0 | 0 | 0 | 376.7326 | 0 | 0 | 0 | 0 | 0 | 0 | 0 | 759.0579 | 0 | 0 | 0 | 0 | 0 | 0 | 0 | 1235.9237 | 0 | 0 | 0 | 0 | 0 | 0 | 0 | 0 | 1146.7997 | 0 | 0 | 0 | 0.0042 | 0 | 0.00057666 | 0.00057666 | 769.6158 | 0 | 0 | 0 | 0.0042 | 0 | 0.00057666 | 0.00057666 | 1173.3484 | 0 | 0 | 0 | 0.0042 | 0 | 0 | 0.00057666 | 0.00057666 | 1099.5203
06/20 12:00:00 | 87.98 | 31.1 | 0% | 1.769 | 65566.8211 | 0.93988 | 3.3836 | 5.0125 | 4.5113 | 0 | 0 | 0 | 385.4521 | 1.769 | 65566.8211 | 0.93988 | 3.6655 | 5.4302 | 4.6157 | 0 | 0 | 0 | 376.7326 | 0 | 0 | 0 | 0 | 0 | 0 | 0 | 759.0579 | 0 | 0 | 0 | 0 | 0 | 0 | 0 | 1235.9237 | 0 | 0 | 0 | 0 | 0 | 0 | 0 | 0 | 1146.7997 | 0 | 0 | 0 | 0.0042 | 0 | 0.00057666 | 0.00057666 | 769.6164 | 0 | 0 | 0 | 0.0042 | 0 | 0.00057666 | 0.00057666 | 1173.3489 | 0 | 0 | 0 | 0.0042 | 0 | 0 | 0.00057666 | 0.00057666 | 1099.5209
06/20 13:00:00 | 87.98 | 31.1 | 0% | 1.769 | 65566.8211 | 0.93988 | 3.3836 | 5.0125 | 4.5113 | 0 | 0 | 0 | 385.4521 | 1.769 | 65566.8211 | 0.93988 | 3.6655 | 5.4302 | 4.6157 | 0 | 0 | 0 | 376.7326 | 0 | 0 | 0 | 0 | 0 | 0 | 0 | 759.0579 | 0 | 0 | 0 | 0 | 0 | 0 | 0 | 1235.9237 | 0 | 0 | 0 | 0 | 0 | 0 | 0 | 0 | 1146.7997 | 0 | 0 | 0 | 0.0042 | 0 | 0.00057666 | 0.00057666 | 769.617 | 0 | 0 | 0 | 0.0042 | 0 | 0.00057666 | 0.00057666 | 1173.3495 | 0 | 0 | 0 | 0.0042 | 0 | 0 | 0.00057666 | 0.00057666 | 1099.5215
06/20 14:00:00 | 93.02 | 33.9 | 0% | 1.8748 | 69486.2775 | 0.88176 | 3.1744 | 5.1651 | 4.6486 | 0 | 0 | 0 | 385.4521 | 1.8748 | 69486.2775 | 0.88176 | 3.4389 | 5.5955 | 4.7562 | 0 | 0 | 0 | 376.7326 | 0 | 0 | 0 | 0 | 0 | 0 | 0 | 759.0579 | 0 | 0 | 0 | 0 | 0 | 0 | 0 | 1235.9237 | 0 | 0 | 0 | 0 | 0 | 0 | 0 | 0 | 1146.7997 | 0 | 0 | 0 | 0.0042 | 0 | 0.00057666 | 0.00057666 | 769.6175 | 0 | 0 | 0 | 0.0042 | 0 | 0.00057666 | 0.00057666 | 1173.3501 | 0 | 0 | 0 | 0.0042 | 0 | 0 | 0.00057666 | 0.00057666 | 1099.522
06/20 15:00:00 | 91.94 | 33.3 | 0% | 1.8519 | 68637.0258 | 0.89439 | 3.2198 | 5.1318 | 4.6186 | 0 | 0 | 0 | 385.4521 | 1.8519 | 68637.0258 | 0.89439 | 3.4881 | 5.5594 | 4.7255 | 0 | 0 | 0 | 376.7326 | 0 | 0 | 0 | 0 | 0 | 0 | 0 | 759.0579 | 0 | 0 | 0 | 0 | 0 | 0 | 0 | 1235.9237 | 0 | 0 | 0 | 0 | 0 | 0 | 0 | 0 | 1146.7997 | 0 | 0 | 0 | 0.0042 | 0 | 0.00057666 | 0.00057666 | 769.6181 | 0 | 0 | 0 | 0.0042 | 0 | 0.00057666 | 0.00057666 | 1173.3507 | 0 | 0 | 0 | 0.0042 | 0 | 0 | 0.00057666 | 0.00057666 | 1099.5226
06/20 16:00:00 | 91.94 | 33.3 | 0% | 1.8519 | 68637.0258 | 0.89439 | 3.2198 | 5.1318 | 4.6186 | 0 | 0 | 0 | 385.4521 | 1.8519 | 68637.0258 | 0.89439 | 3.4881 | 5.5594 | 4.7255 | 0 | 0 | 0 | 376.7326 | 0 | 0 | 0 | 0 | 0 | 0 | 0 | 759.0579 | 0 | 0 | 0 | 0 | 0 | 0 | 0 | 1235.9237 | 0 | 0 | 0 | 0 | 0 | 0 | 0 | 0 | 1146.7997 | 0 | 0 | 0 | 0.0042 | 0 | 0.00057666 | 0.00057666 | 769.6187 | 0 | 0 | 0 | 0.0042 | 0 | 0.00057666 | 0.00057666 | 1173.3512 | 0 | 0 | 0 | 0.0042 | 0 | 0 | 0.00057666 | 0.00057666 | 1099.5232
06/20 17:00:00 | 89.96 | 32.2 | 0% | 1.8102 | 67093.336 | 0.91733 | 3.3024 | 5.0715 | 4.5644 | 0 | 0 | 0 | 385.4521 | 1.8102 | 67093.336 | 0.91733 | 3.5776 | 5.4942 | 4.67 | 0 | 0 | 0 | 376.7326 | 0 | 0 | 0 | 0 | 0 | 0 | 0 | 759.0579 | 0 | 0 | 0 | 0 | 0 | 0 | 0 | 1235.9237 | 0 | 0 | 0 | 0 | 0 | 0 | 0 | 0 | 1146.7997 | 0 | 0 | 0 | 0.0042 | 0 | 0.00057666 | 0.00057666 | 769.6193 | 0 | 0 | 0 | 0.0042 | 0 | 0.00057666 | 0.00057666 | 1173.3518 | 0 | 0 | 0 | 0.0042 | 0 | 0 | 0.00057666 | 0.00057666 | 1099.5238
06/20 18:00:00 | 87.98 | 31.1 | 0% | 1.769 | 65566.8211 | 0.93988 | 3.3836 | 5.0125 | 4.5113 | 0 | 0 | 0 | 385.4521 | 1.769 | 65566.8211 | 0.93988 | 3.6655 | 5.4302 | 4.6157 | 0 | 0 | 0 | 376.7326 | 0 | 0 | 0 | 0 | 0 | 0 | 0 | 759.0579 | 0 | 0 | 0 | 0 | 0 | 0 | 0 | 1235.9237 | 0 | 0 | 0 | 0 | 0 | 0 | 0 | 0 | 1146.7997 | 0 | 0 | 0 | 0.0042 | 0 | 0.00057666 | 0.00057666 | 769.6198 | 0 | 0 | 0 | 0.0042 | 0 | 0.00057666 | 0.00057666 | 1173.3524 | 0 | 0 | 0 | 0.0042 | 0 | 0 | 0.00057666 | 0.00057666 | 1099.5243
06/20 19:00:00 | 87.98 | 31.1 | 0% | 1.769 | 65566.8211 | 0.93988 | 3.3836 | 5.0125 | 4.5113 | 0 | 0 | 0 | 385.4521 | 1.769 | 65566.8211 | 0.93988 | 3.6655 | 5.4302 | 4.6157 | 0 | 0 | 0 | 376.7326 | 0 | 0 | 0 | 0 | 0 | 0 | 0 | 759.0579 | 0 | 0 | 0 | 0 | 0 | 0 | 0 | 1235.9237 | 0 | 0 | 0 | 0 | 0 | 0 | 0 | 0 | 1146.7997 | 0 | 0 | 0 | 0.0042 | 0 | 0.00057666 | 0.00057666 | 769.6204 | 0 | 0 | 0 | 0.0042 | 0 | 0.00057666 | 0.00057666 | 1173.353 | 0 | 0 | 0 | 0.0042 | 0 | 0 | 0.00057666 | 0.00057666 | 1099.5249
06/20 20:00:00 | 80.96 | 27.2 | 0% | 1.6267 | 60293.0247 | 1.0144 | 3.6518 | 4.8119 | 4.3307 | 0 | 0 | 0 | 385.4521 | 1.6267 | 60293.0247 | 1.0144 | 3.9561 | 5.2129 | 4.4309 | 0 | 0 | 0 | 376.7326 | 0 | 0 | 0 | 0 | 0 | 0 | 0 | 759.0579 | 0 | 0 | 0 | 0 | 0 | 0 | 0 | 1235.9237 | 0 | 0 | 0 | 0 | 0 | 0 | 0 | 0 | 1146.7997 | 0 | 0 | 0 | 0.0042 | 0 | 0.00057666 | 0.00057666 | 769.621 | 0 | 0 | 0 | 0.0042 | 0 | 0.00057666 | 0.00057666 | 1173.3535 | 0 | 0 | 0 | 0.0042 | 0 | 0 | 0.00057666 | 0.00057666 | 1099.5255
06/20 21:00:00 | 80.06 | 26.7 | 0% | 1.6089 | 59632.5105 | 1.0231 | 3.6831 | 4.787 | 4.3083 | 0 | 0 | 0 | 385.4521 | 1.6089 | 59632.5105 | 1.0231 | 3.99 | 5.1859 | 4.408 | 0 | 0 | 0 | 376.7326 | 0 | 0 | 0 | 0 | 0 | 0 | 0 | 759.0579 | 0 | 0 | 0 | 0 | 0 | 0 | 0 | 1235.9237 | 0 | 0 | 0 | 0 | 0 | 0 | 0 | 0 | 1146.7997 | 0 | 0 | 0 | 0.0042 | 0 | 0.00057666 | 0.00057666 | 769.6216 | 0 | 0 | 0 | 0.0042 | 0 | 0.00057666 | 0.00057666 | 1173.3541 | 0 | 0 | 0 | 0.0042 | 0 | 0 | 0.00057666 | 0.00057666 | 1099.5261
06/20 22:00:00 | 78.98 | 26.1 | 0% | 1.5877 | 58844.5776 | 1.0332 | 3.7194 | 4.7574 | 4.2816 | 0 | 0 | 0 | 385.4521 | 1.5877 | 58844.5776 | 1.0332 | 4.0294 | 5.1538 | 4.3808 | 0 | 0 | 0 | 376.7326 | 0 | 0 | 0 | 0 | 0 | 0 | 0 | 759.0579 | 0 | 0 | 0 | 0 | 0 | 0 | 0 | 1235.9237 | 0 | 0 | 0 | 0 | 0 | 0 | 0 | 0 | 1146.7997 | 0 | 0 | 0 | 0.0042 | 0 | 0.00057666 | 0.00057666 | 769.6222 | 0 | 0 | 0 | 0.0042 | 0 | 0.00057666 | 0.00057666 | 1173.3547 | 0 | 0 | 0 | 0.0042 | 0 | 0 | 0.00057666 | 0.00057666 | 1099.5266
06/20 23:00:00 | 78.08 | 25.6 | 0% | 1.5701 | 58191.8702 | 1.0413 | 3.7487 | 4.7329 | 4.2596 | 0 | 0 | 0 | 385.4521 | 1.5701 | 58191.8702 | 1.0413 | 4.0611 | 5.1273 | 4.3582 | 0 | 0 | 0 | 376.7326 | 0 | 0 | 0 | 0 | 0 | 0 | 0 | 759.0579 | 0 | 0 | 0 | 0 | 0 | 0 | 0 | 1235.9237 | 0 | 0 | 0 | 0 | 0 | 0 | 0 | 0 | 1146.7997 | 0 | 0 | 0 | 0.0042 | 0 | 0.00057666 | 0.00057666 | 769.6227 | 0 | 0 | 0 | 0.0042 | 0 | 0.00057666 | 0.00057666 | 1173.3553 | 0 | 0 | 0 | 0.0042 | 0 | 0 | 0.00057666 | 0.00057666 | 1099.5272
06/20 24:00:00 | 77 | 25 | 0% | 1.5491 | 57413.3053 | 1.0507 | 3.7824 | 4.7036 | 4.2332 | 0 | 0 | 0 | 385.4521 | 1.5491 | 57413.3053 | 1.0507 | 4.0976 | 5.0956 | 4.3312 | 0 | 0 | 0 | 376.7326 | 0 | 0 | 0 | 0 | 0 | 0 | 0 | 759.0579 | 0 | 0 | 0 | 0 | 0 | 0 | 0 | 1235.9237 | 0 | 0 | 0 | 0 | 0 | 0 | 0 | 0 | 1146.7997 | 0 | 0 | 0 | 0.0042 | 0 | 0.00057666 | 0.00057666 | 769.6233 | 0 | 0 | 0 | 0.0042 | 0 | 0.00057666 | 0.00057666 | 1173.3559 | 0 | 0 | 0 | 0.0042 | 0 | 0 | 0.00057666 | 0.00057666 | 1099.5278
06/21 01:00:00 | 77 | 25 | 0% | 1.5491 | 57413.3053 | 1.0507 | 3.7824 | 4.7036 | 4.2332 | 0 | 0 | 0 | 385.4521 | 1.5491 | 57413.3053 | 1.0507 | 4.0976 | 5.0956 | 4.3312 | 0 | 0 | 0 | 376.7326 | 0 | 0 | 0 | 0 | 0 | 0 | 0 | 759.0579 | 0 | 0 | 0 | 0 | 0 | 0 | 0 | 1235.9237 | 0 | 0 | 0 | 0 | 0 | 0 | 0 | 0 | 1146.7997 | 0 | 0 | 0 | 0.0042 | 0 | 0.00057666 | 0.00057666 | 769.6239 | 0 | 0 | 0 | 0.0042 | 0 | 0.00057666 | 0.00057666 | 1173.3564 | 0 | 0 | 0 | 0.0042 | 0 | 0 | 0.00057666 | 0.00057666 | 1099.5284
06/21 02:00:00 | 75.02 | 23.9 | 0% | 1.5109 | 55999.208 | 1.0667 | 3.8401 | 4.6504 | 4.1853 | 0 | 0 | 0 | 385.4521 | 1.5109 | 55999.208 | 1.0667 | 4.1602 | 5.0379 | 4.2822 | 0 | 0 | 0 | 376.7326 | 0 | 0 | 0 | 0 | 0 | 0 | 0 | 759.0579 | 0 | 0 | 0 | 0 | 0 | 0 | 0 | 1235.9237 | 0 | 0 | 0 | 0 | 0 | 0 | 0 | 0 | 1146.7997 | 0 | 0 | 0 | 0.0042 | 0 | 0.00057666 | 0.00057666 | 769.6245 | 0 | 0 | 0 | 0.0042 | 0 | 0.00057666 | 0.00057666 | 1173.357 | 0 | 0 | 0 | 0.0042 | 0 | 0 | 0.00057666 | 0.00057666 | 1099.529
06/21 03:00:00 | 73.04 | 22.8 | 0% | 1.4732 | 54602.2855 | 1.0811 | 3.892 | 4.5976 | 4.1378 | 0 | 0 | 0 | 385.4521 | 1.4732 | 54602.2855 | 1.0811 | 4.2164 | 4.9807 | 4.2336 | 0 | 0 | 0 | 376.7326 | 0 | 0 | 0 | 0 | 0 | 0 | 0 | 759.0579 | 0 | 0 | 0 | 0 | 0 | 0 | 0 | 1235.9237 | 0 | 0 | 0 | 0 | 0 | 0 | 0 | 0 | 1146.7997 | 0 | 0 | 0 | 0.0042 | 0 | 0.00057666 | 0.00057666 | 769.625 | 0 | 0 | 0 | 0.0042 | 0 | 0.00057666 | 0.00057666 | 1173.3576 | 0 | 0 | 0 | 0.0042 | 0 | 0 | 0.00057666 | 0.00057666 | 1099.5295
06/21 04:00:00 | 71.96 | 22.2 | 0% | 1.4528 | 53847.5669 | 1.0882 | 3.9177 | 4.5689 | 4.112 | 0 | 0 | 0 | 385.4521 | 1.4528 | 53847.5669 | 1.0882 | 4.2442 | 4.9496 | 4.2072 | 0 | 0 | 0 | 376.7326 | 0 | 0 | 0 | 0 | 0 | 0 | 0 | 759.0579 | 0 | 0 | 0 | 0 | 0 | 0 | 0 | 1235.9237 | 0 | 0 | 0 | 0 | 0 | 0 | 0 | 0 | 1146.7997 | 0 | 0 | 0 | 0.0042 | 0 | 0.00057666 | 0.00057666 | 769.6256 | 0 | 0 | 0 | 0.0042 | 0 | 0.00057666 | 0.00057666 | 1173.3582 | 0 | 0 | 0 | 0.0042 | 0 | 0 | 0.00057666 | 0.00057666 | 1099.5301
06/21 05:00:00 | 71.96 | 22.2 | 0% | 1.4528 | 53847.5669 | 1.0882 | 3.9177 | 4.5689 | 4.112 | 0 | 0 | 0 | 385.4521 | 1.4528 | 53847.5669 | 1.0882 | 4.2442 | 4.9496 | 4.2072 | 0 | 0 | 0 | 376.7326 | 0 | 0 | 0 | 0 | 0 | 0 | 0 | 759.0579 | 0 | 0 | 0 | 0 | 0 | 0 | 0 | 1235.9237 | 0 | 0 | 0 | 0 | 0 | 0 | 0 | 0 | 1146.7997 | 0 | 0 | 0 | 0.0042 | 0 | 0.00057666 | 0.00057666 | 769.6262 | 0 | 0 | 0 | 0.0042 | 0 | 0.00057666 | 0.00057666 | 1173.3587 | 0 | 0 | 0 | 0.0042 | 0 | 0 | 0.00057666 | 0.00057666 | 1099.5307
06/21 06:00:00 | 73.94 | 23.3 | 0% | 1.4903 | 55235.1212 | 1.0748 | 3.8692 | 4.6215 | 4.1594 | 0 | 0 | 0 | 385.4521 | 1.4903 | 55235.1212 | 1.0748 | 4.1916 | 5.0067 | 4.2557 | 0 | 0 | 0 | 376.7326 | 0 | 0 | 0 | 0 | 0 | 0 | 0 | 759.0579 | 0 | 0 | 0 | 0 | 0 | 0 | 0 | 1235.9237 | 0 | 0 | 0 | 0 | 0 | 0 | 0 | 0 | 1146.7997 | 0 | 0 | 0 | 0.0042 | 0 | 0.00057666 | 0.00057666 | 769.6268 | 0 | 0 | 0 | 0.0042 | 0 | 0.00057666 | 0.00057666 | 1173.3593 | 0 | 0 | 0 | 0.0042 | 0 | 0 | 0.00057666 | 0.00057666 | 1099.5313
06/21 07:00:00 | 73.94 | 23.3 | 0% | 1.4903 | 55235.1212 | 1.0748 | 3.8692 | 4.6215 | 4.1594 | 0 | 0 | 0 | 385.4521 | 1.4903 | 55235.1212 | 1.0748 | 4.1916 | 5.0067 | 4.2557 | 0 | 0 | 0 | 376.7326 | 0 | 0 | 0 | 0 | 0 | 0 | 0 | 759.0579 | 0 | 0 | 0 | 0 | 0 | 0 | 0 | 1235.9237 | 0 | 0 | 0 | 0 | 0 | 0 | 0 | 0 | 1146.7997 | 0 | 0 | 0 | 0.0042 | 0 | 0.00057666 | 0.00057666 | 769.6273 | 0 | 0 | 0 | 0.0042 | 0 | 0.00057666 | 0.00057666 | 1173.3599 | 0 | 0 | 0 | 0.0042 | 0 | 0 | 0.00057666 | 0.00057666 | 1099.5318
06/21 08:00:00 | 80.06 | 26.7 | 0% | 1.6089 | 59632.5105 | 1.0231 | 3.6831 | 4.787 | 4.3083 | 0 | 0 | 0 | 385.4521 | 1.6089 | 59632.5105 | 1.0231 | 3.99 | 5.1859 | 4.408 | 0 | 0 | 0 | 376.7326 | 0 | 0 | 0 | 0 | 0 | 0 | 0 | 759.0579 | 0 | 0 | 0 | 0 | 0 | 0 | 0 | 1235.9237 | 0 | 0 | 0 | 0 | 0 | 0 | 0 | 0 | 1146.7997 | 0 | 0 | 0 | 0.0042 | 0 | 0.00057666 | 0.00057666 | 769.6279 | 0 | 0 | 0 | 0.0042 | 0 | 0.00057666 | 0.00057666 | 1173.3605 | 0 | 0 | 0 | 0.0042 | 0 | 0 | 0.00057666 | 0.00057666 | 1099.5324
06/21 09:00:00 | 86 | 30 | 0% | 1.7283 | 64057.4811 | 0.96189 | 3.4628 | 4.9546 | 4.4591 | 0 | 0 | 0 | 385.4521 | 1.7283 | 64057.4811 | 0.96189 | 3.7514 | 5.3675 | 4.5624 | 0 | 0 | 0 | 376.7326 | 0 | 0 | 0 | 0 | 0 | 0 | 0 | 759.0579 | 0 | 0 | 0 | 0 | 0 | 0 | 0 | 1235.9237 | 0 | 0 | 0 | 0 | 0 | 0 | 0 | 0 | 1146.7997 | 0 | 0 | 0 | 0.0042 | 0 | 0.00057666 | 0.00057666 | 769.6285 | 0 | 0 | 0 | 0.0042 | 0 | 0.00057666 | 0.00057666 | 1173.361 | 0 | 0 | 0 | 0.0042 | 0 | 0 | 0.00057666 | 0.00057666 | 1099.533
06/21 10:00:00 | 87.08 | 30.6 | 0% | 1.7505 | 64878.6283 | 0.94996 | 3.4199 | 4.9861 | 4.4874 | 0 | 0 | 0 | 385.4521 | 1.7505 | 64878.6283 | 0.94996 | 3.7048 | 5.4016 | 4.5913 | 0 | 0 | 0 | 376.7326 | 0 | 0 | 0 | 0 | 0 | 0 | 0 | 759.0579 | 0 | 0 | 0 | 0 | 0 | 0 | 0 | 1235.9237 | 0 | 0 | 0 | 0 | 0 | 0 | 0 | 0 | 1146.7997 | 0 | 0 | 0 | 0.0042 | 0 | 0.00057666 | 0.00057666 | 769.6291 | 0 | 0 | 0 | 0.0042 | 0 | 0.00057666 | 0.00057666 | 1173.3616 | 0 | 0 | 0 | 0.0042 | 0 | 0 | 0.00057666 | 0.00057666 | 1099.5336
06/21 11:00:00 | 91.94 | 33.3 | 0% | 1.8519 | 68637.0258 | 0.89439 | 3.2198 | 5.1318 | 4.6186 | 0 | 0 | 0 | 385.4521 | 1.8519 | 68637.0258 | 0.89439 | 3.4881 | 5.5594 | 4.7255 | 0 | 0 | 0 | 376.7326 | 0 | 0 | 0 | 0 | 0 | 0 | 0 | 759.0579 | 0 | 0 | 0 | 0 | 0 | 0 | 0 | 1235.9237 | 0 | 0 | 0 | 0 | 0 | 0 | 0 | 0 | 1146.7997 | 0 | 0 | 0 | 0.0042 | 0 | 0.00057666 | 0.00057666 | 769.6297 | 0 | 0 | 0 | 0.0042 | 0 | 0.00057666 | 0.00057666 | 1173.3622 | 0 | 0 | 0 | 0.0042 | 0 | 0 | 0.00057666 | 0.00057666 | 1099.5341
06/21 12:00:00 | 93.92 | 34.4 | 0% | 1.894 | 70197.8905 | 0.8712 | 3.1363 | 5.1932 | 4.6739 | 0 | 0 | 0 | 385.4521 | 1.894 | 70197.8905 | 0.8712 | 3.3977 | 5.626 | 4.7821 | 0 | 0 | 0 | 376.7326 | 0 | 0 | 0 | 0 | 0 | 0 | 0 | 759.0579 | 0 | 0 | 0 | 0 | 0 | 0 | 0 | 1235.9237 | 0 | 0 | 0 | 0 | 0 | 0 | 0 | 0 | 1146.7997 | 0 | 0 | 0 | 0.0042 | 0 | 0.00057666 | 0.00057666 | 769.6302 | 0 | 0 | 0 | 0.0042 | 0 | 0.00057666 | 0.00057666 | 1173.3628 | 0 | 0 | 0 | 0.0042 | 0 | 0 | 0.00057666 | 0.00057666 | 1099.5347
06/21 13:00:00 | 93.92 | 34.4 | 0% | 1.894 | 70197.8905 | 0.8712 | 3.1363 | 5.1932 | 4.6739 | 0 | 0 | 0 | 385.4521 | 1.894 | 70197.8905 | 0.8712 | 3.3977 | 5.626 | 4.7821 | 0 | 0 | 0 | 376.7326 | 0 | 0 | 0 | 0 | 0 | 0 | 0 | 759.0579 | 0 | 0 | 0 | 0 | 0 | 0 | 0 | 1235.9237 | 0 | 0 | 0 | 0 | 0 | 0 | 0 | 0 | 1146.7997 | 0 | 0 | 0 | 0.0042 | 0 | 0.00057666 | 0.00057666 | 769.6308 | 0 | 0 | 0 | 0.0042 | 0 | 0.00057666 | 0.00057666 | 1173.3633 | 0 | 0 | 0 | 0.0042 | 0 | 0 | 0.00057666 | 0.00057666 | 1099.5353
06/21 14:00:00 | 93.92 | 34.4 | 0% | 1.894 | 70197.8905 | 0.8712 | 3.1363 | 5.1932 | 4.6739 | 0 | 0 | 0 | 385.4521 | 1.894 | 70197.8905 | 0.8712 | 3.3977 | 5.626 | 4.7821 | 0 | 0 | 0 | 376.7326 | 0 | 0 | 0 | 0 | 0 | 0 | 0 | 759.0579 | 0 | 0 | 0 | 0 | 0 | 0 | 0 | 1235.9237 | 0 | 0 | 0 | 0 | 0 | 0 | 0 | 0 | 1146.7997 | 0 | 0 | 0 | 0.0042 | 0 | 0.00057666 | 0.00057666 | 769.6314 | 0 | 0 | 0 | 0.0042 | 0 | 0.00057666 | 0.00057666 | 1173.3639 | 0 | 0 | 0 | 0.0042 | 0 | 0 | 0.00057666 | 0.00057666 | 1099.5359
06/21 15:00:00 | 93.92 | 34.4 | 0% | 1.894 | 70197.8905 | 0.8712 | 3.1363 | 5.1932 | 4.6739 | 0 | 0 | 0 | 385.4521 | 1.894 | 70197.8905 | 0.8712 | 3.3977 | 5.626 | 4.7821 | 0 | 0 | 0 | 376.7326 | 0 | 0 | 0 | 0 | 0 | 0 | 0 | 759.0579 | 0 | 0 | 0 | 0 | 0 | 0 | 0 | 1235.9237 | 0 | 0 | 0 | 0 | 0 | 0 | 0 | 0 | 1146.7997 | 0 | 0 | 0 | 0.0042 | 0 | 0.00057666 | 0.00057666 | 769.632 | 0 | 0 | 0 | 0.0042 | 0 | 0.00057666 | 0.00057666 | 1173.3645 | 0 | 0 | 0 | 0.0042 | 0 | 0 | 0.00057666 | 0.00057666 | 1099.5364
06/21 16:00:00 | 93.92 | 34.4 | 0% | 1.894 | 70197.8905 | 0.8712 | 3.1363 | 5.1932 | 4.6739 | 0 | 0 | 0 | 385.4521 | 1.894 | 70197.8905 | 0.8712 | 3.3977 | 5.626 | 4.7821 | 0 | 0 | 0 | 376.7326 | 0 | 0 | 0 | 0 | 0 | 0 | 0 | 759.0579 | 0 | 0 | 0 | 0 | 0 | 0 | 0 | 1235.9237 | 0 | 0 | 0 | 0 | 0 | 0 | 0 | 0 | 1146.7997 | 0 | 0 | 0 | 0.0042 | 0 | 0.00057666 | 0.00057666 | 769.6325 | 0 | 0 | 0 | 0.0042 | 0 | 0.00057666 | 0.00057666 | 1173.3651 | 0 | 0 | 0 | 0.0042 | 0 | 0 | 0.00057666 | 0.00057666 | 1099.537
06/21 17:00:00 | 93.02 | 33.9 | 0% | 1.8748 | 69486.2775 | 0.88176 | 3.1744 | 5.1651 | 4.6486 | 0 | 0 | 0 | 385.4521 | 1.8748 | 69486.2775 | 0.88176 | 3.4389 | 5.5955 | 4.7562 | 0 | 0 | 0 | 376.7326 | 0 | 0 | 0 | 0 | 0 | 0 | 0 | 759.0579 | 0 | 0 | 0 | 0 | 0 | 0 | 0 | 1235.9237 | 0 | 0 | 0 | 0 | 0 | 0 | 0 | 0 | 1146.7997 | 0 | 0 | 0 | 0.0042 | 0 | 0.00057666 | 0.00057666 | 769.6331 | 0 | 0 | 0 | 0.0042 | 0 | 0.00057666 | 0.00057666 | 1173.3657 | 0 | 0 | 0 | 0.0042 | 0 | 0 | 0.00057666 | 0.00057666 | 1099.5376
06/21 18:00:00 | 89.96 | 32.2 | 0% | 1.8102 | 67093.336 | 0.91733 | 3.3024 | 5.0715 | 4.5644 | 0 | 0 | 0 | 385.4521 | 1.8102 | 67093.336 | 0.91733 | 3.5776 | 5.4942 | 4.67 | 0 | 0 | 0 | 376.7326 | 0 | 0 | 0 | 0 | 0 | 0 | 0 | 759.0579 | 0 | 0 | 0 | 0 | 0 | 0 | 0 | 1235.9237 | 0 | 0 | 0 | 0 | 0 | 0 | 0 | 0 | 1146.7997 | 0 | 0 | 0 | 0.0042 | 0 | 0.00057666 | 0.00057666 | 769.6337 | 0 | 0 | 0 | 0.0042 | 0 | 0.00057666 | 0.00057666 | 1173.3662 | 0 | 0 | 0 | 0.0042 | 0 | 0 | 0.00057666 | 0.00057666 | 1099.5382
06/21 19:00:00 | 89.96 | 32.2 | 0% | 1.8102 | 67093.336 | 0.91733 | 3.3024 | 5.0715 | 4.5644 | 0 | 0 | 0 | 385.4521 | 1.8102 | 67093.336 | 0.91733 | 3.5776 | 5.4942 | 4.67 | 0 | 0 | 0 | 376.7326 | 0 | 0 | 0 | 0 | 0 | 0 | 0 | 759.0579 | 0 | 0 | 0 | 0 | 0 | 0 | 0 | 1235.9237 | 0 | 0 | 0 | 0 | 0 | 0 | 0 | 0 | 1146.7997 | 0 | 0 | 0 | 0.0042 | 0 | 0.00057666 | 0.00057666 | 769.6343 | 0 | 0 | 0 | 0.0042 | 0 | 0.00057666 | 0.00057666 | 1173.3668 | 0 | 0 | 0 | 0.0042 | 0 | 0 | 0.00057666 | 0.00057666 | 1099.5388
06/21 20:00:00 | 82.04 | 27.8 | 0% | 1.6483 | 61090.3258 | 1.0036 | 3.6131 | 4.8419 | 4.3578 | 0 | 0 | 0 | 385.4521 | 1.6483 | 61090.3258 | 1.0036 | 3.9142 | 5.2454 | 4.4586 | 0 | 0 | 0 | 376.7326 | 0 | 0 | 0 | 0 | 0 | 0 | 0 | 759.0579 | 0 | 0 | 0 | 0 | 0 | 0 | 0 | 1235.9237 | 0 | 0 | 0 | 0 | 0 | 0 | 0 | 0 | 1146.7997 | 0 | 0 | 0 | 0.0042 | 0 | 0.00057666 | 0.00057666 | 769.6348 | 0 | 0 | 0 | 0.0042 | 0 | 0.00057666 | 0.00057666 | 1173.3674 | 0 | 0 | 0 | 0.0042 | 0 | 0 | 0.00057666 | 0.00057666 | 1099.5393
06/21 21:00:00 | 78.08 | 25.6 | 0% | 1.5701 | 58191.8702 | 1.0413 | 3.7487 | 4.7329 | 4.2596 | 0 | 0 | 0 | 385.4521 | 1.5701 | 58191.8702 | 1.0413 | 4.0611 | 5.1273 | 4.3582 | 0 | 0 | 0 | 376.7326 | 0 | 0 | 0 | 0 | 0 | 0 | 0 | 759.0579 | 0 | 0 | 0 | 0 | 0 | 0 | 0 | 1235.9237 | 0 | 0 | 0 | 0 | 0 | 0 | 0 | 0 | 1146.7997 | 0 | 0 | 0 | 0.0042 | 0 | 0.00057666 | 0.00057666 | 769.6354 | 0 | 0 | 0 | 0.0042 | 0 | 0.00057666 | 0.00057666 | 1173.368 | 0 | 0 | 0 | 0.0042 | 0 | 0 | 0.00057666 | 0.00057666 | 1099.5399
06/21 22:00:00 | 77 | 25 | 0% | 1.5491 | 57413.3053 | 1.0507 | 3.7824 | 4.7036 | 4.2332 | 0 | 0 | 0 | 385.4521 | 1.5491 | 57413.3053 | 1.0507 | 4.0976 | 5.0956 | 4.3312 | 0 | 0 | 0 | 376.7326 | 0 | 0 | 0 | 0 | 0 | 0 | 0 | 759.0579 | 0 | 0 | 0 | 0 | 0 | 0 | 0 | 1235.9237 | 0 | 0 | 0 | 0 | 0 | 0 | 0 | 0 | 1146.7997 | 0 | 0 | 0 | 0.0042 | 0 | 0.00057666 | 0.00057666 | 769.636 | 0 | 0 | 0 | 0.0042 | 0 | 0.00057666 | 0.00057666 | 1173.3685 | 0 | 0 | 0 | 0.0042 | 0 | 0 | 0.00057666 | 0.00057666 | 1099.5405
06/21 23:00:00 | 73.94 | 23.3 | 0% | 1.4903 | 55235.1212 | 1.0748 | 3.8692 | 4.6215 | 4.1594 | 0 | 0 | 0 | 385.4521 | 1.4903 | 55235.1212 | 1.0748 | 4.1916 | 5.0067 | 4.2557 | 0 | 0 | 0 | 376.7326 | 0 | 0 | 0 | 0 | 0 | 0 | 0 | 759.0579 | 0 | 0 | 0 | 0 | 0 | 0 | 0 | 1235.9237 | 0 | 0 | 0 | 0 | 0 | 0 | 0 | 0 | 1146.7997 | 0 | 0 | 0 | 0.0042 | 0 | 0.00057666 | 0.00057666 | 769.6366 | 0 | 0 | 0 | 0.0042 | 0 | 0.00057666 | 0.00057666 | 1173.3691 | 0 | 0 | 0 | 0.0042 | 0 | 0 | 0.00057666 | 0.00057666 | 1099.5411
06/21 24:00:00 | 73.94 | 23.3 | 0% | 1.4903 | 55235.1212 | 1.0748 | 3.8692 | 4.6215 | 4.1594 | 0 | 0 | 0 | 385.4521 | 1.4903 | 55235.1212 | 1.0748 | 4.1916 | 5.0067 | 4.2557 | 0 | 0 | 0 | 376.7326 | 0 | 0 | 0 | 0 | 0 | 0 | 0 | 759.0579 | 0 | 0 | 0 | 0 | 0 | 0 | 0 | 1235.9237 | 0 | 0 | 0 | 0 | 0 | 0 | 0 | 0 | 1146.7997 | 0 | 0 | 0 | 0.0042 | 0 | 0.00057666 | 0.00057666 | 769.6371 | 0 | 0 | 0 | 0.0042 | 0 | 0.00057666 | 0.00057666 | 1173.3697 | 0 | 0 | 0 | 0.0042 | 0 | 0 | 0.00057666 | 0.00057666 | 1099.5416
06/22 01:00:00 | 73.94 | 23.3 | 0% | 1.4903 | 55235.1212 | 1.0748 | 3.8692 | 4.6215 | 4.1594 | 0 | 0 | 0 | 385.4521 | 1.4903 | 55235.1212 | 1.0748 | 4.1916 | 5.0067 | 4.2557 | 0 | 0 | 0 | 376.7326 | 0 | 0 | 0 | 0 | 0 | 0 | 0 | 759.0579 | 0 | 0 | 0 | 0 | 0 | 0 | 0 | 1235.9237 | 0 | 0 | 0 | 0 | 0 | 0 | 0 | 0 | 1146.7997 | 0 | 0 | 0 | 0.0042 | 0 | 0.00057666 | 0.00057666 | 769.6377 | 0 | 0 | 0 | 0.0042 | 0 | 0.00057666 | 0.00057666 | 1173.3703 | 0 | 0 | 0 | 0.0042 | 0 | 0 | 0.00057666 | 0.00057666 | 1099.5422
06/22 02:00:00 | 71.96 | 22.2 | 0% | 1.4528 | 53847.5669 | 1.0882 | 3.9177 | 4.5689 | 4.112 | 0 | 0 | 0 | 385.4521 | 1.4528 | 53847.5669 | 1.0882 | 4.2442 | 4.9496 | 4.2072 | 0 | 0 | 0 | 376.7326 | 0 | 0 | 0 | 0 | 0 | 0 | 0 | 759.0579 | 0 | 0 | 0 | 0 | 0 | 0 | 0 | 1235.9237 | 0 | 0 | 0 | 0 | 0 | 0 | 0 | 0 | 1146.7997 | 0 | 0 | 0 | 0.0042 | 0 | 0.00057666 | 0.00057666 | 769.6383 | 0 | 0 | 0 | 0.0042 | 0 | 0.00057666 | 0.00057666 | 1173.3708 | 0 | 0 | 0 | 0.0042 | 0 | 0 | 0.00057666 | 0.00057666 | 1099.5428
06/22 03:00:00 | 71.06 | 21.7 | 0% | 1.436 | 53222.538 | 1.0938 | 3.9376 | 4.545 | 4.0905 | 0 | 0 | 0 | 385.4521 | 1.436 | 53222.538 | 1.0938 | 4.2657 | 4.9237 | 4.1852 | 0 | 0 | 0 | 376.7326 | 0 | 0 | 0 | 0 | 0 | 0 | 0 | 759.0579 | 0 | 0 | 0 | 0 | 0 | 0 | 0 | 1235.9237 | 0 | 0 | 0 | 0 | 0 | 0 | 0 | 0 | 1146.7997 | 0 | 0 | 0 | 0.0042 | 0 | 0.00057666 | 0.00057666 | 769.6389 | 0 | 0 | 0 | 0.0042 | 0 | 0.00057666 | 0.00057666 | 1173.3714 | 0 | 0 | 0 | 0.0042 | 0 | 0 | 0.00057666 | 0.00057666 | 1099.5434
06/22 04:00:00 | 71.96 | 22.2 | 0% | 1.4528 | 53847.5669 | 1.0882 | 3.9177 | 4.5689 | 4.112 | 0 | 0 | 0 | 385.4521 | 1.4528 | 53847.5669 | 1.0882 | 4.2442 | 4.9496 | 4.2072 | 0 | 0 | 0 | 376.7326 | 0 | 0 | 0 | 0 | 0 | 0 | 0 | 759.0579 | 0 | 0 | 0 | 0 | 0 | 0 | 0 | 1235.9237 | 0 | 0 | 0 | 0 | 0 | 0 | 0 | 0 | 1146.7997 | 0 | 0 | 0 | 0.0042 | 0 | 0.00057666 | 0.00057666 | 769.6395 | 0 | 0 | 0 | 0.0042 | 0 | 0.00057666 | 0.00057666 | 1173.372 | 0 | 0 | 0 | 0.0042 | 0 | 0 | 0.00057666 | 0.00057666 | 1099.5439
06/22 05:00:00 | 71.96 | 22.2 | 0% | 1.4528 | 53847.5669 | 1.0882 | 3.9177 | 4.5689 | 4.112 | 0 | 0 | 0 | 385.4521 | 1.4528 | 53847.5669 | 1.0882 | 4.2442 | 4.9496 | 4.2072 | 0 | 0 | 0 | 376.7326 | 0 | 0 | 0 | 0 | 0 | 0 | 0 | 759.0579 | 0 | 0 | 0 | 0 | 0 | 0 | 0 | 1235.9237 | 0 | 0 | 0 | 0 | 0 | 0 | 0 | 0 | 1146.7997 | 0 | 0 | 0 | 0.0042 | 0 | 0.00057666 | 0.00057666 | 769.64 | 0 | 0 | 0 | 0.0042 | 0 | 0.00057666 | 0.00057666 | 1173.3726 | 0 | 0 | 0 | 0.0042 | 0 | 0 | 0.00057666 | 0.00057666 | 1099.5445
06/22 06:00:00 | 73.04 | 22.8 | 0% | 1.4732 | 54602.2855 | 1.0811 | 3.892 | 4.5976 | 4.1378 | 0 | 0 | 0 | 385.4521 | 1.4732 | 54602.2855 | 1.0811 | 4.2164 | 4.9807 | 4.2336 | 0 | 0 | 0 | 376.7326 | 0 | 0 | 0 | 0 | 0 | 0 | 0 | 759.0579 | 0 | 0 | 0 | 0 | 0 | 0 | 0 | 1235.9237 | 0 | 0 | 0 | 0 | 0 | 0 | 0 | 0 | 1146.7997 | 0 | 0 | 0 | 0.0042 | 0 | 0.00057666 | 0.00057666 | 769.6406 | 0 | 0 | 0 | 0.0042 | 0 | 0.00057666 | 0.00057666 | 1173.3732 | 0 | 0 | 0 | 0.0042 | 0 | 0 | 0.00057666 | 0.00057666 | 1099.5451
06/22 07:00:00 | 73.04 | 22.8 | 0% | 1.4732 | 54602.2855 | 1.0811 | 3.892 | 4.5976 | 4.1378 | 0 | 0 | 0 | 385.4521 | 1.4732 | 54602.2855 | 1.0811 | 4.2164 | 4.9807 | 4.2336 | 0 | 0 | 0 | 376.7326 | 0 | 0 | 0 | 0 | 0 | 0 | 0 | 759.0579 | 0 | 0 | 0 | 0 | 0 | 0 | 0 | 1235.9237 | 0 | 0 | 0 | 0 | 0 | 0 | 0 | 0 | 1146.7997 | 0 | 0 | 0 | 0.0042 | 0 | 0.00057666 | 0.00057666 | 769.6412 | 0 | 0 | 0 | 0.0042 | 0 | 0.00057666 | 0.00057666 | 1173.3737 | 0 | 0 | 0 | 0.0042 | 0 | 0 | 0.00057666 | 0.00057666 | 1099.5457
06/22 08:00:00 | 82.94 | 28.3 | 0% | 1.6663 | 61758.6468 | 0.99447 | 3.5801 | 4.8672 | 4.3805 | 0 | 0 | 0 | 385.4521 | 1.6663 | 61758.6468 | 0.99447 | 3.8784 | 5.2728 | 4.4819 | 0 | 0 | 0 | 376.7326 | 0 | 0 | 0 | 0 | 0 | 0 | 0 | 759.0579 | 0 | 0 | 0 | 0 | 0 | 0 | 0 | 1235.9237 | 0 | 0 | 0 | 0 | 0 | 0 | 0 | 0 | 1146.7997 | 0 | 0 | 0 | 0.0042 | 0 | 0.00057666 | 0.00057666 | 769.6418 | 0 | 0 | 0 | 0.0042 | 0 | 0.00057666 | 0.00057666 | 1173.3743 | 0 | 0 | 0 | 0.0042 | 0 | 0 | 0.00057666 | 0.00057666 | 1099.5463
06/22 09:00:00 | 87.08 | 30.6 | 0% | 1.7505 | 64878.6283 | 0.94996 | 3.4199 | 4.9861 | 4.4874 | 0 | 0 | 0 | 385.4521 | 1.7505 | 64878.6283 | 0.94996 | 3.7048 | 5.4016 | 4.5913 | 0 | 0 | 0 | 376.7326 | 0 | 0 | 0 | 0 | 0 | 0 | 0 | 759.0579 | 0 | 0 | 0 | 0 | 0 | 0 | 0 | 1235.9237 | 0 | 0 | 0 | 0 | 0 | 0 | 0 | 0 | 1146.7997 | 0 | 0 | 0 | 0.0042 | 0 | 0.00057666 | 0.00057666 | 769.6423 | 0 | 0 | 0 | 0.0042 | 0 | 0.00057666 | 0.00057666 | 1173.3749 | 0 | 0 | 0 | 0.0042 | 0 | 0 | 0.00057666 | 0.00057666 | 1099.5468
06/22 10:00:00 | 89.06 | 31.7 | 0% | 1.7914 | 66397.3365 | 0.92764 | 3.3395 | 5.0446 | 4.5401 | 0 | 0 | 0 | 385.4521 | 1.7914 | 66397.3365 | 0.92764 | 3.6178 | 5.4649 | 4.6452 | 0 | 0 | 0 | 376.7326 | 0 | 0 | 0 | 0 | 0 | 0 | 0 | 759.0579 | 0 | 0 | 0 | 0 | 0 | 0 | 0 | 1235.9237 | 0 | 0 | 0 | 0 | 0 | 0 | 0 | 0 | 1146.7997 | 0 | 0 | 0 | 0.0042 | 0 | 0.00057666 | 0.00057666 | 769.6429 | 0 | 0 | 0 | 0.0042 | 0 | 0.00057666 | 0.00057666 | 1173.3755 | 0 | 0 | 0 | 0.0042 | 0 | 0 | 0.00057666 | 0.00057666 | 1099.5474
06/22 11:00:00 | 89.96 | 32.2 | 0% | 1.8102 | 67093.336 | 0.91733 | 3.3024 | 5.0715 | 4.5644 | 0 | 0 | 0 | 385.4521 | 1.8102 | 67093.336 | 0.91733 | 3.5776 | 5.4942 | 4.67 | 0 | 0 | 0 | 376.7326 | 0 | 0 | 0 | 0 | 0 | 0 | 0 | 759.0579 | 0 | 0 | 0 | 0 | 0 | 0 | 0 | 1235.9237 | 0 | 0 | 0 | 0 | 0 | 0 | 0 | 0 | 1146.7997 | 0 | 0 | 0 | 0.0042 | 0 | 0.00057666 | 0.00057666 | 769.6435 | 0 | 0 | 0 | 0.0042 | 0 | 0.00057666 | 0.00057666 | 1173.376 | 0 | 0 | 0 | 0.0042 | 0 | 0 | 0.00057666 | 0.00057666 | 1099.548
06/22 12:00:00 | 93.92 | 34.4 | 0% | 1.894 | 70197.8905 | 0.8712 | 3.1363 | 5.1932 | 4.6739 | 0 | 0 | 0 | 385.4521 | 1.894 | 70197.8905 | 0.8712 | 3.3977 | 5.626 | 4.7821 | 0 | 0 | 0 | 376.7326 | 0 | 0 | 0 | 0 | 0 | 0 | 0 | 759.0579 | 0 | 0 | 0 | 0 | 0 | 0 | 0 | 1235.9237 | 0 | 0 | 0 | 0 | 0 | 0 | 0 | 0 | 1146.7997 | 0 | 0 | 0 | 0.0042 | 0 | 0.00057666 | 0.00057666 | 769.6441 | 0 | 0 | 0 | 0.0042 | 0 | 0.00057666 | 0.00057666 | 1173.3766 | 0 | 0 | 0 | 0.0042 | 0 | 0 | 0.00057666 | 0.00057666 | 1099.5486
06/22 13:00:00 | 93.92 | 34.4 | 0% | 1.894 | 70197.8905 | 0.8712 | 3.1363 | 5.1932 | 4.6739 | 0 | 0 | 0 | 385.4521 | 1.894 | 70197.8905 | 0.8712 | 3.3977 | 5.626 | 4.7821 | 0 | 0 | 0 | 376.7326 | 0 | 0 | 0 | 0 | 0 | 0 | 0 | 759.0579 | 0 | 0 | 0 | 0 | 0 | 0 | 0 | 1235.9237 | 0 | 0 | 0 | 0 | 0 | 0 | 0 | 0 | 1146.7997 | 0 | 0 | 0 | 0.0042 | 0 | 0.00057666 | 0.00057666 | 769.6446 | 0 | 0 | 0 | 0.0042 | 0 | 0.00057666 | 0.00057666 | 1173.3772 | 0 | 0 | 0 | 0.0042 | 0 | 0 | 0.00057666 | 0.00057666 | 1099.5491
06/22 14:00:00 | 96.98 | 36.1 | 0% | 1.96 | 72643.9181 | 0.83513 | 3.0065 | 5.2905 | 4.7615 | 0 | 0 | 0 | 385.4521 | 1.96 | 72643.9181 | 0.83513 | 3.257 | 5.7314 | 4.8717 | 0 | 0 | 0 | 376.7326 | 0 | 0 | 0 | 0 | 0 | 0 | 0 | 759.0579 | 0 | 0 | 0 | 0 | 0 | 0 | 0 | 1235.9237 | 0 | 0 | 0 | 0 | 0 | 0 | 0 | 0 | 1146.7997 | 0 | 0 | 0 | 0.0042 | 0 | 0.00057666 | 0.00057666 | 769.6452 | 0 | 0 | 0 | 0.0042 | 0 | 0.00057666 | 0.00057666 | 1173.3778 | 0 | 0 | 0 | 0.0042 | 0 | 0 | 0.00057666 | 0.00057666 | 1099.5497
06/22 15:00:00 | 96.08 | 35.6 | 0% | 1.9405 | 71920.24 | 0.84575 | 3.0447 | 5.2616 | 4.7354 | 0 | 0 | 0 | 385.4521 | 1.9405 | 71920.24 | 0.84575 | 3.2984 | 5.7001 | 4.8451 | 0 | 0 | 0 | 376.7326 | 0 | 0 | 0 | 0 | 0 | 0 | 0 | 759.0579 | 0 | 0 | 0 | 0 | 0 | 0 | 0 | 1235.9237 | 0 | 0 | 0 | 0 | 0 | 0 | 0 | 0 | 1146.7997 | 0 | 0 | 0 | 0.0042 | 0 | 0.00057666 | 0.00057666 | 769.6458 | 0 | 0 | 0 | 0.0042 | 0 | 0.00057666 | 0.00057666 | 1173.3783 | 0 | 0 | 0 | 0.0042 | 0 | 0 | 0.00057666 | 0.00057666 | 1099.5503
06/22 16:00:00 | 96.08 | 35.6 | 0% | 1.9405 | 71920.24 | 0.84575 | 3.0447 | 5.2616 | 4.7354 | 0 | 0 | 0 | 385.4521 | 1.9405 | 71920.24 | 0.84575 | 3.2984 | 5.7001 | 4.8451 | 0 | 0 | 0 | 376.7326 | 0 | 0 | 0 | 0 | 0 | 0 | 0 | 759.0579 | 0 | 0 | 0 | 0 | 0 | 0 | 0 | 1235.9237 | 0 | 0 | 0 | 0 | 0 | 0 | 0 | 0 | 1146.7997 | 0 | 0 | 0 | 0.0042 | 0 | 0.00057666 | 0.00057666 | 769.6464 | 0 | 0 | 0 | 0.0042 | 0 | 0.00057666 | 0.00057666 | 1173.3789 | 0 | 0 | 0 | 0.0042 | 0 | 0 | 0.00057666 | 0.00057666 | 1099.5509
06/22 17:00:00 | 95 | 35 | 0% | 1.9172 | 71056.5103 | 0.85848 | 3.0905 | 5.2272 | 4.7045 | 0 | 0 | 0 | 385.4521 | 1.9172 | 71056.5103 | 0.85848 | 3.3481 | 5.6628 | 4.8134 | 0 | 0 | 0 | 376.7326 | 0 | 0 | 0 | 0 | 0 | 0 | 0 | 759.0579 | 0 | 0 | 0 | 0 | 0 | 0 | 0 | 1235.9237 | 0 | 0 | 0 | 0 | 0 | 0 | 0 | 0 | 1146.7997 | 0 | 0 | 0 | 0.0042 | 0 | 0.00057666 | 0.00057666 | 769.6469 | 0 | 0 | 0 | 0.0042 | 0 | 0.00057666 | 0.00057666 | 1173.3795 | 0 | 0 | 0 | 0.0042 | 0 | 0 | 0.00057666 | 0.00057666 | 1099.5514
06/22 18:00:00 | 93.02 | 33.9 | 0% | 1.8748 | 69486.2775 | 0.88176 | 3.1744 | 5.1651 | 4.6486 | 0 | 0 | 0 | 385.4521 | 1.8748 | 69486.2775 | 0.88176 | 3.4389 | 5.5955 | 4.7562 | 0 | 0 | 0 | 376.7326 | 0 | 0 | 0 | 0 | 0 | 0 | 0 | 759.0579 | 0 | 0 | 0 | 0 | 0 | 0 | 0 | 1235.9237 | 0 | 0 | 0 | 0 | 0 | 0 | 0 | 0 | 1146.7997 | 0 | 0 | 0 | 0.0042 | 0 | 0.00057666 | 0.00057666 | 769.6475 | 0 | 0 | 0 | 0.0042 | 0 | 0.00057666 | 0.00057666 | 1173.3801 | 0 | 0 | 0 | 0.0042 | 0 | 0 | 0.00057666 | 0.00057666 | 1099.552
06/22 19:00:00 | 93.02 | 33.9 | 0% | 1.8748 | 69486.2775 | 0.88176 | 3.1744 | 5.1651 | 4.6486 | 0 | 0 | 0 | 385.4521 | 1.8748 | 69486.2775 | 0.88176 | 3.4389 | 5.5955 | 4.7562 | 0 | 0 | 0 | 376.7326 | 0 | 0 | 0 | 0 | 0 | 0 | 0 | 759.0579 | 0 | 0 | 0 | 0 | 0 | 0 | 0 | 1235.9237 | 0 | 0 | 0 | 0 | 0 | 0 | 0 | 0 | 1146.7997 | 0 | 0 | 0 | 0.0042 | 0 | 0.00057666 | 0.00057666 | 769.6481 | 0 | 0 | 0 | 0.0042 | 0 | 0.00057666 | 0.00057666 | 1173.3806 | 0 | 0 | 0 | 0.0042 | 0 | 0 | 0.00057666 | 0.00057666 | 1099.5526
06/22 20:00:00 | 82.04 | 27.8 | 0% | 1.6483 | 61090.3258 | 1.0036 | 3.6131 | 4.8419 | 4.3578 | 0 | 0 | 0 | 385.4521 | 1.6483 | 61090.3258 | 1.0036 | 3.9142 | 5.2454 | 4.4586 | 0 | 0 | 0 | 376.7326 | 0 | 0 | 0 | 0 | 0 | 0 | 0 | 759.0579 | 0 | 0 | 0 | 0 | 0 | 0 | 0 | 1235.9237 | 0 | 0 | 0 | 0 | 0 | 0 | 0 | 0 | 1146.7997 | 0 | 0 | 0 | 0.0042 | 0 | 0.00057666 | 0.00057666 | 769.6487 | 0 | 0 | 0 | 0.0042 | 0 | 0.00057666 | 0.00057666 | 1173.3812 | 0 | 0 | 0 | 0.0042 | 0 | 0 | 0.00057666 | 0.00057666 | 1099.5532
06/22 21:00:00 | 80.06 | 26.7 | 0% | 1.6089 | 59632.5105 | 1.0231 | 3.6831 | 4.787 | 4.3083 | 0 | 0 | 0 | 385.4521 | 1.6089 | 59632.5105 | 1.0231 | 3.99 | 5.1859 | 4.408 | 0 | 0 | 0 | 376.7326 | 0 | 0 | 0 | 0 | 0 | 0 | 0 | 759.0579 | 0 | 0 | 0 | 0 | 0 | 0 | 0 | 1235.9237 | 0 | 0 | 0 | 0 | 0 | 0 | 0 | 0 | 1146.7997 | 0 | 0 | 0 | 0.0042 | 0 | 0.00057666 | 0.00057666 | 769.6493 | 0 | 0 | 0 | 0.0042 | 0 | 0.00057666 | 0.00057666 | 1173.3818 | 0 | 0 | 0 | 0.0042 | 0 | 0 | 0.00057666 | 0.00057666 | 1099.5537
06/22 22:00:00 | 78.98 | 26.1 | 0% | 1.5877 | 58844.5776 | 1.0332 | 3.7194 | 4.7574 | 4.2816 | 0 | 0 | 0 | 385.4521 | 1.5877 | 58844.5776 | 1.0332 | 4.0294 | 5.1538 | 4.3808 | 0 | 0 | 0 | 376.7326 | 0 | 0 | 0 | 0 | 0 | 0 | 0 | 759.0579 | 0 | 0 | 0 | 0 | 0 | 0 | 0 | 1235.9237 | 0 | 0 | 0 | 0 | 0 | 0 | 0 | 0 | 1146.7997 | 0 | 0 | 0 | 0.0042 | 0 | 0.00057666 | 0.00057666 | 769.6498 | 0 | 0 | 0 | 0.0042 | 0 | 0.00057666 | 0.00057666 | 1173.3824 | 0 | 0 | 0 | 0.0042 | 0 | 0 | 0.00057666 | 0.00057666 | 1099.5543
06/22 23:00:00 | 78.08 | 25.6 | 0% | 1.5701 | 58191.8702 | 1.0413 | 3.7487 | 4.7329 | 4.2596 | 0 | 0 | 0 | 385.4521 | 1.5701 | 58191.8702 | 1.0413 | 4.0611 | 5.1273 | 4.3582 | 0 | 0 | 0 | 376.7326 | 0 | 0 | 0 | 0 | 0 | 0 | 0 | 759.0579 | 0 | 0 | 0 | 0 | 0 | 0 | 0 | 1235.9237 | 0 | 0 | 0 | 0 | 0 | 0 | 0 | 0 | 1146.7997 | 0 | 0 | 0 | 0.0042 | 0 | 0.00057666 | 0.00057666 | 769.6504 | 0 | 0 | 0 | 0.0042 | 0 | 0.00057666 | 0.00057666 | 1173.383 | 0 | 0 | 0 | 0.0042 | 0 | 0 | 0.00057666 | 0.00057666 | 1099.5549
06/22 24:00:00 | 77 | 25 | 0% | 1.5491 | 57413.3053 | 1.0507 | 3.7824 | 4.7036 | 4.2332 | 0 | 0 | 0 | 385.4521 | 1.5491 | 57413.3053 | 1.0507 | 4.0976 | 5.0956 | 4.3312 | 0 | 0 | 0 | 376.7326 | 0 | 0 | 0 | 0 | 0 | 0 | 0 | 759.0579 | 0 | 0 | 0 | 0 | 0 | 0 | 0 | 1235.9237 | 0 | 0 | 0 | 0 | 0 | 0 | 0 | 0 | 1146.7997 | 0 | 0 | 0 | 0.0042 | 0 | 0.00057666 | 0.00057666 | 769.651 | 0 | 0 | 0 | 0.0042 | 0 | 0.00057666 | 0.00057666 | 1173.3835 | 0 | 0 | 0 | 0.0042 | 0 | 0 | 0.00057666 | 0.00057666 | 1099.5555
06/23 01:00:00 | 77 | 25 | 0% | 1.5491 | 57413.3053 | 1.0507 | 3.7824 | 4.7036 | 4.2332 | 0 | 0 | 0 | 385.4521 | 1.5491 | 57413.3053 | 1.0507 | 4.0976 | 5.0956 | 4.3312 | 0 | 0 | 0 | 376.7326 | 0 | 0 | 0 | 0 | 0 | 0 | 0 | 759.0579 | 0 | 0 | 0 | 0 | 0 | 0 | 0 | 1235.9237 | 0 | 0 | 0 | 0 | 0 | 0 | 0 | 0 | 1146.7997 | 0 | 0 | 0 | 0.0042 | 0 | 0.00057666 | 0.00057666 | 769.6516 | 0 | 0 | 0 | 0.0042 | 0 | 0.00057666 | 0.00057666 | 1173.3841 | 0 | 0 | 0 | 0.0042 | 0 | 0 | 0.00057666 | 0.00057666 | 1099.5561
06/23 02:00:00 | 75.02 | 23.9 | 0% | 1.5109 | 55999.208 | 1.0667 | 3.8401 | 4.6504 | 4.1853 | 0 | 0 | 0 | 385.4521 | 1.5109 | 55999.208 | 1.0667 | 4.1602 | 5.0379 | 4.2822 | 0 | 0 | 0 | 376.7326 | 0 | 0 | 0 | 0 | 0 | 0 | 0 | 759.0579 | 0 | 0 | 0 | 0 | 0 | 0 | 0 | 1235.9237 | 0 | 0 | 0 | 0 | 0 | 0 | 0 | 0 | 1146.7997 | 0 | 0 | 0 | 0.0042 | 0 | 0.00057666 | 0.00057666 | 769.6521 | 0 | 0 | 0 | 0.0042 | 0 | 0.00057666 | 0.00057666 | 1173.3847 | 0 | 0 | 0 | 0.0042 | 0 | 0 | 0.00057666 | 0.00057666 | 1099.5566
06/23 03:00:00 | 75.92 | 24.4 | 0% | 1.5282 | 56639.8504 | 1.0596 | 3.8146 | 4.6745 | 4.2071 | 0 | 0 | 0 | 385.4521 | 1.5282 | 56639.8504 | 1.0596 | 4.1325 | 5.0641 | 4.3044 | 0 | 0 | 0 | 376.7326 | 0 | 0 | 0 | 0 | 0 | 0 | 0 | 759.0579 | 0 | 0 | 0 | 0 | 0 | 0 | 0 | 1235.9237 | 0 | 0 | 0 | 0 | 0 | 0 | 0 | 0 | 1146.7997 | 0 | 0 | 0 | 0.0042 | 0 | 0.00057666 | 0.00057666 | 769.6527 | 0 | 0 | 0 | 0.0042 | 0 | 0.00057666 | 0.00057666 | 1173.3853 | 0 | 0 | 0 | 0.0042 | 0 | 0 | 0.00057666 | 0.00057666 | 1099.5572
06/23 04:00:00 | 73.04 | 22.8 | 0% | 1.4732 | 54602.2855 | 1.0811 | 3.892 | 4.5976 | 4.1378 | 0 | 0 | 0 | 385.4521 | 1.4732 | 54602.2855 | 1.0811 | 4.2164 | 4.9807 | 4.2336 | 0 | 0 | 0 | 376.7326 | 0 | 0 | 0 | 0 | 0 | 0 | 0 | 759.0579 | 0 | 0 | 0 | 0 | 0 | 0 | 0 | 1235.9237 | 0 | 0 | 0 | 0 | 0 | 0 | 0 | 0 | 1146.7997 | 0 | 0 | 0 | 0.0042 | 0 | 0.00057666 | 0.00057666 | 769.6533 | 0 | 0 | 0 | 0.0042 | 0 | 0.00057666 | 0.00057666 | 1173.3858 | 0 | 0 | 0 | 0.0042 | 0 | 0 | 0.00057666 | 0.00057666 | 1099.5578
06/23 05:00:00 | 73.04 | 22.8 | 0% | 1.4732 | 54602.2855 | 1.0811 | 3.892 | 4.5976 | 4.1378 | 0 | 0 | 0 | 385.4521 | 1.4732 | 54602.2855 | 1.0811 | 4.2164 | 4.9807 | 4.2336 | 0 | 0 | 0 | 376.7326 | 0 | 0 | 0 | 0 | 0 | 0 | 0 | 759.0579 | 0 | 0 | 0 | 0 | 0 | 0 | 0 | 1235.9237 | 0 | 0 | 0 | 0 | 0 | 0 | 0 | 0 | 1146.7997 | 0 | 0 | 0 | 0.0042 | 0 | 0.00057666 | 0.00057666 | 769.6539 | 0 | 0 | 0 | 0.0042 | 0 | 0.00057666 | 0.00057666 | 1173.3864 | 0 | 0 | 0 | 0.0042 | 0 | 0 | 0.00057666 | 0.00057666 | 1099.5584
06/23 06:00:00 | 75.92 | 24.4 | 0% | 1.5282 | 56639.8504 | 1.0596 | 3.8146 | 4.6745 | 4.2071 | 0 | 0 | 0 | 385.4521 | 1.5282 | 56639.8504 | 1.0596 | 4.1325 | 5.0641 | 4.3044 | 0 | 0 | 0 | 376.7326 | 0 | 0 | 0 | 0 | 0 | 0 | 0 | 759.0579 | 0 | 0 | 0 | 0 | 0 | 0 | 0 | 1235.9237 | 0 | 0 | 0 | 0 | 0 | 0 | 0 | 0 | 1146.7997 | 0 | 0 | 0 | 0.0042 | 0 | 0.00057666 | 0.00057666 | 769.6544 | 0 | 0 | 0 | 0.0042 | 0 | 0.00057666 | 0.00057666 | 1173.387 | 0 | 0 | 0 | 0.0042 | 0 | 0 | 0.00057666 | 0.00057666 | 1099.5589
06/23 07:00:00 | 75.92 | 24.4 | 0% | 1.5282 | 56639.8504 | 1.0596 | 3.8146 | 4.6745 | 4.2071 | 0 | 0 | 0 | 385.4521 | 1.5282 | 56639.8504 | 1.0596 | 4.1325 | 5.0641 | 4.3044 | 0 | 0 | 0 | 376.7326 | 0 | 0 | 0 | 0 | 0 | 0 | 0 | 759.0579 | 0 | 0 | 0 | 0 | 0 | 0 | 0 | 1235.9237 | 0 | 0 | 0 | 0 | 0 | 0 | 0 | 0 | 1146.7997 | 0 | 0 | 0 | 0.0042 | 0 | 0.00057666 | 0.00057666 | 769.655 | 0 | 0 | 0 | 0.0042 | 0 | 0.00057666 | 0.00057666 | 1173.3876 | 0 | 0 | 0 | 0.0042 | 0 | 0 | 0.00057666 | 0.00057666 | 1099.5595
06/23 08:00:00 | 87.08 | 30.6 | 0% | 1.7505 | 64878.6283 | 0.94996 | 3.4199 | 4.9861 | 4.4874 | 0 | 0 | 0 | 385.4521 | 1.7505 | 64878.6283 | 0.94996 | 3.7048 | 5.4016 | 4.5913 | 0 | 0 | 0 | 376.7326 | 0 | 0 | 0 | 0 | 0 | 0 | 0 | 759.0579 | 0 | 0 | 0 | 0 | 0 | 0 | 0 | 1235.9237 | 0 | 0 | 0 | 0 | 0 | 0 | 0 | 0 | 1146.7997 | 0 | 0 | 0 | 0.0042 | 0 | 0.00057666 | 0.00057666 | 769.6556 | 0 | 0 | 0 | 0.0042 | 0 | 0.00057666 | 0.00057666 | 1173.3881 | 0 | 0 | 0 | 0.0042 | 0 | 0 | 0.00057666 | 0.00057666 | 1099.5601
06/23 09:00:00 | 89.06 | 31.7 | 0% | 1.7914 | 66397.3365 | 0.92764 | 3.3395 | 5.0446 | 4.5401 | 0 | 0 | 0 | 385.4521 | 1.7914 | 66397.3365 | 0.92764 | 3.6178 | 5.4649 | 4.6452 | 0 | 0 | 0 | 376.7326 | 0 | 0 | 0 | 0 | 0 | 0 | 0 | 759.0579 | 0 | 0 | 0 | 0 | 0 | 0 | 0 | 1235.9237 | 0 | 0 | 0 | 0 | 0 | 0 | 0 | 0 | 1146.7997 | 0 | 0 | 0 | 0.0042 | 0 | 0.00057666 | 0.00057666 | 769.6562 | 0 | 0 | 0 | 0.0042 | 0 | 0.00057666 | 0.00057666 | 1173.3887 | 0 | 0 | 0 | 0.0042 | 0 | 0 | 0.00057666 | 0.00057666 | 1099.5607
06/23 10:00:00 | 91.04 | 32.8 | 0% | 1.8329 | 67933.2195 | 0.90486 | 3.2575 | 5.1042 | 4.5938 | 0 | 0 | 0 | 385.4521 | 1.8329 | 67933.2195 | 0.90486 | 3.529 | 5.5296 | 4.7002 | 0 | 0 | 0 | 376.7326 | 0 | 0 | 0 | 0 | 0 | 0 | 0 | 759.0579 | 0 | 0 | 0 | 0 | 0 | 0 | 0 | 1235.9237 | 0 | 0 | 0 | 0 | 0 | 0 | 0 | 0 | 1146.7997 | 0 | 0 | 0 | 0.0042 | 0 | 0.00057666 | 0.00057666 | 769.6568 | 0 | 0 | 0 | 0.0042 | 0 | 0.00057666 | 0.00057666 | 1173.3893 | 0 | 0 | 0 | 0.0042 | 0 | 0 | 0.00057666 | 0.00057666 | 1099.5612
06/23 11:00:00 | 93.02 | 33.9 | 0% | 1.8748 | 69486.2775 | 0.88176 | 3.1744 | 5.1651 | 4.6486 | 0 | 0 | 0 | 385.4521 | 1.8748 | 69486.2775 | 0.88176 | 3.4389 | 5.5955 | 4.7562 | 0 | 0 | 0 | 376.7326 | 0 | 0 | 0 | 0 | 0 | 0 | 0 | 759.0579 | 0 | 0 | 0 | 0 | 0 | 0 | 0 | 1235.9237 | 0 | 0 | 0 | 0 | 0 | 0 | 0 | 0 | 1146.7997 | 0 | 0 | 0 | 0.0042 | 0 | 0.00057666 | 0.00057666 | 769.6573 | 0 | 0 | 0 | 0.0042 | 0 | 0.00057666 | 0.00057666 | 1173.3899 | 0 | 0 | 0 | 0.0042 | 0 | 0 | 0.00057666 | 0.00057666 | 1099.5618
06/23 12:00:00 | 93.92 | 34.4 | 0% | 1.894 | 70197.8905 | 0.8712 | 3.1363 | 5.1932 | 4.6739 | 0 | 0 | 0 | 385.4521 | 1.894 | 70197.8905 | 0.8712 | 3.3977 | 5.626 | 4.7821 | 0 | 0 | 0 | 376.7326 | 0 | 0 | 0 | 0 | 0 | 0 | 0 | 759.0579 | 0 | 0 | 0 | 0 | 0 | 0 | 0 | 1235.9237 | 0 | 0 | 0 | 0 | 0 | 0 | 0 | 0 | 1146.7997 | 0 | 0 | 0 | 0.0042 | 0 | 0.00057666 | 0.00057666 | 769.6579 | 0 | 0 | 0 | 0.0042 | 0 | 0.00057666 | 0.00057666 | 1173.3905 | 0 | 0 | 0 | 0.0042 | 0 | 0 | 0.00057666 | 0.00057666 | 1099.5624
06/23 13:00:00 | 93.92 | 34.4 | 0% | 1.894 | 70197.8905 | 0.8712 | 3.1363 | 5.1932 | 4.6739 | 0 | 0 | 0 | 385.4521 | 1.894 | 70197.8905 | 0.8712 | 3.3977 | 5.626 | 4.7821 | 0 | 0 | 0 | 376.7326 | 0 | 0 | 0 | 0 | 0 | 0 | 0 | 759.0579 | 0 | 0 | 0 | 0 | 0 | 0 | 0 | 1235.9237 | 0 | 0 | 0 | 0 | 0 | 0 | 0 | 0 | 1146.7997 | 0 | 0 | 0 | 0.0042 | 0 | 0.00057666 | 0.00057666 | 769.6585 | 0 | 0 | 0 | 0.0042 | 0 | 0.00057666 | 0.00057666 | 1173.391 | 0 | 0 | 0 | 0.0042 | 0 | 0 | 0.00057666 | 0.00057666 | 1099.563
06/23 14:00:00 | 93.92 | 34.4 | 0% | 1.894 | 70197.8905 | 0.8712 | 3.1363 | 5.1932 | 4.6739 | 0 | 0 | 0 | 385.4521 | 1.894 | 70197.8905 | 0.8712 | 3.3977 | 5.626 | 4.7821 | 0 | 0 | 0 | 376.7326 | 0 | 0 | 0 | 0 | 0 | 0 | 0 | 759.0579 | 0 | 0 | 0 | 0 | 0 | 0 | 0 | 1235.9237 | 0 | 0 | 0 | 0 | 0 | 0 | 0 | 0 | 1146.7997 | 0 | 0 | 0 | 0.0042 | 0 | 0.00057666 | 0.00057666 | 769.6591 | 0 | 0 | 0 | 0.0042 | 0 | 0.00057666 | 0.00057666 | 1173.3916 | 0 | 0 | 0 | 0.0042 | 0 | 0 | 0.00057666 | 0.00057666 | 1099.5636
06/23 15:00:00 | 96.08 | 35.6 | 0% | 1.9405 | 71920.24 | 0.84575 | 3.0447 | 5.2616 | 4.7354 | 0 | 0 | 0 | 385.4521 | 1.9405 | 71920.24 | 0.84575 | 3.2984 | 5.7001 | 4.8451 | 0 | 0 | 0 | 376.7326 | 0 | 0 | 0 | 0 | 0 | 0 | 0 | 759.0579 | 0 | 0 | 0 | 0 | 0 | 0 | 0 | 1235.9237 | 0 | 0 | 0 | 0 | 0 | 0 | 0 | 0 | 1146.7997 | 0 | 0 | 0 | 0.0042 | 0 | 0.00057666 | 0.00057666 | 769.6596 | 0 | 0 | 0 | 0.0042 | 0 | 0.00057666 | 0.00057666 | 1173.3922 | 0 | 0 | 0 | 0.0042 | 0 | 0 | 0.00057666 | 0.00057666 | 1099.5641
06/23 16:00:00 | 96.08 | 35.6 | 0% | 1.9405 | 71920.24 | 0.84575 | 3.0447 | 5.2616 | 4.7354 | 0 | 0 | 0 | 385.4521 | 1.9405 | 71920.24 | 0.84575 | 3.2984 | 5.7001 | 4.8451 | 0 | 0 | 0 | 376.7326 | 0 | 0 | 0 | 0 | 0 | 0 | 0 | 759.0579 | 0 | 0 | 0 | 0 | 0 | 0 | 0 | 1235.9237 | 0 | 0 | 0 | 0 | 0 | 0 | 0 | 0 | 1146.7997 | 0 | 0 | 0 | 0.0042 | 0 | 0.00057666 | 0.00057666 | 769.6602 | 0 | 0 | 0 | 0.0042 | 0 | 0.00057666 | 0.00057666 | 1173.3928 | 0 | 0 | 0 | 0.0042 | 0 | 0 | 0.00057666 | 0.00057666 | 1099.5647
06/23 17:00:00 | 93.92 | 34.4 | 0% | 1.894 | 70197.8905 | 0.8712 | 3.1363 | 5.1932 | 4.6739 | 0 | 0 | 0 | 385.4521 | 1.894 | 70197.8905 | 0.8712 | 3.3977 | 5.626 | 4.7821 | 0 | 0 | 0 | 376.7326 | 0 | 0 | 0 | 0 | 0 | 0 | 0 | 759.0579 | 0 | 0 | 0 | 0 | 0 | 0 | 0 | 1235.9237 | 0 | 0 | 0 | 0 | 0 | 0 | 0 | 0 | 1146.7997 | 0 | 0 | 0 | 0.0042 | 0 | 0.00057666 | 0.00057666 | 769.6608 | 0 | 0 | 0 | 0.0042 | 0 | 0.00057666 | 0.00057666 | 1173.3933 | 0 | 0 | 0 | 0.0042 | 0 | 0 | 0.00057666 | 0.00057666 | 1099.5653
06/23 18:00:00 | 91.94 | 33.3 | 0% | 1.8519 | 68637.0258 | 0.89439 | 3.2198 | 5.1318 | 4.6186 | 0 | 0 | 0 | 385.4521 | 1.8519 | 68637.0258 | 0.89439 | 3.4881 | 5.5594 | 4.7255 | 0 | 0 | 0 | 376.7326 | 0 | 0 | 0 | 0 | 0 | 0 | 0 | 759.0579 | 0 | 0 | 0 | 0 | 0 | 0 | 0 | 1235.9237 | 0 | 0 | 0 | 0 | 0 | 0 | 0 | 0 | 1146.7997 | 0 | 0 | 0 | 0.0042 | 0 | 0.00057666 | 0.00057666 | 769.6614 | 0 | 0 | 0 | 0.0042 | 0 | 0.00057666 | 0.00057666 | 1173.3939 | 0 | 0 | 0 | 0.0042 | 0 | 0 | 0.00057666 | 0.00057666 | 1099.5659
06/23 19:00:00 | 91.94 | 33.3 | 0% | 1.8519 | 68637.0258 | 0.89439 | 3.2198 | 5.1318 | 4.6186 | 0 | 0 | 0 | 385.4521 | 1.8519 | 68637.0258 | 0.89439 | 3.4881 | 5.5594 | 4.7255 | 0 | 0 | 0 | 376.7326 | 0 | 0 | 0 | 0 | 0 | 0 | 0 | 759.0579 | 0 | 0 | 0 | 0 | 0 | 0 | 0 | 1235.9237 | 0 | 0 | 0 | 0 | 0 | 0 | 0 | 0 | 1146.7997 | 0 | 0 | 0 | 0.0042 | 0 | 0.00057666 | 0.00057666 | 769.6619 | 0 | 0 | 0 | 0.0042 | 0 | 0.00057666 | 0.00057666 | 1173.3945 | 0 | 0 | 0 | 0.0042 | 0 | 0 | 0.00057666 | 0.00057666 | 1099.5664
06/23 20:00:00 | 87.08 | 30.6 | 0% | 1.7505 | 64878.6283 | 0.94996 | 3.4199 | 4.9861 | 4.4874 | 0 | 0 | 0 | 385.4521 | 1.7505 | 64878.6283 | 0.94996 | 3.7048 | 5.4016 | 4.5913 | 0 | 0 | 0 | 376.7326 | 0 | 0 | 0 | 0 | 0 | 0 | 0 | 759.0579 | 0 | 0 | 0 | 0 | 0 | 0 | 0 | 1235.9237 | 0 | 0 | 0 | 0 | 0 | 0 | 0 | 0 | 1146.7997 | 0 | 0 | 0 | 0.0042 | 0 | 0.00057666 | 0.00057666 | 769.6625 | 0 | 0 | 0 | 0.0042 | 0 | 0.00057666 | 0.00057666 | 1173.3951 | 0 | 0 | 0 | 0.0042 | 0 | 0 | 0.00057666 | 0.00057666 | 1099.567
06/23 21:00:00 | 80.96 | 27.2 | 0% | 1.6267 | 60293.0247 | 1.0144 | 3.6518 | 4.8119 | 4.3307 | 0 | 0 | 0 | 385.4521 | 1.6267 | 60293.0247 | 1.0144 | 3.9561 | 5.2129 | 4.4309 | 0 | 0 | 0 | 376.7326 | 0 | 0 | 0 | 0 | 0 | 0 | 0 | 759.0579 | 0 | 0 | 0 | 0 | 0 | 0 | 0 | 1235.9237 | 0 | 0 | 0 | 0 | 0 | 0 | 0 | 0 | 1146.7997 | 0 | 0 | 0 | 0.0042 | 0 | 0.00057666 | 0.00057666 | 769.6631 | 0 | 0 | 0 | 0.0042 | 0 | 0.00057666 | 0.00057666 | 1173.3956 | 0 | 0 | 0 | 0.0042 | 0 | 0 | 0.00057666 | 0.00057666 | 1099.5676
06/23 22:00:00 | 80.06 | 26.7 | 0% | 1.6089 | 59632.5105 | 1.0231 | 3.6831 | 4.787 | 4.3083 | 0 | 0 | 0 | 385.4521 | 1.6089 | 59632.5105 | 1.0231 | 3.99 | 5.1859 | 4.408 | 0 | 0 | 0 | 376.7326 | 0 | 0 | 0 | 0 | 0 | 0 | 0 | 759.0579 | 0 | 0 | 0 | 0 | 0 | 0 | 0 | 1235.9237 | 0 | 0 | 0 | 0 | 0 | 0 | 0 | 0 | 1146.7997 | 0 | 0 | 0 | 0.0042 | 0 | 0.00057666 | 0.00057666 | 769.6637 | 0 | 0 | 0 | 0.0042 | 0 | 0.00057666 | 0.00057666 | 1173.3962 | 0 | 0 | 0 | 0.0042 | 0 | 0 | 0.00057666 | 0.00057666 | 1099.5682
06/23 23:00:00 | 77 | 25 | 0% | 1.5491 | 57413.3053 | 1.0507 | 3.7824 | 4.7036 | 4.2332 | 0 | 0 | 0 | 385.4521 | 1.5491 | 57413.3053 | 1.0507 | 4.0976 | 5.0956 | 4.3312 | 0 | 0 | 0 | 376.7326 | 0 | 0 | 0 | 0 | 0 | 0 | 0 | 759.0579 | 0 | 0 | 0 | 0 | 0 | 0 | 0 | 1235.9237 | 0 | 0 | 0 | 0 | 0 | 0 | 0 | 0 | 1146.7997 | 0 | 0 | 0 | 0.0042 | 0 | 0.00057666 | 0.00057666 | 769.6642 | 0 | 0 | 0 | 0.0042 | 0 | 0.00057666 | 0.00057666 | 1173.3968 | 0 | 0 | 0 | 0.0042 | 0 | 0 | 0.00057666 | 0.00057666 | 1099.5687
06/23 24:00:00 | 77 | 25 | 0% | 1.5491 | 57413.3053 | 1.0507 | 3.7824 | 4.7036 | 4.2332 | 0 | 0 | 0 | 385.4521 | 1.5491 | 57413.3053 | 1.0507 | 4.0976 | 5.0956 | 4.3312 | 0 | 0 | 0 | 376.7326 | 0 | 0 | 0 | 0 | 0 | 0 | 0 | 759.0579 | 0 | 0 | 0 | 0 | 0 | 0 | 0 | 1235.9237 | 0 | 0 | 0 | 0 | 0 | 0 | 0 | 0 | 1146.7997 | 0 | 0 | 0 | 0.0042 | 0 | 0.00057666 | 0.00057666 | 769.6648 | 0 | 0 | 0 | 0.0042 | 0 | 0.00057666 | 0.00057666 | 1173.3974 | 0 | 0 | 0 | 0.0042 | 0 | 0 | 0.00057666 | 0.00057666 | 1099.5693
06/24 01:00:00 | 77 | 25 | 0% | 1.5491 | 57413.3053 | 1.0507 | 3.7824 | 4.7036 | 4.2332 | 0 | 0 | 0 | 385.4521 | 1.5491 | 57413.3053 | 1.0507 | 4.0976 | 5.0956 | 4.3312 | 0 | 0 | 0 | 376.7326 | 0 | 0 | 0 | 0 | 0 | 0 | 0 | 759.0579 | 0 | 0 | 0 | 0 | 0 | 0 | 0 | 1235.9237 | 0 | 0 | 0 | 0 | 0 | 0 | 0 | 0 | 1146.7997 | 0 | 0 | 0 | 0.0042 | 0 | 0.00057666 | 0.00057666 | 769.6654 | 0 | 0 | 0 | 0.0042 | 0 | 0.00057666 | 0.00057666 | 1173.3979 | 0 | 0 | 0 | 0.0042 | 0 | 0 | 0.00057666 | 0.00057666 | 1099.5699
06/24 02:00:00 | 77 | 25 | 0% | 1.5491 | 57413.3053 | 1.0507 | 3.7824 | 4.7036 | 4.2332 | 0 | 0 | 0 | 385.4521 | 1.5491 | 57413.3053 | 1.0507 | 4.0976 | 5.0956 | 4.3312 | 0 | 0 | 0 | 376.7326 | 0 | 0 | 0 | 0 | 0 | 0 | 0 | 759.0579 | 0 | 0 | 0 | 0 | 0 | 0 | 0 | 1235.9237 | 0 | 0 | 0 | 0 | 0 | 0 | 0 | 0 | 1146.7997 | 0 | 0 | 0 | 0.0042 | 0 | 0.00057666 | 0.00057666 | 769.666 | 0 | 0 | 0 | 0.0042 | 0 | 0.00057666 | 0.00057666 | 1173.3985 | 0 | 0 | 0 | 0.0042 | 0 | 0 | 0.00057666 | 0.00057666 | 1099.5705
06/24 03:00:00 | 75.02 | 23.9 | 0% | 1.5109 | 55999.208 | 1.0667 | 3.8401 | 4.6504 | 4.1853 | 0 | 0 | 0 | 385.4521 | 1.5109 | 55999.208 | 1.0667 | 4.1602 | 5.0379 | 4.2822 | 0 | 0 | 0 | 376.7326 | 0 | 0 | 0 | 0 | 0 | 0 | 0 | 759.0579 | 0 | 0 | 0 | 0 | 0 | 0 | 0 | 1235.9237 | 0 | 0 | 0 | 0 | 0 | 0 | 0 | 0 | 1146.7997 | 0 | 0 | 0 | 0.0042 | 0 | 0.00057666 | 0.00057666 | 769.6666 | 0 | 0 | 0 | 0.0042 | 0 | 0.00057666 | 0.00057666 | 1173.3991 | 0 | 0 | 0 | 0.0042 | 0 | 0 | 0.00057666 | 0.00057666 | 1099.571
06/24 04:00:00 | 75.92 | 24.4 | 0% | 1.5282 | 56639.8504 | 1.0596 | 3.8146 | 4.6745 | 4.2071 | 0 | 0 | 0 | 385.4521 | 1.5282 | 56639.8504 | 1.0596 | 4.1325 | 5.0641 | 4.3044 | 0 | 0 | 0 | 376.7326 | 0 | 0 | 0 | 0 | 0 | 0 | 0 | 759.0579 | 0 | 0 | 0 | 0 | 0 | 0 | 0 | 1235.9237 | 0 | 0 | 0 | 0 | 0 | 0 | 0 | 0 | 1146.7997 | 0 | 0 | 0 | 0.0042 | 0 | 0.00057666 | 0.00057666 | 769.6671 | 0 | 0 | 0 | 0.0042 | 0 | 0.00057666 | 0.00057666 | 1173.3997 | 0 | 0 | 0 | 0.0042 | 0 | 0 | 0.00057666 | 0.00057666 | 1099.5716
06/24 05:00:00 | 73.94 | 23.3 | 0% | 1.4903 | 55235.1212 | 1.0748 | 3.8692 | 4.6215 | 4.1594 | 0 | 0 | 0 | 385.4521 | 1.4903 | 55235.1212 | 1.0748 | 4.1916 | 5.0067 | 4.2557 | 0 | 0 | 0 | 376.7326 | 0 | 0 | 0 | 0 | 0 | 0 | 0 | 759.0579 | 0 | 0 | 0 | 0 | 0 | 0 | 0 | 1235.9237 | 0 | 0 | 0 | 0 | 0 | 0 | 0 | 0 | 1146.7997 | 0 | 0 | 0 | 0.0042 | 0 | 0.00057666 | 0.00057666 | 769.6677 | 0 | 0 | 0 | 0.0042 | 0 | 0.00057666 | 0.00057666 | 1173.4003 | 0 | 0 | 0 | 0.0042 | 0 | 0 | 0.00057666 | 0.00057666 | 1099.5722
06/24 06:00:00 | 78.08 | 25.6 | 0% | 1.5701 | 58191.8702 | 1.0413 | 3.7487 | 4.7329 | 4.2596 | 0 | 0 | 0 | 385.4521 | 1.5701 | 58191.8702 | 1.0413 | 4.0611 | 5.1273 | 4.3582 | 0 | 0 | 0 | 376.7326 | 0 | 0 | 0 | 0 | 0 | 0 | 0 | 759.0579 | 0 | 0 | 0 | 0 | 0 | 0 | 0 | 1235.9237 | 0 | 0 | 0 | 0 | 0 | 0 | 0 | 0 | 1146.7997 | 0 | 0 | 0 | 0.0042 | 0 | 0.00057666 | 0.00057666 | 769.6683 | 0 | 0 | 0 | 0.0042 | 0 | 0.00057666 | 0.00057666 | 1173.4008 | 0 | 0 | 0 | 0.0042 | 0 | 0 | 0.00057666 | 0.00057666 | 1099.5728
06/24 07:00:00 | 78.08 | 25.6 | 0% | 1.5701 | 58191.8702 | 1.0413 | 3.7487 | 4.7329 | 4.2596 | 0 | 0 | 0 | 385.4521 | 1.5701 | 58191.8702 | 1.0413 | 4.0611 | 5.1273 | 4.3582 | 0 | 0 | 0 | 376.7326 | 0 | 0 | 0 | 0 | 0 | 0 | 0 | 759.0579 | 0 | 0 | 0 | 0 | 0 | 0 | 0 | 1235.9237 | 0 | 0 | 0 | 0 | 0 | 0 | 0 | 0 | 1146.7997 | 0 | 0 | 0 | 0.0042 | 0 | 0.00057666 | 0.00057666 | 769.6689 | 0 | 0 | 0 | 0.0042 | 0 | 0.00057666 | 0.00057666 | 1173.4014 | 0 | 0 | 0 | 0.0042 | 0 | 0 | 0.00057666 | 0.00057666 | 1099.5734
06/24 08:00:00 | 84.92 | 29.4 | 0% | 1.7063 | 63241.4437 | 0.97361 | 3.505 | 4.9235 | 4.4311 | 0 | 0 | 0 | 385.4521 | 1.7063 | 63241.4437 | 0.97361 | 3.7971 | 5.3338 | 4.5337 | 0 | 0 | 0 | 376.7326 | 0 | 0 | 0 | 0 | 0 | 0 | 0 | 759.0579 | 0 | 0 | 0 | 0 | 0 | 0 | 0 | 1235.9237 | 0 | 0 | 0 | 0 | 0 | 0 | 0 | 0 | 1146.7997 | 0 | 0 | 0 | 0.0042 | 0 | 0.00057666 | 0.00057666 | 769.6694 | 0 | 0 | 0 | 0.0042 | 0 | 0.00057666 | 0.00057666 | 1173.402 | 0 | 0 | 0 | 0.0042 | 0 | 0 | 0.00057666 | 0.00057666 | 1099.5739
06/24 09:00:00 | 87.98 | 31.1 | 0% | 1.769 | 65566.8211 | 0.93988 | 3.3836 | 5.0125 | 4.5113 | 0 | 0 | 0 | 385.4521 | 1.769 | 65566.8211 | 0.93988 | 3.6655 | 5.4302 | 4.6157 | 0 | 0 | 0 | 376.7326 | 0 | 0 | 0 | 0 | 0 | 0 | 0 | 759.0579 | 0 | 0 | 0 | 0 | 0 | 0 | 0 | 1235.9237 | 0 | 0 | 0 | 0 | 0 | 0 | 0 | 0 | 1146.7997 | 0 | 0 | 0 | 0.0042 | 0 | 0.00057666 | 0.00057666 | 769.67 | 0 | 0 | 0 | 0.0042 | 0 | 0.00057666 | 0.00057666 | 1173.4026 | 0 | 0 | 0 | 0.0042 | 0 | 0 | 0.00057666 | 0.00057666 | 1099.5745
06/24 10:00:00 | 91.04 | 32.8 | 0% | 1.8329 | 67933.2195 | 0.90486 | 3.2575 | 5.1042 | 4.5938 | 0 | 0 | 0 | 385.4521 | 1.8329 | 67933.2195 | 0.90486 | 3.529 | 5.5296 | 4.7002 | 0 | 0 | 0 | 376.7326 | 0 | 0 | 0 | 0 | 0 | 0 | 0 | 759.0579 | 0 | 0 | 0 | 0 | 0 | 0 | 0 | 1235.9237 | 0 | 0 | 0 | 0 | 0 | 0 | 0 | 0 | 1146.7997 | 0 | 0 | 0 | 0.0042 | 0 | 0.00057666 | 0.00057666 | 769.6706 | 0 | 0 | 0 | 0.0042 | 0 | 0.00057666 | 0.00057666 | 1173.4031 | 0 | 0 | 0 | 0.0042 | 0 | 0 | 0.00057666 | 0.00057666 | 1099.5751
06/24 11:00:00 | 93.92 | 34.4 | 0% | 1.894 | 70197.8905 | 0.8712 | 3.1363 | 5.1932 | 4.6739 | 0 | 0 | 0 | 385.4521 | 1.894 | 70197.8905 | 0.8712 | 3.3977 | 5.626 | 4.7821 | 0 | 0 | 0 | 376.7326 | 0 | 0 | 0 | 0 | 0 | 0 | 0 | 759.0579 | 0 | 0 | 0 | 0 | 0 | 0 | 0 | 1235.9237 | 0 | 0 | 0 | 0 | 0 | 0 | 0 | 0 | 1146.7997 | 0 | 0 | 0 | 0.0042 | 0 | 0.00057666 | 0.00057666 | 769.6712 | 0 | 0 | 0 | 0.0042 | 0 | 0.00057666 | 0.00057666 | 1173.4037 | 0 | 0 | 0 | 0.0042 | 0 | 0 | 0.00057666 | 0.00057666 | 1099.5757
06/24 12:00:00 | 96.08 | 35.6 | 0% | 1.9405 | 71920.24 | 0.84575 | 3.0447 | 5.2616 | 4.7354 | 0 | 0 | 0 | 385.4521 | 1.9405 | 71920.24 | 0.84575 | 3.2984 | 5.7001 | 4.8451 | 0 | 0 | 0 | 376.7326 | 0 | 0 | 0 | 0 | 0 | 0 | 0 | 759.0579 | 0 | 0 | 0 | 0 | 0 | 0 | 0 | 1235.9237 | 0 | 0 | 0 | 0 | 0 | 0 | 0 | 0 | 1146.7997 | 0 | 0 | 0 | 0.0042 | 0 | 0.00057666 | 0.00057666 | 769.6717 | 0 | 0 | 0 | 0.0042 | 0 | 0.00057666 | 0.00057666 | 1173.4043 | 0 | 0 | 0 | 0.0042 | 0 | 0 | 0.00057666 | 0.00057666 | 1099.5762
06/24 13:00:00 | 96.08 | 35.6 | 0% | 1.9405 | 71920.24 | 0.84575 | 3.0447 | 5.2616 | 4.7354 | 0 | 0 | 0 | 385.4521 | 1.9405 | 71920.24 | 0.84575 | 3.2984 | 5.7001 | 4.8451 | 0 | 0 | 0 | 376.7326 | 0 | 0 | 0 | 0 | 0 | 0 | 0 | 759.0579 | 0 | 0 | 0 | 0 | 0 | 0 | 0 | 1235.9237 | 0 | 0 | 0 | 0 | 0 | 0 | 0 | 0 | 1146.7997 | 0 | 0 | 0 | 0.0042 | 0 | 0.00057666 | 0.00057666 | 769.6723 | 0 | 0 | 0 | 0.0042 | 0 | 0.00057666 | 0.00057666 | 1173.4049 | 0 | 0 | 0 | 0.0042 | 0 | 0 | 0.00057666 | 0.00057666 | 1099.5768
06/24 14:00:00 | 96.98 | 36.1 | 0% | 1.96 | 72643.9181 | 0.83513 | 3.0065 | 5.2905 | 4.7615 | 0 | 0 | 0 | 385.4521 | 1.96 | 72643.9181 | 0.83513 | 3.257 | 5.7314 | 4.8717 | 0 | 0 | 0 | 376.7326 | 0 | 0 | 0 | 0 | 0 | 0 | 0 | 759.0579 | 0 | 0 | 0 | 0 | 0 | 0 | 0 | 1235.9237 | 0 | 0 | 0 | 0 | 0 | 0 | 0 | 0 | 1146.7997 | 0 | 0 | 0 | 0.0042 | 0 | 0.00057666 | 0.00057666 | 769.6729 | 0 | 0 | 0 | 0.0042 | 0 | 0.00057666 | 0.00057666 | 1173.4054 | 0 | 0 | 0 | 0.0042 | 0 | 0 | 0.00057666 | 0.00057666 | 1099.5774
06/24 15:00:00 | 98.06 | 36.7 | 0% | 1.9835 | 73517.0159 | 0.82241 | 2.9607 | 5.3256 | 4.793 | 0 | 0 | 0 | 385.4521 | 1.9835 | 73517.0159 | 0.82241 | 3.2074 | 5.7694 | 4.904 | 0 | 0 | 0 | 376.7326 | 0 | 0 | 0 | 0 | 0 | 0 | 0 | 759.0579 | 0 | 0 | 0 | 0 | 0 | 0 | 0 | 1235.9237 | 0 | 0 | 0 | 0 | 0 | 0 | 0 | 0 | 1146.7997 | 0 | 0 | 0 | 0.0042 | 0 | 0.00057666 | 0.00057666 | 769.6735 | 0 | 0 | 0 | 0.0042 | 0 | 0.00057666 | 0.00057666 | 1173.406 | 0 | 0 | 0 | 0.0042 | 0 | 0 | 0.00057666 | 0.00057666 | 1099.578
06/24 16:00:00 | 95 | 35 | 0% | 1.9172 | 71056.5103 | 0.85848 | 3.0905 | 5.2272 | 4.7045 | 0 | 0 | 0 | 385.4521 | 1.9172 | 71056.5103 | 0.85848 | 3.3481 | 5.6628 | 4.8134 | 0 | 0 | 0 | 376.7326 | 0 | 0 | 0 | 0 | 0 | 0 | 0 | 759.0579 | 0 | 0 | 0 | 0 | 0 | 0 | 0 | 1235.9237 | 0 | 0 | 0 | 0 | 0 | 0 | 0 | 0 | 1146.7997 | 0 | 0 | 0 | 0.0042 | 0 | 0.00057666 | 0.00057666 | 769.6741 | 0 | 0 | 0 | 0.0042 | 0 | 0.00057666 | 0.00057666 | 1173.4066 | 0 | 0 | 0 | 0.0042 | 0 | 0 | 0.00057666 | 0.00057666 | 1099.5785
06/24 17:00:00 | 87.98 | 31.1 | 0% | 1.769 | 65566.8211 | 0.93988 | 3.3836 | 5.0125 | 4.5113 | 0 | 0 | 0 | 385.4521 | 1.769 | 65566.8211 | 0.93988 | 3.6655 | 5.4302 | 4.6157 | 0 | 0 | 0 | 376.7326 | 0 | 0 | 0 | 0 | 0 | 0 | 0 | 759.0579 | 0 | 0 | 0 | 0 | 0 | 0 | 0 | 1235.9237 | 0 | 0 | 0 | 0 | 0 | 0 | 0 | 0 | 1146.7997 | 0 | 0 | 0 | 0.0042 | 0 | 0.00057666 | 0.00057666 | 769.6746 | 0 | 0 | 0 | 0.0042 | 0 | 0.00057666 | 0.00057666 | 1173.4072 | 0 | 0 | 0 | 0.0042 | 0 | 0 | 0.00057666 | 0.00057666 | 1099.5791
06/24 18:00:00 | 84.92 | 29.4 | 0% | 1.7063 | 63241.4437 | 0.97361 | 3.505 | 4.9235 | 4.4311 | 0 | 0 | 0 | 385.4521 | 1.7063 | 63241.4437 | 0.97361 | 3.7971 | 5.3338 | 4.5337 | 0 | 0 | 0 | 376.7326 | 0 | 0 | 0 | 0 | 0 | 0 | 0 | 759.0579 | 0 | 0 | 0 | 0 | 0 | 0 | 0 | 1235.9237 | 0 | 0 | 0 | 0 | 0 | 0 | 0 | 0 | 1146.7997 | 0 | 0 | 0 | 0.0042 | 0 | 0.00057666 | 0.00057666 | 769.6752 | 0 | 0 | 0 | 0.0042 | 0 | 0.00057666 | 0.00057666 | 1173.4078 | 0 | 0 | 0 | 0.0042 | 0 | 0 | 0.00057666 | 0.00057666 | 1099.5797
06/24 19:00:00 | 78.98 | 26.1 | 0% | 1.5877 | 58844.5776 | 1.0332 | 3.7194 | 4.7574 | 4.2816 | 0 | 0 | 0 | 385.4521 | 1.5877 | 58844.5776 | 1.0332 | 4.0294 | 5.1538 | 4.3808 | 0 | 0 | 0 | 376.7326 | 0 | 0 | 0 | 0 | 0 | 0 | 0 | 759.0579 | 0 | 0 | 0 | 0 | 0 | 0 | 0 | 1235.9237 | 0 | 0 | 0 | 0 | 0 | 0 | 0 | 0 | 1146.7997 | 0 | 0 | 0 | 0.0042 | 0 | 0.00057666 | 0.00057666 | 769.6758 | 0 | 0 | 0 | 0.0042 | 0 | 0.00057666 | 0.00057666 | 1173.4083 | 0 | 0 | 0 | 0.0042 | 0 | 0 | 0.00057666 | 0.00057666 | 1099.5803
06/24 20:00:00 | 75.02 | 23.9 | 0% | 1.5109 | 55999.208 | 1.0667 | 3.8401 | 4.6504 | 4.1853 | 0 | 0 | 0 | 385.4521 | 1.5109 | 55999.208 | 1.0667 | 4.1602 | 5.0379 | 4.2822 | 0 | 0 | 0 | 376.7326 | 0 | 0 | 0 | 0 | 0 | 0 | 0 | 759.0579 | 0 | 0 | 0 | 0 | 0 | 0 | 0 | 1235.9237 | 0 | 0 | 0 | 0 | 0 | 0 | 0 | 0 | 1146.7997 | 0 | 0 | 0 | 0.0042 | 0 | 0.00057666 | 0.00057666 | 769.6764 | 0 | 0 | 0 | 0.0042 | 0 | 0.00057666 | 0.00057666 | 1173.4089 | 0 | 0 | 0 | 0.0042 | 0 | 0 | 0.00057666 | 0.00057666 | 1099.5809
06/24 21:00:00 | 75.02 | 23.9 | 0% | 1.5109 | 55999.208 | 1.0667 | 3.8401 | 4.6504 | 4.1853 | 0 | 0 | 0 | 385.4521 | 1.5109 | 55999.208 | 1.0667 | 4.1602 | 5.0379 | 4.2822 | 0 | 0 | 0 | 376.7326 | 0 | 0 | 0 | 0 | 0 | 0 | 0 | 759.0579 | 0 | 0 | 0 | 0 | 0 | 0 | 0 | 1235.9237 | 0 | 0 | 0 | 0 | 0 | 0 | 0 | 0 | 1146.7997 | 0 | 0 | 0 | 0.0042 | 0 | 0.00057666 | 0.00057666 | 769.6769 | 0 | 0 | 0 | 0.0042 | 0 | 0.00057666 | 0.00057666 | 1173.4095 | 0 | 0 | 0 | 0.0042 | 0 | 0 | 0.00057666 | 0.00057666 | 1099.5814
06/24 22:00:00 | 73.94 | 23.3 | 0% | 1.4903 | 55235.1212 | 1.0748 | 3.8692 | 4.6215 | 4.1594 | 0 | 0 | 0 | 385.4521 | 1.4903 | 55235.1212 | 1.0748 | 4.1916 | 5.0067 | 4.2557 | 0 | 0 | 0 | 376.7326 | 0 | 0 | 0 | 0 | 0 | 0 | 0 | 759.0579 | 0 | 0 | 0 | 0 | 0 | 0 | 0 | 1235.9237 | 0 | 0 | 0 | 0 | 0 | 0 | 0 | 0 | 1146.7997 | 0 | 0 | 0 | 0.0042 | 0 | 0.00057666 | 0.00057666 | 769.6775 | 0 | 0 | 0 | 0.0042 | 0 | 0.00057666 | 0.00057666 | 1173.4101 | 0 | 0 | 0 | 0.0042 | 0 | 0 | 0.00057666 | 0.00057666 | 1099.582
06/24 23:00:00 | 71.96 | 22.2 | 0% | 1.4528 | 53847.5669 | 1.0882 | 3.9177 | 4.5689 | 4.112 | 0 | 0 | 0 | 385.4521 | 1.4528 | 53847.5669 | 1.0882 | 4.2442 | 4.9496 | 4.2072 | 0 | 0 | 0 | 376.7326 | 0 | 0 | 0 | 0 | 0 | 0 | 0 | 759.0579 | 0 | 0 | 0 | 0 | 0 | 0 | 0 | 1235.9237 | 0 | 0 | 0 | 0 | 0 | 0 | 0 | 0 | 1146.7997 | 0 | 0 | 0 | 0.0042 | 0 | 0.00057666 | 0.00057666 | 769.6781 | 0 | 0 | 0 | 0.0042 | 0 | 0.00057666 | 0.00057666 | 1173.4106 | 0 | 0 | 0 | 0.0042 | 0 | 0 | 0.00057666 | 0.00057666 | 1099.5826
06/24 24:00:00 | 71.06 | 21.7 | 0% | 1.436 | 53222.538 | 1.0938 | 3.9376 | 4.545 | 4.0905 | 0 | 0 | 0 | 385.4521 | 1.436 | 53222.538 | 1.0938 | 4.2657 | 4.9237 | 4.1852 | 0 | 0 | 0 | 376.7326 | 0 | 0 | 0 | 0 | 0 | 0 | 0 | 759.0579 | 0 | 0 | 0 | 0 | 0 | 0 | 0 | 1235.9237 | 0 | 0 | 0 | 0 | 0 | 0 | 0 | 0 | 1146.7997 | 0 | 0 | 0 | 0.0042 | 0 | 0.00057666 | 0.00057666 | 769.6787 | 0 | 0 | 0 | 0.0042 | 0 | 0.00057666 | 0.00057666 | 1173.4112 | 0 | 0 | 0 | 0.0042 | 0 | 0 | 0.00057666 | 0.00057666 | 1099.5832
06/25 01:00:00 | 71.06 | 21.7 | 0% | 1.436 | 53222.538 | 1.0938 | 3.9376 | 4.545 | 4.0905 | 0 | 0 | 0 | 385.4521 | 1.436 | 53222.538 | 1.0938 | 4.2657 | 4.9237 | 4.1852 | 0 | 0 | 0 | 376.7326 | 0 | 0 | 0 | 0 | 0 | 0 | 0 | 759.0579 | 0 | 0 | 0 | 0 | 0 | 0 | 0 | 1235.9237 | 0 | 0 | 0 | 0 | 0 | 0 | 0 | 0 | 1146.7997 | 0 | 0 | 0 | 0.0042 | 0 | 0.00057666 | 0.00057666 | 769.6792 | 0 | 0 | 0 | 0.0042 | 0 | 0.00057666 | 0.00057666 | 1173.4118 | 0 | 0 | 0 | 0.0042 | 0 | 0 | 0.00057666 | 0.00057666 | 1099.5837
06/25 02:00:00 | 69.08 | 20.6 | 0% | 1.3992 | 51859.9654 | 1.1045 | 3.9762 | 4.4925 | 4.0432 | 0 | 0 | 0 | 385.4521 | 1.3992 | 51859.9654 | 1.1045 | 4.3075 | 4.8668 | 4.1368 | 0 | 0 | 0 | 376.7326 | 0 | 0 | 0 | 0 | 0 | 0 | 0 | 759.0579 | 0 | 0 | 0 | 0 | 0 | 0 | 0 | 1235.9237 | 0 | 0 | 0 | 0 | 0 | 0 | 0 | 0 | 1146.7997 | 0 | 0 | 0 | 0.0042 | 0 | 0.00057666 | 0.00057666 | 769.6798 | 0 | 0 | 0 | 0.0042 | 0 | 0.00057666 | 0.00057666 | 1173.4124 | 0 | 0 | 0 | 0.0042 | 0 | 0 | 0.00057666 | 0.00057666 | 1099.5843
06/25 03:00:00 | 69.08 | 20.6 | 0% | 1.3992 | 51859.9654 | 1.1045 | 3.9762 | 4.4925 | 4.0432 | 0 | 0 | 0 | 385.4521 | 1.3992 | 51859.9654 | 1.1045 | 4.3075 | 4.8668 | 4.1368 | 0 | 0 | 0 | 376.7326 | 0 | 0 | 0 | 0 | 0 | 0 | 0 | 759.0579 | 0 | 0 | 0 | 0 | 0 | 0 | 0 | 1235.9237 | 0 | 0 | 0 | 0 | 0 | 0 | 0 | 0 | 1146.7997 | 0 | 0 | 0 | 0.0042 | 0 | 0.00057666 | 0.00057666 | 769.6804 | 0 | 0 | 0 | 0.0042 | 0 | 0.00057666 | 0.00057666 | 1173.4129 | 0 | 0 | 0 | 0.0042 | 0 | 0 | 0.00057666 | 0.00057666 | 1099.5849
06/25 04:00:00 | 68 | 20 | 0% | 1.3794 | 51123.983 | 1.1095 | 3.9942 | 4.4638 | 4.0174 | 0 | 0 | 0 | 385.4521 | 1.3794 | 51123.983 | 1.1095 | 4.327 | 4.8357 | 4.1104 | 0 | 0 | 0 | 376.7326 | 0 | 0 | 0 | 0 | 0 | 0 | 0 | 759.0579 | 0 | 0 | 0 | 0 | 0 | 0 | 0 | 1235.9237 | 0 | 0 | 0 | 0 | 0 | 0 | 0 | 0 | 1146.7997 | 0 | 0 | 0 | 0.0042 | 0 | 0.00057666 | 0.00057666 | 769.681 | 0 | 0 | 0 | 0.0042 | 0 | 0.00057666 | 0.00057666 | 1173.4135 | 0 | 0 | 0 | 0.0042 | 0 | 0 | 0.00057666 | 0.00057666 | 1099.5855
06/25 05:00:00 | 68 | 20 | 0% | 1.3794 | 51123.983 | 1.1095 | 3.9942 | 4.4638 | 4.0174 | 0 | 0 | 0 | 385.4521 | 1.3794 | 51123.983 | 1.1095 | 4.327 | 4.8357 | 4.1104 | 0 | 0 | 0 | 376.7326 | 0 | 0 | 0 | 0 | 0 | 0 | 0 | 759.0579 | 0 | 0 | 0 | 0 | 0 | 0 | 0 | 1235.9237 | 0 | 0 | 0 | 0 | 0 | 0 | 0 | 0 | 1146.7997 | 0 | 0 | 0 | 0.0042 | 0 | 0.00057666 | 0.00057666 | 769.6815 | 0 | 0 | 0 | 0.0042 | 0 | 0.00057666 | 0.00057666 | 1173.4141 | 0 | 0 | 0 | 0.0042 | 0 | 0 | 0.00057666 | 0.00057666 | 1099.586
06/25 06:00:00 | 71.06 | 21.7 | 0% | 1.436 | 53222.538 | 1.0938 | 3.9376 | 4.545 | 4.0905 | 0 | 0 | 0 | 385.4521 | 1.436 | 53222.538 | 1.0938 | 4.2657 | 4.9237 | 4.1852 | 0 | 0 | 0 | 376.7326 | 0 | 0 | 0 | 0 | 0 | 0 | 0 | 759.0579 | 0 | 0 | 0 | 0 | 0 | 0 | 0 | 1235.9237 | 0 | 0 | 0 | 0 | 0 | 0 | 0 | 0 | 1146.7997 | 0 | 0 | 0 | 0.0042 | 0 | 0.00057666 | 0.00057666 | 769.6821 | 0 | 0 | 0 | 0.0042 | 0 | 0.00057666 | 0.00057666 | 1173.4147 | 0 | 0 | 0 | 0.0042 | 0 | 0 | 0.00057666 | 0.00057666 | 1099.5866
06/25 07:00:00 | 71.06 | 21.7 | 0% | 1.436 | 53222.538 | 1.0938 | 3.9376 | 4.545 | 4.0905 | 0 | 0 | 0 | 385.4521 | 1.436 | 53222.538 | 1.0938 | 4.2657 | 4.9237 | 4.1852 | 0 | 0 | 0 | 376.7326 | 0 | 0 | 0 | 0 | 0 | 0 | 0 | 759.0579 | 0 | 0 | 0 | 0 | 0 | 0 | 0 | 1235.9237 | 0 | 0 | 0 | 0 | 0 | 0 | 0 | 0 | 1146.7997 | 0 | 0 | 0 | 0.0042 | 0 | 0.00057666 | 0.00057666 | 769.6827 | 0 | 0 | 0 | 0.0042 | 0 | 0.00057666 | 0.00057666 | 1173.4152 | 0 | 0 | 0 | 0.0042 | 0 | 0 | 0.00057666 | 0.00057666 | 1099.5872
06/25 08:00:00 | 82.04 | 27.8 | 0% | 1.6483 | 61090.3258 | 1.0036 | 3.6131 | 4.8419 | 4.3578 | 0 | 0 | 0 | 385.4521 | 1.6483 | 61090.3258 | 1.0036 | 3.9142 | 5.2454 | 4.4586 | 0 | 0 | 0 | 376.7326 | 0 | 0 | 0 | 0 | 0 | 0 | 0 | 759.0579 | 0 | 0 | 0 | 0 | 0 | 0 | 0 | 1235.9237 | 0 | 0 | 0 | 0 | 0 | 0 | 0 | 0 | 1146.7997 | 0 | 0 | 0 | 0.0042 | 0 | 0.00057666 | 0.00057666 | 769.6833 | 0 | 0 | 0 | 0.0042 | 0 | 0.00057666 | 0.00057666 | 1173.4158 | 0 | 0 | 0 | 0.0042 | 0 | 0 | 0.00057666 | 0.00057666 | 1099.5878
06/25 09:00:00 | 87.08 | 30.6 | 0% | 1.7505 | 64878.6283 | 0.94996 | 3.4199 | 4.9861 | 4.4874 | 0 | 0 | 0 | 385.4521 | 1.7505 | 64878.6283 | 0.94996 | 3.7048 | 5.4016 | 4.5913 | 0 | 0 | 0 | 376.7326 | 0 | 0 | 0 | 0 | 0 | 0 | 0 | 759.0579 | 0 | 0 | 0 | 0 | 0 | 0 | 0 | 1235.9237 | 0 | 0 | 0 | 0 | 0 | 0 | 0 | 0 | 1146.7997 | 0 | 0 | 0 | 0.0042 | 0 | 0.00057666 | 0.00057666 | 769.6839 | 0 | 0 | 0 | 0.0042 | 0 | 0.00057666 | 0.00057666 | 1173.4164 | 0 | 0 | 0 | 0.0042 | 0 | 0 | 0.00057666 | 0.00057666 | 1099.5883
06/25 10:00:00 | 91.04 | 32.8 | 0% | 1.8329 | 67933.2195 | 0.90486 | 3.2575 | 5.1042 | 4.5938 | 0 | 0 | 0 | 385.4521 | 1.8329 | 67933.2195 | 0.90486 | 3.529 | 5.5296 | 4.7002 | 0 | 0 | 0 | 376.7326 | 0 | 0 | 0 | 0 | 0 | 0 | 0 | 759.0579 | 0 | 0 | 0 | 0 | 0 | 0 | 0 | 1235.9237 | 0 | 0 | 0 | 0 | 0 | 0 | 0 | 0 | 1146.7997 | 0 | 0 | 0 | 0.0042 | 0 | 0.00057666 | 0.00057666 | 769.6844 | 0 | 0 | 0 | 0.0042 | 0 | 0.00057666 | 0.00057666 | 1173.417 | 0 | 0 | 0 | 0.0042 | 0 | 0 | 0.00057666 | 0.00057666 | 1099.5889
06/25 11:00:00 | 93.02 | 33.9 | 0% | 1.8748 | 69486.2775 | 0.88176 | 3.1744 | 5.1651 | 4.6486 | 0 | 0 | 0 | 385.4521 | 1.8748 | 69486.2775 | 0.88176 | 3.4389 | 5.5955 | 4.7562 | 0 | 0 | 0 | 376.7326 | 0 | 0 | 0 | 0 | 0 | 0 | 0 | 759.0579 | 0 | 0 | 0 | 0 | 0 | 0 | 0 | 1235.9237 | 0 | 0 | 0 | 0 | 0 | 0 | 0 | 0 | 1146.7997 | 0 | 0 | 0 | 0.0042 | 0 | 0.00057666 | 0.00057666 | 769.685 | 0 | 0 | 0 | 0.0042 | 0 | 0.00057666 | 0.00057666 | 1173.4176 | 0 | 0 | 0 | 0.0042 | 0 | 0 | 0.00057666 | 0.00057666 | 1099.5895
06/25 12:00:00 | 93.02 | 33.9 | 0% | 1.8748 | 69486.2775 | 0.88176 | 3.1744 | 5.1651 | 4.6486 | 0 | 0 | 0 | 385.4521 | 1.8748 | 69486.2775 | 0.88176 | 3.4389 | 5.5955 | 4.7562 | 0 | 0 | 0 | 376.7326 | 0 | 0 | 0 | 0 | 0 | 0 | 0 | 759.0579 | 0 | 0 | 0 | 0 | 0 | 0 | 0 | 1235.9237 | 0 | 0 | 0 | 0 | 0 | 0 | 0 | 0 | 1146.7997 | 0 | 0 | 0 | 0.0042 | 0 | 0.00057666 | 0.00057666 | 769.6856 | 0 | 0 | 0 | 0.0042 | 0 | 0.00057666 | 0.00057666 | 1173.4181 | 0 | 0 | 0 | 0.0042 | 0 | 0 | 0.00057666 | 0.00057666 | 1099.5901
06/25 13:00:00 | 93.02 | 33.9 | 0% | 1.8748 | 69486.2775 | 0.88176 | 3.1744 | 5.1651 | 4.6486 | 0 | 0 | 0 | 385.4521 | 1.8748 | 69486.2775 | 0.88176 | 3.4389 | 5.5955 | 4.7562 | 0 | 0 | 0 | 376.7326 | 0 | 0 | 0 | 0 | 0 | 0 | 0 | 759.0579 | 0 | 0 | 0 | 0 | 0 | 0 | 0 | 1235.9237 | 0 | 0 | 0 | 0 | 0 | 0 | 0 | 0 | 1146.7997 | 0 | 0 | 0 | 0.0042 | 0 | 0.00057666 | 0.00057666 | 769.6862 | 0 | 0 | 0 | 0.0042 | 0 | 0.00057666 | 0.00057666 | 1173.4187 | 0 | 0 | 0 | 0.0042 | 0 | 0 | 0.00057666 | 0.00057666 | 1099.5907
06/25 14:00:00 | 91.4 | 33 | 0% | 1.8405 | 68214.3162 | 0.90068 | 3.2425 | 5.1152 | 4.6037 | 0 | 0 | 0 | 385.4521 | 1.8405 | 68214.3162 | 0.90068 | 3.5127 | 5.5415 | 4.7103 | 0 | 0 | 0 | 376.7326 | 0 | 0 | 0 | 0 | 0 | 0 | 0 | 759.0579 | 0 | 0 | 0 | 0 | 0 | 0 | 0 | 1235.9237 | 0 | 0 | 0 | 0 | 0 | 0 | 0 | 0 | 1146.7997 | 0 | 0 | 0 | 0.0042 | 0 | 0.00057666 | 0.00057666 | 769.6867 | 0 | 0 | 0 | 0.0042 | 0 | 0.00057666 | 0.00057666 | 1173.4193 | 0 | 0 | 0 | 0.0042 | 0 | 0 | 0.00057666 | 0.00057666 | 1099.5912
06/25 15:00:00 | 80.06 | 26.7 | 0% | 1.6089 | 59632.5105 | 1.0231 | 3.6831 | 4.787 | 4.3083 | 0 | 0 | 0 | 385.4521 | 1.6089 | 59632.5105 | 1.0231 | 3.99 | 5.1859 | 4.408 | 0 | 0 | 0 | 376.7326 | 0 | 0 | 0 | 0 | 0 | 0 | 0 | 759.0579 | 0 | 0 | 0 | 0 | 0 | 0 | 0 | 1235.9237 | 0 | 0 | 0 | 0 | 0 | 0 | 0 | 0 | 1146.7997 | 0 | 0 | 0 | 0.0042 | 0 | 0.00057666 | 0.00057666 | 769.6873 | 0 | 0 | 0 | 0.0042 | 0 | 0.00057666 | 0.00057666 | 1173.4199 | 0 | 0 | 0 | 0.0042 | 0 | 0 | 0.00057666 | 0.00057666 | 1099.5918
06/25 16:00:00 | 94.28 | 34.6 | 0% | 1.9017 | 70483.5294 | 0.86696 | 3.1211 | 5.2045 | 4.684 | 0 | 0 | 0 | 385.4521 | 1.9017 | 70483.5294 | 0.86696 | 3.3812 | 5.6382 | 4.7925 | 0 | 0 | 0 | 376.7326 | 0 | 0 | 0 | 0 | 0 | 0 | 0 | 759.0579 | 0 | 0 | 0 | 0 | 0 | 0 | 0 | 1235.9237 | 0 | 0 | 0 | 0 | 0 | 0 | 0 | 0 | 1146.7997 | 0 | 0 | 0 | 0.0042 | 0 | 0.00057666 | 0.00057666 | 769.6879 | 0 | 0 | 0 | 0.0042 | 0 | 0.00057666 | 0.00057666 | 1173.4204 | 0 | 0 | 0 | 0.0042 | 0 | 0 | 0.00057666 | 0.00057666 | 1099.5924
06/25 17:00:00 | 84.02 | 28.9 | 0% | 1.6881 | 62565.316 | 0.9832 | 3.5395 | 4.8978 | 4.408 | 0 | 0 | 0 | 385.4521 | 1.6881 | 62565.316 | 0.9832 | 3.8345 | 5.3059 | 4.51 | 0 | 0 | 0 | 376.7326 | 0 | 0 | 0 | 0 | 0 | 0 | 0 | 759.0579 | 0 | 0 | 0 | 0 | 0 | 0 | 0 | 1235.9237 | 0 | 0 | 0 | 0 | 0 | 0 | 0 | 0 | 1146.7997 | 0 | 0 | 0 | 0.0042 | 0 | 0.00057666 | 0.00057666 | 769.6885 | 0 | 0 | 0 | 0.0042 | 0 | 0.00057666 | 0.00057666 | 1173.421 | 0 | 0 | 0 | 0.0042 | 0 | 0 | 0.00057666 | 0.00057666 | 1099.593
06/25 18:00:00 | 84.92 | 29.4 | 0% | 1.7063 | 63241.4437 | 0.97361 | 3.505 | 4.9235 | 4.4311 | 0 | 0 | 0 | 385.4521 | 1.7063 | 63241.4437 | 0.97361 | 3.7971 | 5.3338 | 4.5337 | 0 | 0 | 0 | 376.7326 | 0 | 0 | 0 | 0 | 0 | 0 | 0 | 759.0579 | 0 | 0 | 0 | 0 | 0 | 0 | 0 | 1235.9237 | 0 | 0 | 0 | 0 | 0 | 0 | 0 | 0 | 1146.7997 | 0 | 0 | 0 | 0.0042 | 0 | 0.00057666 | 0.00057666 | 769.689 | 0 | 0 | 0 | 0.0042 | 0 | 0.00057666 | 0.00057666 | 1173.4216 | 0 | 0 | 0 | 0.0042 | 0 | 0 | 0.00057666 | 0.00057666 | 1099.5935
06/25 19:00:00 | 84.92 | 29.4 | 0% | 1.7063 | 63241.4437 | 0.97361 | 3.505 | 4.9235 | 4.4311 | 0 | 0 | 0 | 385.4521 | 1.7063 | 63241.4437 | 0.97361 | 3.7971 | 5.3338 | 4.5337 | 0 | 0 | 0 | 376.7326 | 0 | 0 | 0 | 0 | 0 | 0 | 0 | 759.0579 | 0 | 0 | 0 | 0 | 0 | 0 | 0 | 1235.9237 | 0 | 0 | 0 | 0 | 0 | 0 | 0 | 0 | 1146.7997 | 0 | 0 | 0 | 0.0042 | 0 | 0.00057666 | 0.00057666 | 769.6896 | 0 | 0 | 0 | 0.0042 | 0 | 0.00057666 | 0.00057666 | 1173.4222 | 0 | 0 | 0 | 0.0042 | 0 | 0 | 0.00057666 | 0.00057666 | 1099.5941
06/25 20:00:00 | 77 | 25 | 0% | 1.5491 | 57413.3053 | 1.0507 | 3.7824 | 4.7036 | 4.2332 | 0 | 0 | 0 | 385.4521 | 1.5491 | 57413.3053 | 1.0507 | 4.0976 | 5.0956 | 4.3312 | 0 | 0 | 0 | 376.7326 | 0 | 0 | 0 | 0 | 0 | 0 | 0 | 759.0579 | 0 | 0 | 0 | 0 | 0 | 0 | 0 | 1235.9237 | 0 | 0 | 0 | 0 | 0 | 0 | 0 | 0 | 1146.7997 | 0 | 0 | 0 | 0.0042 | 0 | 0.00057666 | 0.00057666 | 769.6902 | 0 | 0 | 0 | 0.0042 | 0 | 0.00057666 | 0.00057666 | 1173.4227 | 0 | 0 | 0 | 0.0042 | 0 | 0 | 0.00057666 | 0.00057666 | 1099.5947
06/25 21:00:00 | 75.02 | 23.9 | 0% | 1.5109 | 55999.208 | 1.0667 | 3.8401 | 4.6504 | 4.1853 | 0 | 0 | 0 | 385.4521 | 1.5109 | 55999.208 | 1.0667 | 4.1602 | 5.0379 | 4.2822 | 0 | 0 | 0 | 376.7326 | 0 | 0 | 0 | 0 | 0 | 0 | 0 | 759.0579 | 0 | 0 | 0 | 0 | 0 | 0 | 0 | 1235.9237 | 0 | 0 | 0 | 0 | 0 | 0 | 0 | 0 | 1146.7997 | 0 | 0 | 0 | 0.0042 | 0 | 0.00057666 | 0.00057666 | 769.6908 | 0 | 0 | 0 | 0.0042 | 0 | 0.00057666 | 0.00057666 | 1173.4233 | 0 | 0 | 0 | 0.0042 | 0 | 0 | 0.00057666 | 0.00057666 | 1099.5953
06/25 22:00:00 | 73.94 | 23.3 | 0% | 1.4903 | 55235.1212 | 1.0748 | 3.8692 | 4.6215 | 4.1594 | 0 | 0 | 0 | 385.4521 | 1.4903 | 55235.1212 | 1.0748 | 4.1916 | 5.0067 | 4.2557 | 0 | 0 | 0 | 376.7326 | 0 | 0 | 0 | 0 | 0 | 0 | 0 | 759.0579 | 0 | 0 | 0 | 0 | 0 | 0 | 0 | 1235.9237 | 0 | 0 | 0 | 0 | 0 | 0 | 0 | 0 | 1146.7997 | 0 | 0 | 0 | 0.0042 | 0 | 0.00057666 | 0.00057666 | 769.6914 | 0 | 0 | 0 | 0.0042 | 0 | 0.00057666 | 0.00057666 | 1173.4239 | 0 | 0 | 0 | 0.0042 | 0 | 0 | 0.00057666 | 0.00057666 | 1099.5958
06/25 23:00:00 | 73.94 | 23.3 | 0% | 1.4903 | 55235.1212 | 1.0748 | 3.8692 | 4.6215 | 4.1594 | 0 | 0 | 0 | 385.4521 | 1.4903 | 55235.1212 | 1.0748 | 4.1916 | 5.0067 | 4.2557 | 0 | 0 | 0 | 376.7326 | 0 | 0 | 0 | 0 | 0 | 0 | 0 | 759.0579 | 0 | 0 | 0 | 0 | 0 | 0 | 0 | 1235.9237 | 0 | 0 | 0 | 0 | 0 | 0 | 0 | 0 | 1146.7997 | 0 | 0 | 0 | 0.0042 | 0 | 0.00057666 | 0.00057666 | 769.6919 | 0 | 0 | 0 | 0.0042 | 0 | 0.00057666 | 0.00057666 | 1173.4245 | 0 | 0 | 0 | 0.0042 | 0 | 0 | 0.00057666 | 0.00057666 | 1099.5964
06/25 24:00:00 | 73.04 | 22.8 | 0% | 1.4732 | 54602.2855 | 1.0811 | 3.892 | 4.5976 | 4.1378 | 0 | 0 | 0 | 385.4521 | 1.4732 | 54602.2855 | 1.0811 | 4.2164 | 4.9807 | 4.2336 | 0 | 0 | 0 | 376.7326 | 0 | 0 | 0 | 0 | 0 | 0 | 0 | 759.0579 | 0 | 0 | 0 | 0 | 0 | 0 | 0 | 1235.9237 | 0 | 0 | 0 | 0 | 0 | 0 | 0 | 0 | 1146.7997 | 0 | 0 | 0 | 0.0042 | 0 | 0.00057666 | 0.00057666 | 769.6925 | 0 | 0 | 0 | 0.0042 | 0 | 0.00057666 | 0.00057666 | 1173.4251 | 0 | 0 | 0 | 0.0042 | 0 | 0 | 0.00057666 | 0.00057666 | 1099.597
06/26 01:00:00 | 73.04 | 22.8 | 0% | 1.4732 | 54602.2855 | 1.0811 | 3.892 | 4.5976 | 4.1378 | 0 | 0 | 0 | 385.4521 | 1.4732 | 54602.2855 | 1.0811 | 4.2164 | 4.9807 | 4.2336 | 0 | 0 | 0 | 376.7326 | 0 | 0 | 0 | 0 | 0 | 0 | 0 | 759.0579 | 0 | 0 | 0 | 0 | 0 | 0 | 0 | 1235.9237 | 0 | 0 | 0 | 0 | 0 | 0 | 0 | 0 | 1146.7997 | 0 | 0 | 0 | 0.0042 | 0 | 0.00057666 | 0.00057666 | 769.6931 | 0 | 0 | 0 | 0.0042 | 0 | 0.00057666 | 0.00057666 | 1173.4256 | 0 | 0 | 0 | 0.0042 | 0 | 0 | 0.00057666 | 0.00057666 | 1099.5976
06/26 02:00:00 | 73.04 | 22.8 | 0% | 1.4732 | 54602.2855 | 1.0811 | 3.892 | 4.5976 | 4.1378 | 0 | 0 | 0 | 385.4521 | 1.4732 | 54602.2855 | 1.0811 | 4.2164 | 4.9807 | 4.2336 | 0 | 0 | 0 | 376.7326 | 0 | 0 | 0 | 0 | 0 | 0 | 0 | 759.0579 | 0 | 0 | 0 | 0 | 0 | 0 | 0 | 1235.9237 | 0 | 0 | 0 | 0 | 0 | 0 | 0 | 0 | 1146.7997 | 0 | 0 | 0 | 0.0042 | 0 | 0.00057666 | 0.00057666 | 769.6937 | 0 | 0 | 0 | 0.0042 | 0 | 0.00057666 | 0.00057666 | 1173.4262 | 0 | 0 | 0 | 0.0042 | 0 | 0 | 0.00057666 | 0.00057666 | 1099.5982
06/26 03:00:00 | 71.96 | 22.2 | 0% | 1.4528 | 53847.5669 | 1.0882 | 3.9177 | 4.5689 | 4.112 | 0 | 0 | 0 | 385.4521 | 1.4528 | 53847.5669 | 1.0882 | 4.2442 | 4.9496 | 4.2072 | 0 | 0 | 0 | 376.7326 | 0 | 0 | 0 | 0 | 0 | 0 | 0 | 759.0579 | 0 | 0 | 0 | 0 | 0 | 0 | 0 | 1235.9237 | 0 | 0 | 0 | 0 | 0 | 0 | 0 | 0 | 1146.7997 | 0 | 0 | 0 | 0.0042 | 0 | 0.00057666 | 0.00057666 | 769.6942 | 0 | 0 | 0 | 0.0042 | 0 | 0.00057666 | 0.00057666 | 1173.4268 | 0 | 0 | 0 | 0.0042 | 0 | 0 | 0.00057666 | 0.00057666 | 1099.5987
06/26 04:00:00 | 73.04 | 22.8 | 0% | 1.4732 | 54602.2855 | 1.0811 | 3.892 | 4.5976 | 4.1378 | 0 | 0 | 0 | 385.4521 | 1.4732 | 54602.2855 | 1.0811 | 4.2164 | 4.9807 | 4.2336 | 0 | 0 | 0 | 376.7326 | 0 | 0 | 0 | 0 | 0 | 0 | 0 | 759.0579 | 0 | 0 | 0 | 0 | 0 | 0 | 0 | 1235.9237 | 0 | 0 | 0 | 0 | 0 | 0 | 0 | 0 | 1146.7997 | 0 | 0 | 0 | 0.0042 | 0 | 0.00057666 | 0.00057666 | 769.6948 | 0 | 0 | 0 | 0.0042 | 0 | 0.00057666 | 0.00057666 | 1173.4274 | 0 | 0 | 0 | 0.0042 | 0 | 0 | 0.00057666 | 0.00057666 | 1099.5993
06/26 05:00:00 | 71.06 | 21.7 | 0% | 1.436 | 53222.538 | 1.0938 | 3.9376 | 4.545 | 4.0905 | 0 | 0 | 0 | 385.4521 | 1.436 | 53222.538 | 1.0938 | 4.2657 | 4.9237 | 4.1852 | 0 | 0 | 0 | 376.7326 | 0 | 0 | 0 | 0 | 0 | 0 | 0 | 759.0579 | 0 | 0 | 0 | 0 | 0 | 0 | 0 | 1235.9237 | 0 | 0 | 0 | 0 | 0 | 0 | 0 | 0 | 1146.7997 | 0 | 0 | 0 | 0.0042 | 0 | 0.00057666 | 0.00057666 | 769.6954 | 0 | 0 | 0 | 0.0042 | 0 | 0.00057666 | 0.00057666 | 1173.4279 | 0 | 0 | 0 | 0.0042 | 0 | 0 | 0.00057666 | 0.00057666 | 1099.5999
06/26 06:00:00 | 73.94 | 23.3 | 0% | 1.4903 | 55235.1212 | 1.0748 | 3.8692 | 4.6215 | 4.1594 | 0 | 0 | 0 | 385.4521 | 1.4903 | 55235.1212 | 1.0748 | 4.1916 | 5.0067 | 4.2557 | 0 | 0 | 0 | 376.7326 | 0 | 0 | 0 | 0 | 0 | 0 | 0 | 759.0579 | 0 | 0 | 0 | 0 | 0 | 0 | 0 | 1235.9237 | 0 | 0 | 0 | 0 | 0 | 0 | 0 | 0 | 1146.7997 | 0 | 0 | 0 | 0.0042 | 0 | 0.00057666 | 0.00057666 | 769.696 | 0 | 0 | 0 | 0.0042 | 0 | 0.00057666 | 0.00057666 | 1173.4285 | 0 | 0 | 0 | 0.0042 | 0 | 0 | 0.00057666 | 0.00057666 | 1099.6005
06/26 07:00:00 | 73.94 | 23.3 | 0% | 1.4903 | 55235.1212 | 1.0748 | 3.8692 | 4.6215 | 4.1594 | 0 | 0 | 0 | 385.4521 | 1.4903 | 55235.1212 | 1.0748 | 4.1916 | 5.0067 | 4.2557 | 0 | 0 | 0 | 376.7326 | 0 | 0 | 0 | 0 | 0 | 0 | 0 | 759.0579 | 0 | 0 | 0 | 0 | 0 | 0 | 0 | 1235.9237 | 0 | 0 | 0 | 0 | 0 | 0 | 0 | 0 | 1146.7997 | 0 | 0 | 0 | 0.0042 | 0 | 0.00057666 | 0.00057666 | 769.6965 | 0 | 0 | 0 | 0.0042 | 0 | 0.00057666 | 0.00057666 | 1173.4291 | 0 | 0 | 0 | 0.0042 | 0 | 0 | 0.00057666 | 0.00057666 | 1099.601
06/26 08:00:00 | 82.04 | 27.8 | 0% | 1.6483 | 61090.3258 | 1.0036 | 3.6131 | 4.8419 | 4.3578 | 0 | 0 | 0 | 385.4521 | 1.6483 | 61090.3258 | 1.0036 | 3.9142 | 5.2454 | 4.4586 | 0 | 0 | 0 | 376.7326 | 0 | 0 | 0 | 0 | 0 | 0 | 0 | 759.0579 | 0 | 0 | 0 | 0 | 0 | 0 | 0 | 1235.9237 | 0 | 0 | 0 | 0 | 0 | 0 | 0 | 0 | 1146.7997 | 0 | 0 | 0 | 0.0042 | 0 | 0.00057666 | 0.00057666 | 769.6971 | 0 | 0 | 0 | 0.0042 | 0 | 0.00057666 | 0.00057666 | 1173.4297 | 0 | 0 | 0 | 0.0042 | 0 | 0 | 0.00057666 | 0.00057666 | 1099.6016
06/26 09:00:00 | 86 | 30 | 0% | 1.7283 | 64057.4811 | 0.96189 | 3.4628 | 4.9546 | 4.4591 | 0 | 0 | 0 | 385.4521 | 1.7283 | 64057.4811 | 0.96189 | 3.7514 | 5.3675 | 4.5624 | 0 | 0 | 0 | 376.7326 | 0 | 0 | 0 | 0 | 0 | 0 | 0 | 759.0579 | 0 | 0 | 0 | 0 | 0 | 0 | 0 | 1235.9237 | 0 | 0 | 0 | 0 | 0 | 0 | 0 | 0 | 1146.7997 | 0 | 0 | 0 | 0.0042 | 0 | 0.00057666 | 0.00057666 | 769.6977 | 0 | 0 | 0 | 0.0042 | 0 | 0.00057666 | 0.00057666 | 1173.4302 | 0 | 0 | 0 | 0.0042 | 0 | 0 | 0.00057666 | 0.00057666 | 1099.6022
06/26 10:00:00 | 89.06 | 31.7 | 0% | 1.7914 | 66397.3365 | 0.92764 | 3.3395 | 5.0446 | 4.5401 | 0 | 0 | 0 | 385.4521 | 1.7914 | 66397.3365 | 0.92764 | 3.6178 | 5.4649 | 4.6452 | 0 | 0 | 0 | 376.7326 | 0 | 0 | 0 | 0 | 0 | 0 | 0 | 759.0579 | 0 | 0 | 0 | 0 | 0 | 0 | 0 | 1235.9237 | 0 | 0 | 0 | 0 | 0 | 0 | 0 | 0 | 1146.7997 | 0 | 0 | 0 | 0.0042 | 0 | 0.00057666 | 0.00057666 | 769.6983 | 0 | 0 | 0 | 0.0042 | 0 | 0.00057666 | 0.00057666 | 1173.4308 | 0 | 0 | 0 | 0.0042 | 0 | 0 | 0.00057666 | 0.00057666 | 1099.6028
06/26 11:00:00 | 91.04 | 32.8 | 0% | 1.8329 | 67933.2195 | 0.90486 | 3.2575 | 5.1042 | 4.5938 | 0 | 0 | 0 | 385.4521 | 1.8329 | 67933.2195 | 0.90486 | 3.529 | 5.5296 | 4.7002 | 0 | 0 | 0 | 376.7326 | 0 | 0 | 0 | 0 | 0 | 0 | 0 | 759.0579 | 0 | 0 | 0 | 0 | 0 | 0 | 0 | 1235.9237 | 0 | 0 | 0 | 0 | 0 | 0 | 0 | 0 | 1146.7997 | 0 | 0 | 0 | 0.0042 | 0 | 0.00057666 | 0.00057666 | 769.6988 | 0 | 0 | 0 | 0.0042 | 0 | 0.00057666 | 0.00057666 | 1173.4314 | 0 | 0 | 0 | 0.0042 | 0 | 0 | 0.00057666 | 0.00057666 | 1099.6033
06/26 12:00:00 | 91.04 | 32.8 | 0% | 1.8329 | 67933.2195 | 0.90486 | 3.2575 | 5.1042 | 4.5938 | 0 | 0 | 0 | 385.4521 | 1.8329 | 67933.2195 | 0.90486 | 3.529 | 5.5296 | 4.7002 | 0 | 0 | 0 | 376.7326 | 0 | 0 | 0 | 0 | 0 | 0 | 0 | 759.0579 | 0 | 0 | 0 | 0 | 0 | 0 | 0 | 1235.9237 | 0 | 0 | 0 | 0 | 0 | 0 | 0 | 0 | 1146.7997 | 0 | 0 | 0 | 0.0042 | 0 | 0.00057666 | 0.00057666 | 769.6994 | 0 | 0 | 0 | 0.0042 | 0 | 0.00057666 | 0.00057666 | 1173.432 | 0 | 0 | 0 | 0.0042 | 0 | 0 | 0.00057666 | 0.00057666 | 1099.6039
06/26 13:00:00 | 91.04 | 32.8 | 0% | 1.8329 | 67933.2195 | 0.90486 | 3.2575 | 5.1042 | 4.5938 | 0 | 0 | 0 | 385.4521 | 1.8329 | 67933.2195 | 0.90486 | 3.529 | 5.5296 | 4.7002 | 0 | 0 | 0 | 376.7326 | 0 | 0 | 0 | 0 | 0 | 0 | 0 | 759.0579 | 0 | 0 | 0 | 0 | 0 | 0 | 0 | 1235.9237 | 0 | 0 | 0 | 0 | 0 | 0 | 0 | 0 | 1146.7997 | 0 | 0 | 0 | 0.0042 | 0 | 0.00057666 | 0.00057666 | 769.7 | 0 | 0 | 0 | 0.0042 | 0 | 0.00057666 | 0.00057666 | 1173.4325 | 0 | 0 | 0 | 0.0042 | 0 | 0 | 0.00057666 | 0.00057666 | 1099.6045
06/26 14:00:00 | 91.04 | 32.8 | 0% | 1.8329 | 67933.2195 | 0.90486 | 3.2575 | 5.1042 | 4.5938 | 0 | 0 | 0 | 385.4521 | 1.8329 | 67933.2195 | 0.90486 | 3.529 | 5.5296 | 4.7002 | 0 | 0 | 0 | 376.7326 | 0 | 0 | 0 | 0 | 0 | 0 | 0 | 759.0579 | 0 | 0 | 0 | 0 | 0 | 0 | 0 | 1235.9237 | 0 | 0 | 0 | 0 | 0 | 0 | 0 | 0 | 1146.7997 | 0 | 0 | 0 | 0.0042 | 0 | 0.00057666 | 0.00057666 | 769.7006 | 0 | 0 | 0 | 0.0042 | 0 | 0.00057666 | 0.00057666 | 1173.4331 | 0 | 0 | 0 | 0.0042 | 0 | 0 | 0.00057666 | 0.00057666 | 1099.6051
06/26 15:00:00 | 87.98 | 31.1 | 0% | 1.769 | 65566.8211 | 0.93988 | 3.3836 | 5.0125 | 4.5113 | 0 | 0 | 0 | 385.4521 | 1.769 | 65566.8211 | 0.93988 | 3.6655 | 5.4302 | 4.6157 | 0 | 0 | 0 | 376.7326 | 0 | 0 | 0 | 0 | 0 | 0 | 0 | 759.0579 | 0 | 0 | 0 | 0 | 0 | 0 | 0 | 1235.9237 | 0 | 0 | 0 | 0 | 0 | 0 | 0 | 0 | 1146.7997 | 0 | 0 | 0 | 0.0042 | 0 | 0.00057666 | 0.00057666 | 769.7012 | 0 | 0 | 0 | 0.0042 | 0 | 0.00057666 | 0.00057666 | 1173.4337 | 0 | 0 | 0 | 0.0042 | 0 | 0 | 0.00057666 | 0.00057666 | 1099.6056
06/26 16:00:00 | 80.06 | 26.7 | 0% | 1.6089 | 59632.5105 | 1.0231 | 3.6831 | 4.787 | 4.3083 | 0 | 0 | 0 | 385.4521 | 1.6089 | 59632.5105 | 1.0231 | 3.99 | 5.1859 | 4.408 | 0 | 0 | 0 | 376.7326 | 0 | 0 | 0 | 0 | 0 | 0 | 0 | 759.0579 | 0 | 0 | 0 | 0 | 0 | 0 | 0 | 1235.9237 | 0 | 0 | 0 | 0 | 0 | 0 | 0 | 0 | 1146.7997 | 0 | 0 | 0 | 0.0042 | 0 | 0.00057666 | 0.00057666 | 769.7017 | 0 | 0 | 0 | 0.0042 | 0 | 0.00057666 | 0.00057666 | 1173.4343 | 0 | 0 | 0 | 0.0042 | 0 | 0 | 0.00057666 | 0.00057666 | 1099.6062
06/26 17:00:00 | 78.08 | 25.6 | 0% | 1.5701 | 58191.8702 | 1.0413 | 3.7487 | 4.7329 | 4.2596 | 0 | 0 | 0 | 385.4521 | 1.5701 | 58191.8702 | 1.0413 | 4.0611 | 5.1273 | 4.3582 | 0 | 0 | 0 | 376.7326 | 0 | 0 | 0 | 0 | 0 | 0 | 0 | 759.0579 | 0 | 0 | 0 | 0 | 0 | 0 | 0 | 1235.9237 | 0 | 0 | 0 | 0 | 0 | 0 | 0 | 0 | 1146.7997 | 0 | 0 | 0 | 0.0042 | 0 | 0.00057666 | 0.00057666 | 769.7023 | 0 | 0 | 0 | 0.0042 | 0 | 0.00057666 | 0.00057666 | 1173.4349 | 0 | 0 | 0 | 0.0042 | 0 | 0 | 0.00057666 | 0.00057666 | 1099.6068
06/26 18:00:00 | 75.92 | 24.4 | 0% | 1.5282 | 56639.8504 | 1.0596 | 3.8146 | 4.6745 | 4.2071 | 0 | 0 | 0 | 385.4521 | 1.5282 | 56639.8504 | 1.0596 | 4.1325 | 5.0641 | 4.3044 | 0 | 0 | 0 | 376.7326 | 0 | 0 | 0 | 0 | 0 | 0 | 0 | 759.0579 | 0 | 0 | 0 | 0 | 0 | 0 | 0 | 1235.9237 | 0 | 0 | 0 | 0 | 0 | 0 | 0 | 0 | 1146.7997 | 0 | 0 | 0 | 0.0042 | 0 | 0.00057666 | 0.00057666 | 769.7029 | 0 | 0 | 0 | 0.0042 | 0 | 0.00057666 | 0.00057666 | 1173.4354 | 0 | 0 | 0 | 0.0042 | 0 | 0 | 0.00057666 | 0.00057666 | 1099.6074
06/26 19:00:00 | 75.92 | 24.4 | 0% | 1.5282 | 56639.8504 | 1.0596 | 3.8146 | 4.6745 | 4.2071 | 0 | 0 | 0 | 385.4521 | 1.5282 | 56639.8504 | 1.0596 | 4.1325 | 5.0641 | 4.3044 | 0 | 0 | 0 | 376.7326 | 0 | 0 | 0 | 0 | 0 | 0 | 0 | 759.0579 | 0 | 0 | 0 | 0 | 0 | 0 | 0 | 1235.9237 | 0 | 0 | 0 | 0 | 0 | 0 | 0 | 0 | 1146.7997 | 0 | 0 | 0 | 0.0042 | 0 | 0.00057666 | 0.00057666 | 769.7035 | 0 | 0 | 0 | 0.0042 | 0 | 0.00057666 | 0.00057666 | 1173.436 | 0 | 0 | 0 | 0.0042 | 0 | 0 | 0.00057666 | 0.00057666 | 1099.608
06/26 20:00:00 | 75.02 | 23.9 | 0% | 1.5109 | 55999.208 | 1.0667 | 3.8401 | 4.6504 | 4.1853 | 0 | 0 | 0 | 385.4521 | 1.5109 | 55999.208 | 1.0667 | 4.1602 | 5.0379 | 4.2822 | 0 | 0 | 0 | 376.7326 | 0 | 0 | 0 | 0 | 0 | 0 | 0 | 759.0579 | 0 | 0 | 0 | 0 | 0 | 0 | 0 | 1235.9237 | 0 | 0 | 0 | 0 | 0 | 0 | 0 | 0 | 1146.7997 | 0 | 0 | 0 | 0.0042 | 0 | 0.00057666 | 0.00057666 | 769.704 | 0 | 0 | 0 | 0.0042 | 0 | 0.00057666 | 0.00057666 | 1173.4366 | 0 | 0 | 0 | 0.0042 | 0 | 0 | 0.00057666 | 0.00057666 | 1099.6085
06/26 21:00:00 | 73.94 | 23.3 | 0% | 1.4903 | 55235.1212 | 1.0748 | 3.8692 | 4.6215 | 4.1594 | 0 | 0 | 0 | 385.4521 | 1.4903 | 55235.1212 | 1.0748 | 4.1916 | 5.0067 | 4.2557 | 0 | 0 | 0 | 376.7326 | 0 | 0 | 0 | 0 | 0 | 0 | 0 | 759.0579 | 0 | 0 | 0 | 0 | 0 | 0 | 0 | 1235.9237 | 0 | 0 | 0 | 0 | 0 | 0 | 0 | 0 | 1146.7997 | 0 | 0 | 0 | 0.0042 | 0 | 0.00057666 | 0.00057666 | 769.7046 | 0 | 0 | 0 | 0.0042 | 0 | 0.00057666 | 0.00057666 | 1173.4372 | 0 | 0 | 0 | 0.0042 | 0 | 0 | 0.00057666 | 0.00057666 | 1099.6091
06/26 22:00:00 | 73.94 | 23.3 | 0% | 1.4903 | 55235.1212 | 1.0748 | 3.8692 | 4.6215 | 4.1594 | 0 | 0 | 0 | 385.4521 | 1.4903 | 55235.1212 | 1.0748 | 4.1916 | 5.0067 | 4.2557 | 0 | 0 | 0 | 376.7326 | 0 | 0 | 0 | 0 | 0 | 0 | 0 | 759.0579 | 0 | 0 | 0 | 0 | 0 | 0 | 0 | 1235.9237 | 0 | 0 | 0 | 0 | 0 | 0 | 0 | 0 | 1146.7997 | 0 | 0 | 0 | 0.0042 | 0 | 0.00057666 | 0.00057666 | 769.7052 | 0 | 0 | 0 | 0.0042 | 0 | 0.00057666 | 0.00057666 | 1173.4377 | 0 | 0 | 0 | 0.0042 | 0 | 0 | 0.00057666 | 0.00057666 | 1099.6097
06/26 23:00:00 | 73.04 | 22.8 | 0% | 1.4732 | 54602.2855 | 1.0811 | 3.892 | 4.5976 | 4.1378 | 0 | 0 | 0 | 385.4521 | 1.4732 | 54602.2855 | 1.0811 | 4.2164 | 4.9807 | 4.2336 | 0 | 0 | 0 | 376.7326 | 0 | 0 | 0 | 0 | 0 | 0 | 0 | 759.0579 | 0 | 0 | 0 | 0 | 0 | 0 | 0 | 1235.9237 | 0 | 0 | 0 | 0 | 0 | 0 | 0 | 0 | 1146.7997 | 0 | 0 | 0 | 0.0042 | 0 | 0.00057666 | 0.00057666 | 769.7058 | 0 | 0 | 0 | 0.0042 | 0 | 0.00057666 | 0.00057666 | 1173.4383 | 0 | 0 | 0 | 0.0042 | 0 | 0 | 0.00057666 | 0.00057666 | 1099.6103
06/26 24:00:00 | 73.04 | 22.8 | 0% | 1.4732 | 54602.2855 | 1.0811 | 3.892 | 4.5976 | 4.1378 | 0 | 0 | 0 | 385.4521 | 1.4732 | 54602.2855 | 1.0811 | 4.2164 | 4.9807 | 4.2336 | 0 | 0 | 0 | 376.7326 | 0 | 0 | 0 | 0 | 0 | 0 | 0 | 759.0579 | 0 | 0 | 0 | 0 | 0 | 0 | 0 | 1235.9237 | 0 | 0 | 0 | 0 | 0 | 0 | 0 | 0 | 1146.7997 | 0 | 0 | 0 | 0.0042 | 0 | 0.00057666 | 0.00057666 | 769.7063 | 0 | 0 | 0 | 0.0042 | 0 | 0.00057666 | 0.00057666 | 1173.4389 | 0 | 0 | 0 | 0.0042 | 0 | 0 | 0.00057666 | 0.00057666 | 1099.6108
06/27 01:00:00 | 73.04 | 22.8 | 0% | 1.4732 | 54602.2855 | 1.0811 | 3.892 | 4.5976 | 4.1378 | 0 | 0 | 0 | 385.4521 | 1.4732 | 54602.2855 | 1.0811 | 4.2164 | 4.9807 | 4.2336 | 0 | 0 | 0 | 376.7326 | 0 | 0 | 0 | 0 | 0 | 0 | 0 | 759.0579 | 0 | 0 | 0 | 0 | 0 | 0 | 0 | 1235.9237 | 0 | 0 | 0 | 0 | 0 | 0 | 0 | 0 | 1146.7997 | 0 | 0 | 0 | 0.0042 | 0 | 0.00057666 | 0.00057666 | 769.7069 | 0 | 0 | 0 | 0.0042 | 0 | 0.00057666 | 0.00057666 | 1173.4395 | 0 | 0 | 0 | 0.0042 | 0 | 0 | 0.00057666 | 0.00057666 | 1099.6114
06/27 02:00:00 | 71.06 | 21.7 | 0% | 1.436 | 53222.538 | 1.0938 | 3.9376 | 4.545 | 4.0905 | 0 | 0 | 0 | 385.4521 | 1.436 | 53222.538 | 1.0938 | 4.2657 | 4.9237 | 4.1852 | 0 | 0 | 0 | 376.7326 | 0 | 0 | 0 | 0 | 0 | 0 | 0 | 759.0579 | 0 | 0 | 0 | 0 | 0 | 0 | 0 | 1235.9237 | 0 | 0 | 0 | 0 | 0 | 0 | 0 | 0 | 1146.7997 | 0 | 0 | 0 | 0.0042 | 0 | 0.00057666 | 0.00057666 | 769.7075 | 0 | 0 | 0 | 0.0042 | 0 | 0.00057666 | 0.00057666 | 1173.44 | 0 | 0 | 0 | 0.0042 | 0 | 0 | 0.00057666 | 0.00057666 | 1099.612
06/27 03:00:00 | 71.96 | 22.2 | 0% | 1.4528 | 53847.5669 | 1.0882 | 3.9177 | 4.5689 | 4.112 | 0 | 0 | 0 | 385.4521 | 1.4528 | 53847.5669 | 1.0882 | 4.2442 | 4.9496 | 4.2072 | 0 | 0 | 0 | 376.7326 | 0 | 0 | 0 | 0 | 0 | 0 | 0 | 759.0579 | 0 | 0 | 0 | 0 | 0 | 0 | 0 | 1235.9237 | 0 | 0 | 0 | 0 | 0 | 0 | 0 | 0 | 1146.7997 | 0 | 0 | 0 | 0.0042 | 0 | 0.00057666 | 0.00057666 | 769.7081 | 0 | 0 | 0 | 0.0042 | 0 | 0.00057666 | 0.00057666 | 1173.4406 | 0 | 0 | 0 | 0.0042 | 0 | 0 | 0.00057666 | 0.00057666 | 1099.6126
06/27 04:00:00 | 71.96 | 22.2 | 0% | 1.4528 | 53847.5669 | 1.0882 | 3.9177 | 4.5689 | 4.112 | 0 | 0 | 0 | 385.4521 | 1.4528 | 53847.5669 | 1.0882 | 4.2442 | 4.9496 | 4.2072 | 0 | 0 | 0 | 376.7326 | 0 | 0 | 0 | 0 | 0 | 0 | 0 | 759.0579 | 0 | 0 | 0 | 0 | 0 | 0 | 0 | 1235.9237 | 0 | 0 | 0 | 0 | 0 | 0 | 0 | 0 | 1146.7997 | 0 | 0 | 0 | 0.0042 | 0 | 0.00057666 | 0.00057666 | 769.7087 | 0 | 0 | 0 | 0.0042 | 0 | 0.00057666 | 0.00057666 | 1173.4412 | 0 | 0 | 0 | 0.0042 | 0 | 0 | 0.00057666 | 0.00057666 | 1099.6131
06/27 05:00:00 | 71.96 | 22.2 | 0% | 1.4528 | 53847.5669 | 1.0882 | 3.9177 | 4.5689 | 4.112 | 0 | 0 | 0 | 385.4521 | 1.4528 | 53847.5669 | 1.0882 | 4.2442 | 4.9496 | 4.2072 | 0 | 0 | 0 | 376.7326 | 0 | 0 | 0 | 0 | 0 | 0 | 0 | 759.0579 | 0 | 0 | 0 | 0 | 0 | 0 | 0 | 1235.9237 | 0 | 0 | 0 | 0 | 0 | 0 | 0 | 0 | 1146.7997 | 0 | 0 | 0 | 0.0042 | 0 | 0.00057666 | 0.00057666 | 769.7092 | 0 | 0 | 0 | 0.0042 | 0 | 0.00057666 | 0.00057666 | 1173.4418 | 0 | 0 | 0 | 0.0042 | 0 | 0 | 0.00057666 | 0.00057666 | 1099.6137
06/27 06:00:00 | 71.96 | 22.2 | 0% | 1.4528 | 53847.5669 | 1.0882 | 3.9177 | 4.5689 | 4.112 | 0 | 0 | 0 | 385.4521 | 1.4528 | 53847.5669 | 1.0882 | 4.2442 | 4.9496 | 4.2072 | 0 | 0 | 0 | 376.7326 | 0 | 0 | 0 | 0 | 0 | 0 | 0 | 759.0579 | 0 | 0 | 0 | 0 | 0 | 0 | 0 | 1235.9237 | 0 | 0 | 0 | 0 | 0 | 0 | 0 | 0 | 1146.7997 | 0 | 0 | 0 | 0.0042 | 0 | 0.00057666 | 0.00057666 | 769.7098 | 0 | 0 | 0 | 0.0042 | 0 | 0.00057666 | 0.00057666 | 1173.4424 | 0 | 0 | 0 | 0.0042 | 0 | 0 | 0.00057666 | 0.00057666 | 1099.6143
06/27 07:00:00 | 73.04 | 22.8 | 0% | 1.4732 | 54602.2855 | 1.0811 | 3.892 | 4.5976 | 4.1378 | 0 | 0 | 0 | 385.4521 | 1.4732 | 54602.2855 | 1.0811 | 4.2164 | 4.9807 | 4.2336 | 0 | 0 | 0 | 376.7326 | 0 | 0 | 0 | 0 | 0 | 0 | 0 | 759.0579 | 0 | 0 | 0 | 0 | 0 | 0 | 0 | 1235.9237 | 0 | 0 | 0 | 0 | 0 | 0 | 0 | 0 | 1146.7997 | 0 | 0 | 0 | 0.0042 | 0 | 0.00057666 | 0.00057666 | 769.7104 | 0 | 0 | 0 | 0.0042 | 0 | 0.00057666 | 0.00057666 | 1173.4429 | 0 | 0 | 0 | 0.0042 | 0 | 0 | 0.00057666 | 0.00057666 | 1099.6149
06/27 08:00:00 | 73.04 | 22.8 | 0% | 1.4732 | 54602.2855 | 1.0811 | 3.892 | 4.5976 | 4.1378 | 0 | 0 | 0 | 385.4521 | 1.4732 | 54602.2855 | 1.0811 | 4.2164 | 4.9807 | 4.2336 | 0 | 0 | 0 | 376.7326 | 0 | 0 | 0 | 0 | 0 | 0 | 0 | 759.0579 | 0 | 0 | 0 | 0 | 0 | 0 | 0 | 1235.9237 | 0 | 0 | 0 | 0 | 0 | 0 | 0 | 0 | 1146.7997 | 0 | 0 | 0 | 0.0042 | 0 | 0.00057666 | 0.00057666 | 769.711 | 0 | 0 | 0 | 0.0042 | 0 | 0.00057666 | 0.00057666 | 1173.4435 | 0 | 0 | 0 | 0.0042 | 0 | 0 | 0.00057666 | 0.00057666 | 1099.6155
06/27 09:00:00 | 77 | 25 | 0% | 1.5491 | 57413.3053 | 1.0507 | 3.7824 | 4.7036 | 4.2332 | 0 | 0 | 0 | 385.4521 | 1.5491 | 57413.3053 | 1.0507 | 4.0976 | 5.0956 | 4.3312 | 0 | 0 | 0 | 376.7326 | 0 | 0 | 0 | 0 | 0 | 0 | 0 | 759.0579 | 0 | 0 | 0 | 0 | 0 | 0 | 0 | 1235.9237 | 0 | 0 | 0 | 0 | 0 | 0 | 0 | 0 | 1146.7997 | 0 | 0 | 0 | 0.0042 | 0 | 0.00057666 | 0.00057666 | 769.7115 | 0 | 0 | 0 | 0.0042 | 0 | 0.00057666 | 0.00057666 | 1173.4441 | 0 | 0 | 0 | 0.0042 | 0 | 0 | 0.00057666 | 0.00057666 | 1099.616
06/27 10:00:00 | 77 | 25 | 0% | 1.5491 | 57413.3053 | 1.0507 | 3.7824 | 4.7036 | 4.2332 | 0 | 0 | 0 | 385.4521 | 1.5491 | 57413.3053 | 1.0507 | 4.0976 | 5.0956 | 4.3312 | 0 | 0 | 0 | 376.7326 | 0 | 0 | 0 | 0 | 0 | 0 | 0 | 759.0579 | 0 | 0 | 0 | 0 | 0 | 0 | 0 | 1235.9237 | 0 | 0 | 0 | 0 | 0 | 0 | 0 | 0 | 1146.7997 | 0 | 0 | 0 | 0.0042 | 0 | 0.00057666 | 0.00057666 | 769.7121 | 0 | 0 | 0 | 0.0042 | 0 | 0.00057666 | 0.00057666 | 1173.4447 | 0 | 0 | 0 | 0.0042 | 0 | 0 | 0.00057666 | 0.00057666 | 1099.6166
06/27 11:00:00 | 78.8 | 26 | 0% | 1.5841 | 58713.7522 | 1.0348 | 3.7253 | 4.7525 | 4.2772 | 0 | 0 | 0 | 385.4521 | 1.5841 | 58713.7522 | 1.0348 | 4.0358 | 5.1485 | 4.3762 | 0 | 0 | 0 | 376.7326 | 0 | 0 | 0 | 0 | 0 | 0 | 0 | 759.0579 | 0 | 0 | 0 | 0 | 0 | 0 | 0 | 1235.9237 | 0 | 0 | 0 | 0 | 0 | 0 | 0 | 0 | 1146.7997 | 0 | 0 | 0 | 0.0042 | 0 | 0.00057666 | 0.00057666 | 769.7127 | 0 | 0 | 0 | 0.0042 | 0 | 0.00057666 | 0.00057666 | 1173.4452 | 0 | 0 | 0 | 0.0042 | 0 | 0 | 0.00057666 | 0.00057666 | 1099.6172
06/27 12:00:00 | 75.02 | 23.9 | 0% | 1.5109 | 55999.208 | 1.0667 | 3.8401 | 4.6504 | 4.1853 | 0 | 0 | 0 | 385.4521 | 1.5109 | 55999.208 | 1.0667 | 4.1602 | 5.0379 | 4.2822 | 0 | 0 | 0 | 376.7326 | 0 | 0 | 0 | 0 | 0 | 0 | 0 | 759.0579 | 0 | 0 | 0 | 0 | 0 | 0 | 0 | 1235.9237 | 0 | 0 | 0 | 0 | 0 | 0 | 0 | 0 | 1146.7997 | 0 | 0 | 0 | 0.0042 | 0 | 0.00057666 | 0.00057666 | 769.7133 | 0 | 0 | 0 | 0.0042 | 0 | 0.00057666 | 0.00057666 | 1173.4458 | 0 | 0 | 0 | 0.0042 | 0 | 0 | 0.00057666 | 0.00057666 | 1099.6178
06/27 13:00:00 | 73.94 | 23.3 | 0% | 1.4903 | 55235.1212 | 1.0748 | 3.8692 | 4.6215 | 4.1594 | 0 | 0 | 0 | 385.4521 | 1.4903 | 55235.1212 | 1.0748 | 4.1916 | 5.0067 | 4.2557 | 0 | 0 | 0 | 376.7326 | 0 | 0 | 0 | 0 | 0 | 0 | 0 | 759.0579 | 0 | 0 | 0 | 0 | 0 | 0 | 0 | 1235.9237 | 0 | 0 | 0 | 0 | 0 | 0 | 0 | 0 | 1146.7997 | 0 | 0 | 0 | 0.0042 | 0 | 0.00057666 | 0.00057666 | 769.7138 | 0 | 0 | 0 | 0.0042 | 0 | 0.00057666 | 0.00057666 | 1173.4464 | 0 | 0 | 0 | 0.0042 | 0 | 0 | 0.00057666 | 0.00057666 | 1099.6183
06/27 14:00:00 | 78.98 | 26.1 | 0% | 1.5877 | 58844.5776 | 1.0332 | 3.7194 | 4.7574 | 4.2816 | 0 | 0 | 0 | 385.4521 | 1.5877 | 58844.5776 | 1.0332 | 4.0294 | 5.1538 | 4.3808 | 0 | 0 | 0 | 376.7326 | 0 | 0 | 0 | 0 | 0 | 0 | 0 | 759.0579 | 0 | 0 | 0 | 0 | 0 | 0 | 0 | 1235.9237 | 0 | 0 | 0 | 0 | 0 | 0 | 0 | 0 | 1146.7997 | 0 | 0 | 0 | 0.0042 | 0 | 0.00057666 | 0.00057666 | 769.7144 | 0 | 0 | 0 | 0.0042 | 0 | 0.00057666 | 0.00057666 | 1173.447 | 0 | 0 | 0 | 0.0042 | 0 | 0 | 0.00057666 | 0.00057666 | 1099.6189
06/27 15:00:00 | 77 | 25 | 0% | 1.5491 | 57413.3053 | 1.0507 | 3.7824 | 4.7036 | 4.2332 | 0 | 0 | 0 | 385.4521 | 1.5491 | 57413.3053 | 1.0507 | 4.0976 | 5.0956 | 4.3312 | 0 | 0 | 0 | 376.7326 | 0 | 0 | 0 | 0 | 0 | 0 | 0 | 759.0579 | 0 | 0 | 0 | 0 | 0 | 0 | 0 | 1235.9237 | 0 | 0 | 0 | 0 | 0 | 0 | 0 | 0 | 1146.7997 | 0 | 0 | 0 | 0.0042 | 0 | 0.00057666 | 0.00057666 | 769.715 | 0 | 0 | 0 | 0.0042 | 0 | 0.00057666 | 0.00057666 | 1173.4475 | 0 | 0 | 0 | 0.0042 | 0 | 0 | 0.00057666 | 0.00057666 | 1099.6195
06/27 16:00:00 | 80.96 | 27.2 | 0% | 1.6267 | 60293.0247 | 1.0144 | 3.6518 | 4.8119 | 4.3307 | 0 | 0 | 0 | 385.4521 | 1.6267 | 60293.0247 | 1.0144 | 3.9561 | 5.2129 | 4.4309 | 0 | 0 | 0 | 376.7326 | 0 | 0 | 0 | 0 | 0 | 0 | 0 | 759.0579 | 0 | 0 | 0 | 0 | 0 | 0 | 0 | 1235.9237 | 0 | 0 | 0 | 0 | 0 | 0 | 0 | 0 | 1146.7997 | 0 | 0 | 0 | 0.0042 | 0 | 0.00057666 | 0.00057666 | 769.7156 | 0 | 0 | 0 | 0.0042 | 0 | 0.00057666 | 0.00057666 | 1173.4481 | 0 | 0 | 0 | 0.0042 | 0 | 0 | 0.00057666 | 0.00057666 | 1099.6201
06/27 17:00:00 | 78.08 | 25.6 | 0% | 1.5701 | 58191.8702 | 1.0413 | 3.7487 | 4.7329 | 4.2596 | 0 | 0 | 0 | 385.4521 | 1.5701 | 58191.8702 | 1.0413 | 4.0611 | 5.1273 | 4.3582 | 0 | 0 | 0 | 376.7326 | 0 | 0 | 0 | 0 | 0 | 0 | 0 | 759.0579 | 0 | 0 | 0 | 0 | 0 | 0 | 0 | 1235.9237 | 0 | 0 | 0 | 0 | 0 | 0 | 0 | 0 | 1146.7997 | 0 | 0 | 0 | 0.0042 | 0 | 0.00057666 | 0.00057666 | 769.7161 | 0 | 0 | 0 | 0.0042 | 0 | 0.00057666 | 0.00057666 | 1173.4487 | 0 | 0 | 0 | 0.0042 | 0 | 0 | 0.00057666 | 0.00057666 | 1099.6206
06/27 18:00:00 | 78.08 | 25.6 | 0% | 1.5701 | 58191.8702 | 1.0413 | 3.7487 | 4.7329 | 4.2596 | 0 | 0 | 0 | 385.4521 | 1.5701 | 58191.8702 | 1.0413 | 4.0611 | 5.1273 | 4.3582 | 0 | 0 | 0 | 376.7326 | 0 | 0 | 0 | 0 | 0 | 0 | 0 | 759.0579 | 0 | 0 | 0 | 0 | 0 | 0 | 0 | 1235.9237 | 0 | 0 | 0 | 0 | 0 | 0 | 0 | 0 | 1146.7997 | 0 | 0 | 0 | 0.0042 | 0 | 0.00057666 | 0.00057666 | 769.7167 | 0 | 0 | 0 | 0.0042 | 0 | 0.00057666 | 0.00057666 | 1173.4493 | 0 | 0 | 0 | 0.0042 | 0 | 0 | 0.00057666 | 0.00057666 | 1099.6212
06/27 19:00:00 | 78.98 | 26.1 | 0% | 1.5877 | 58844.5776 | 1.0332 | 3.7194 | 4.7574 | 4.2816 | 0 | 0 | 0 | 385.4521 | 1.5877 | 58844.5776 | 1.0332 | 4.0294 | 5.1538 | 4.3808 | 0 | 0 | 0 | 376.7326 | 0 | 0 | 0 | 0 | 0 | 0 | 0 | 759.0579 | 0 | 0 | 0 | 0 | 0 | 0 | 0 | 1235.9237 | 0 | 0 | 0 | 0 | 0 | 0 | 0 | 0 | 1146.7997 | 0 | 0 | 0 | 0.0042 | 0 | 0.00057666 | 0.00057666 | 769.7173 | 0 | 0 | 0 | 0.0042 | 0 | 0.00057666 | 0.00057666 | 1173.4498 | 0 | 0 | 0 | 0.0042 | 0 | 0 | 0.00057666 | 0.00057666 | 1099.6218
06/27 20:00:00 | 75.02 | 23.9 | 0% | 1.5109 | 55999.208 | 1.0667 | 3.8401 | 4.6504 | 4.1853 | 0 | 0 | 0 | 385.4521 | 1.5109 | 55999.208 | 1.0667 | 4.1602 | 5.0379 | 4.2822 | 0 | 0 | 0 | 376.7326 | 0 | 0 | 0 | 0 | 0 | 0 | 0 | 759.0579 | 0 | 0 | 0 | 0 | 0 | 0 | 0 | 1235.9237 | 0 | 0 | 0 | 0 | 0 | 0 | 0 | 0 | 1146.7997 | 0 | 0 | 0 | 0.0042 | 0 | 0.00057666 | 0.00057666 | 769.7179 | 0 | 0 | 0 | 0.0042 | 0 | 0.00057666 | 0.00057666 | 1173.4504 | 0 | 0 | 0 | 0.0042 | 0 | 0 | 0.00057666 | 0.00057666 | 1099.6224
06/27 21:00:00 | 75.02 | 23.9 | 0% | 1.5109 | 55999.208 | 1.0667 | 3.8401 | 4.6504 | 4.1853 | 0 | 0 | 0 | 385.4521 | 1.5109 | 55999.208 | 1.0667 | 4.1602 | 5.0379 | 4.2822 | 0 | 0 | 0 | 376.7326 | 0 | 0 | 0 | 0 | 0 | 0 | 0 | 759.0579 | 0 | 0 | 0 | 0 | 0 | 0 | 0 | 1235.9237 | 0 | 0 | 0 | 0 | 0 | 0 | 0 | 0 | 1146.7997 | 0 | 0 | 0 | 0.0042 | 0 | 0.00057666 | 0.00057666 | 769.7185 | 0 | 0 | 0 | 0.0042 | 0 | 0.00057666 | 0.00057666 | 1173.451 | 0 | 0 | 0 | 0.0042 | 0 | 0 | 0.00057666 | 0.00057666 | 1099.6229
06/27 22:00:00 | 73.04 | 22.8 | 0% | 1.4732 | 54602.2855 | 1.0811 | 3.892 | 4.5976 | 4.1378 | 0 | 0 | 0 | 385.4521 | 1.4732 | 54602.2855 | 1.0811 | 4.2164 | 4.9807 | 4.2336 | 0 | 0 | 0 | 376.7326 | 0 | 0 | 0 | 0 | 0 | 0 | 0 | 759.0579 | 0 | 0 | 0 | 0 | 0 | 0 | 0 | 1235.9237 | 0 | 0 | 0 | 0 | 0 | 0 | 0 | 0 | 1146.7997 | 0 | 0 | 0 | 0.0042 | 0 | 0.00057666 | 0.00057666 | 769.719 | 0 | 0 | 0 | 0.0042 | 0 | 0.00057666 | 0.00057666 | 1173.4516 | 0 | 0 | 0 | 0.0042 | 0 | 0 | 0.00057666 | 0.00057666 | 1099.6235
06/27 23:00:00 | 71.06 | 21.7 | 0% | 1.436 | 53222.538 | 1.0938 | 3.9376 | 4.545 | 4.0905 | 0 | 0 | 0 | 385.4521 | 1.436 | 53222.538 | 1.0938 | 4.2657 | 4.9237 | 4.1852 | 0 | 0 | 0 | 376.7326 | 0 | 0 | 0 | 0 | 0 | 0 | 0 | 759.0579 | 0 | 0 | 0 | 0 | 0 | 0 | 0 | 1235.9237 | 0 | 0 | 0 | 0 | 0 | 0 | 0 | 0 | 1146.7997 | 0 | 0 | 0 | 0.0042 | 0 | 0.00057666 | 0.00057666 | 769.7196 | 0 | 0 | 0 | 0.0042 | 0 | 0.00057666 | 0.00057666 | 1173.4522 | 0 | 0 | 0 | 0.0042 | 0 | 0 | 0.00057666 | 0.00057666 | 1099.6241
06/27 24:00:00 | 68 | 20 | 0% | 1.3794 | 51123.983 | 1.1095 | 3.9942 | 4.4638 | 4.0174 | 0 | 0 | 0 | 385.4521 | 1.3794 | 51123.983 | 1.1095 | 4.327 | 4.8357 | 4.1104 | 0 | 0 | 0 | 376.7326 | 0 | 0 | 0 | 0 | 0 | 0 | 0 | 759.0579 | 0 | 0 | 0 | 0 | 0 | 0 | 0 | 1235.9237 | 0 | 0 | 0 | 0 | 0 | 0 | 0 | 0 | 1146.7997 | 0 | 0 | 0 | 0.0042 | 0 | 0.00057666 | 0.00057666 | 769.7202 | 0 | 0 | 0 | 0.0042 | 0 | 0.00057666 | 0.00057666 | 1173.4527 | 0 | 0 | 0 | 0.0042 | 0 | 0 | 0.00057666 | 0.00057666 | 1099.6247
06/28 01:00:00 | 68 | 20 | 0% | 1.3794 | 51123.983 | 1.1095 | 3.9942 | 4.4638 | 4.0174 | 0 | 0 | 0 | 385.4521 | 1.3794 | 51123.983 | 1.1095 | 4.327 | 4.8357 | 4.1104 | 0 | 0 | 0 | 376.7326 | 0 | 0 | 0 | 0 | 0 | 0 | 0 | 759.0579 | 0 | 0 | 0 | 0 | 0 | 0 | 0 | 1235.9237 | 0 | 0 | 0 | 0 | 0 | 0 | 0 | 0 | 1146.7997 | 0 | 0 | 0 | 0.0042 | 0 | 0.00057666 | 0.00057666 | 769.7208 | 0 | 0 | 0 | 0.0042 | 0 | 0.00057666 | 0.00057666 | 1173.4533 | 0 | 0 | 0 | 0.0042 | 0 | 0 | 0.00057666 | 0.00057666 | 1099.6253
06/28 02:00:00 | 62.96 | 17.2 | 0% | 1.2885 | 47756.9624 | 1.1244 | 4.0478 | 4.3283 | 3.8955 | 0 | 0 | 0 | 385.4521 | 1.2885 | 47756.9624 | 1.1244 | 4.3851 | 4.689 | 3.9857 | 0 | 0 | 0 | 376.7326 | 0 | 0 | 0 | 0 | 0 | 0 | 0 | 759.0579 | 0 | 0 | 0 | 0 | 0 | 0 | 0 | 1235.9237 | 0 | 0 | 0 | 0 | 0 | 0 | 0 | 0 | 1146.7997 | 0 | 0 | 0 | 0.0042 | 0 | 0.00057666 | 0.00057666 | 769.7213 | 0 | 0 | 0 | 0.0042 | 0 | 0.00057666 | 0.00057666 | 1173.4539 | 0 | 0 | 0 | 0.0042 | 0 | 0 | 0.00057666 | 0.00057666 | 1099.6258
06/28 03:00:00 | 62.06 | 16.7 | 0% | 1.2726 | 47167.4189 | 1.1255 | 4.0519 | 4.3037 | 3.8734 | 0 | 0 | 0 | 385.4521 | 1.2726 | 47167.4189 | 1.1255 | 4.3895 | 4.6624 | 3.963 | 0 | 0 | 0 | 376.7326 | 0 | 0 | 0 | 0 | 0 | 0 | 0 | 759.0579 | 0 | 0 | 0 | 0 | 0 | 0 | 0 | 1235.9237 | 0 | 0 | 0 | 0 | 0 | 0 | 0 | 0 | 1146.7997 | 0 | 0 | 0 | 0.0042 | 0 | 0.00057666 | 0.00057666 | 769.7219 | 0 | 0 | 0 | 0.0042 | 0 | 0.00057666 | 0.00057666 | 1173.4545 | 0 | 0 | 0 | 0.0042 | 0 | 0 | 0.00057666 | 0.00057666 | 1099.6264
06/28 04:00:00 | 62.06 | 16.7 | 0% | 1.2726 | 47167.4189 | 1.1255 | 4.0519 | 4.3037 | 3.8734 | 0 | 0 | 0 | 385.4521 | 1.2726 | 47167.4189 | 1.1255 | 4.3895 | 4.6624 | 3.963 | 0 | 0 | 0 | 376.7326 | 0 | 0 | 0 | 0 | 0 | 0 | 0 | 759.0579 | 0 | 0 | 0 | 0 | 0 | 0 | 0 | 1235.9237 | 0 | 0 | 0 | 0 | 0 | 0 | 0 | 0 | 1146.7997 | 0 | 0 | 0 | 0.0042 | 0 | 0.00057666 | 0.00057666 | 769.7225 | 0 | 0 | 0 | 0.0042 | 0 | 0.00057666 | 0.00057666 | 1173.455 | 0 | 0 | 0 | 0.0042 | 0 | 0 | 0.00057666 | 0.00057666 | 1099.627
06/28 05:00:00 | 60.98 | 16.1 | 0% | 1.2536 | 46464.6508 | 1.1263 | 4.0545 | 4.274 | 3.8466 | 0 | 0 | 0 | 385.4521 | 1.2536 | 46464.6508 | 1.1263 | 4.3924 | 4.6301 | 3.9356 | 0 | 0 | 0 | 376.7326 | 0 | 0 | 0 | 0 | 0 | 0 | 0 | 759.0579 | 0 | 0 | 0 | 0 | 0 | 0 | 0 | 1235.9237 | 0 | 0 | 0 | 0 | 0 | 0 | 0 | 0 | 1146.7997 | 0 | 0 | 0 | 0.0042 | 0 | 0.00057666 | 0.00057666 | 769.7231 | 0 | 0 | 0 | 0.0042 | 0 | 0.00057666 | 0.00057666 | 1173.4556 | 0 | 0 | 0 | 0.0042 | 0 | 0 | 0.00057666 | 0.00057666 | 1099.6276
06/28 06:00:00 | 62.06 | 16.7 | 0.3058% | 1.2726 | 47167.4189 | 1.1255 | 4.0519 | 4.3037 | 3.8734 | 0.0024027 | 0.0085753 | 0.0011774 | 385.4532 | 1.2726 | 47167.4189 | 1.1255 | 4.3895 | 4.6624 | 3.963 | 0 | 0 | 0 | 376.7326 | 113.3296 | 0.0030577 | 139.9131 | 0.00069887 | 0.002716 | 9.5954e-05 | 0.002812 | 759.0607 | 113.3296 | 0.0030577 | 139.9131 | 0.00069887 | 0.0044826 | 9.5954e-05 | 0.0045786 | 1235.9283 | 113.3296 | 0.0030577 | 145.8553 | 0.00069887 | 0.00033025 | 0.0041071 | 0.0001413 | 0.0042484 | 1146.804 | 113.3296 | 0.0030577 | 146.4207 | 0.0042 | 0.0028424 | 0.00057666 | 0.003419 | 769.7265 | 113.3296 | 0.0030577 | 135.3998 | 0.0042 | 0.004338 | 0.00057666 | 0.0049147 | 1173.4605 | 113.3296 | 0.0030577 | 142.7325 | 0.0042 | 0.00033025 | 0.0040192 | 0.000622 | 0.0046412 | 1099.6322
06/28 07:00:00 | 64.04 | 17.8 | 0% | 1.3077 | 48469.0987 | 1.1224 | 4.0406 | 4.3577 | 3.9219 | 0 | 0 | 0 | 385.4532 | 1.3077 | 48469.0987 | 1.1224 | 4.3774 | 4.7208 | 4.0127 | 0 | 0 | 0 | 376.7326 | 0 | 0 | 0 | 0 | 0 | 0 | 0 | 759.0607 | 0 | 0 | 0 | 0 | 0 | 0 | 0 | 1235.9283 | 0 | 0 | 0 | 0 | 0 | 0 | 0 | 0 | 1146.804 | 0 | 0 | 0 | 0.0042 | 0 | 0.00057666 | 0.00057666 | 769.7271 | 0 | 0 | 0 | 0.0042 | 0 | 0.00057666 | 0.00057666 | 1173.4611 | 0 | 0 | 0 | 0.0042 | 0 | 0 | 0.00057666 | 0.00057666 | 1099.6328
06/28 08:00:00 | 73.04 | 22.8 | 0% | 1.4732 | 54602.2855 | 1.0811 | 3.892 | 4.5976 | 4.1378 | 0 | 0 | 0 | 385.4532 | 1.4732 | 54602.2855 | 1.0811 | 4.2164 | 4.9807 | 4.2336 | 0 | 0 | 0 | 376.7326 | 0 | 0 | 0 | 0 | 0 | 0 | 0 | 759.0607 | 0 | 0 | 0 | 0 | 0 | 0 | 0 | 1235.9283 | 0 | 0 | 0 | 0 | 0 | 0 | 0 | 0 | 1146.804 | 0 | 0 | 0 | 0.0042 | 0 | 0.00057666 | 0.00057666 | 769.7276 | 0 | 0 | 0 | 0.0042 | 0 | 0.00057666 | 0.00057666 | 1173.4617 | 0 | 0 | 0 | 0.0042 | 0 | 0 | 0.00057666 | 0.00057666 | 1099.6334
06/28 09:00:00 | 75.02 | 23.9 | 0% | 1.5109 | 55999.208 | 1.0667 | 3.8401 | 4.6504 | 4.1853 | 0 | 0 | 0 | 385.4532 | 1.5109 | 55999.208 | 1.0667 | 4.1602 | 5.0379 | 4.2822 | 0 | 0 | 0 | 376.7326 | 0 | 0 | 0 | 0 | 0 | 0 | 0 | 759.0607 | 0 | 0 | 0 | 0 | 0 | 0 | 0 | 1235.9283 | 0 | 0 | 0 | 0 | 0 | 0 | 0 | 0 | 1146.804 | 0 | 0 | 0 | 0.0042 | 0 | 0.00057666 | 0.00057666 | 769.7282 | 0 | 0 | 0 | 0.0042 | 0 | 0.00057666 | 0.00057666 | 1173.4623 | 0 | 0 | 0 | 0.0042 | 0 | 0 | 0.00057666 | 0.00057666 | 1099.6339
06/28 10:00:00 | 77 | 25 | 0% | 1.5491 | 57413.3053 | 1.0507 | 3.7824 | 4.7036 | 4.2332 | 0 | 0 | 0 | 385.4532 | 1.5491 | 57413.3053 | 1.0507 | 4.0976 | 5.0956 | 4.3312 | 0 | 0 | 0 | 376.7326 | 0 | 0 | 0 | 0 | 0 | 0 | 0 | 759.0607 | 0 | 0 | 0 | 0 | 0 | 0 | 0 | 1235.9283 | 0 | 0 | 0 | 0 | 0 | 0 | 0 | 0 | 1146.804 | 0 | 0 | 0 | 0.0042 | 0 | 0.00057666 | 0.00057666 | 769.7288 | 0 | 0 | 0 | 0.0042 | 0 | 0.00057666 | 0.00057666 | 1173.4628 | 0 | 0 | 0 | 0.0042 | 0 | 0 | 0.00057666 | 0.00057666 | 1099.6345
06/28 11:00:00 | 80.06 | 26.7 | 0% | 1.6089 | 59632.5105 | 1.0231 | 3.6831 | 4.787 | 4.3083 | 0 | 0 | 0 | 385.4532 | 1.6089 | 59632.5105 | 1.0231 | 3.99 | 5.1859 | 4.408 | 0 | 0 | 0 | 376.7326 | 0 | 0 | 0 | 0 | 0 | 0 | 0 | 759.0607 | 0 | 0 | 0 | 0 | 0 | 0 | 0 | 1235.9283 | 0 | 0 | 0 | 0 | 0 | 0 | 0 | 0 | 1146.804 | 0 | 0 | 0 | 0.0042 | 0 | 0.00057666 | 0.00057666 | 769.7294 | 0 | 0 | 0 | 0.0042 | 0 | 0.00057666 | 0.00057666 | 1173.4634 | 0 | 0 | 0 | 0.0042 | 0 | 0 | 0.00057666 | 0.00057666 | 1099.6351
06/28 12:00:00 | 80.96 | 27.2 | 0% | 1.6267 | 60293.0247 | 1.0144 | 3.6518 | 4.8119 | 4.3307 | 0 | 0 | 0 | 385.4532 | 1.6267 | 60293.0247 | 1.0144 | 3.9561 | 5.2129 | 4.4309 | 0 | 0 | 0 | 376.7326 | 0 | 0 | 0 | 0 | 0 | 0 | 0 | 759.0607 | 0 | 0 | 0 | 0 | 0 | 0 | 0 | 1235.9283 | 0 | 0 | 0 | 0 | 0 | 0 | 0 | 0 | 1146.804 | 0 | 0 | 0 | 0.0042 | 0 | 0.00057666 | 0.00057666 | 769.7299 | 0 | 0 | 0 | 0.0042 | 0 | 0.00057666 | 0.00057666 | 1173.464 | 0 | 0 | 0 | 0.0042 | 0 | 0 | 0.00057666 | 0.00057666 | 1099.6357
06/28 13:00:00 | 80.96 | 27.2 | 0% | 1.6267 | 60293.0247 | 1.0144 | 3.6518 | 4.8119 | 4.3307 | 0 | 0 | 0 | 385.4532 | 1.6267 | 60293.0247 | 1.0144 | 3.9561 | 5.2129 | 4.4309 | 0 | 0 | 0 | 376.7326 | 0 | 0 | 0 | 0 | 0 | 0 | 0 | 759.0607 | 0 | 0 | 0 | 0 | 0 | 0 | 0 | 1235.9283 | 0 | 0 | 0 | 0 | 0 | 0 | 0 | 0 | 1146.804 | 0 | 0 | 0 | 0.0042 | 0 | 0.00057666 | 0.00057666 | 769.7305 | 0 | 0 | 0 | 0.0042 | 0 | 0.00057666 | 0.00057666 | 1173.4646 | 0 | 0 | 0 | 0.0042 | 0 | 0 | 0.00057666 | 0.00057666 | 1099.6362
06/28 14:00:00 | 82.04 | 27.8 | 0% | 1.6483 | 61090.3258 | 1.0036 | 3.6131 | 4.8419 | 4.3578 | 0 | 0 | 0 | 385.4532 | 1.6483 | 61090.3258 | 1.0036 | 3.9142 | 5.2454 | 4.4586 | 0 | 0 | 0 | 376.7326 | 0 | 0 | 0 | 0 | 0 | 0 | 0 | 759.0607 | 0 | 0 | 0 | 0 | 0 | 0 | 0 | 1235.9283 | 0 | 0 | 0 | 0 | 0 | 0 | 0 | 0 | 1146.804 | 0 | 0 | 0 | 0.0042 | 0 | 0.00057666 | 0.00057666 | 769.7311 | 0 | 0 | 0 | 0.0042 | 0 | 0.00057666 | 0.00057666 | 1173.4651 | 0 | 0 | 0 | 0.0042 | 0 | 0 | 0.00057666 | 0.00057666 | 1099.6368
06/28 15:00:00 | 84.02 | 28.9 | 0% | 1.6881 | 62565.316 | 0.9832 | 3.5395 | 4.8978 | 4.408 | 0 | 0 | 0 | 385.4532 | 1.6881 | 62565.316 | 0.9832 | 3.8345 | 5.3059 | 4.51 | 0 | 0 | 0 | 376.7326 | 0 | 0 | 0 | 0 | 0 | 0 | 0 | 759.0607 | 0 | 0 | 0 | 0 | 0 | 0 | 0 | 1235.9283 | 0 | 0 | 0 | 0 | 0 | 0 | 0 | 0 | 1146.804 | 0 | 0 | 0 | 0.0042 | 0 | 0.00057666 | 0.00057666 | 769.7317 | 0 | 0 | 0 | 0.0042 | 0 | 0.00057666 | 0.00057666 | 1173.4657 | 0 | 0 | 0 | 0.0042 | 0 | 0 | 0.00057666 | 0.00057666 | 1099.6374
06/28 16:00:00 | 82.94 | 28.3 | 0% | 1.6663 | 61758.6468 | 0.99447 | 3.5801 | 4.8672 | 4.3805 | 0 | 0 | 0 | 385.4532 | 1.6663 | 61758.6468 | 0.99447 | 3.8784 | 5.2728 | 4.4819 | 0 | 0 | 0 | 376.7326 | 0 | 0 | 0 | 0 | 0 | 0 | 0 | 759.0607 | 0 | 0 | 0 | 0 | 0 | 0 | 0 | 1235.9283 | 0 | 0 | 0 | 0 | 0 | 0 | 0 | 0 | 1146.804 | 0 | 0 | 0 | 0.0042 | 0 | 0.00057666 | 0.00057666 | 769.7323 | 0 | 0 | 0 | 0.0042 | 0 | 0.00057666 | 0.00057666 | 1173.4663 | 0 | 0 | 0 | 0.0042 | 0 | 0 | 0.00057666 | 0.00057666 | 1099.638
06/28 17:00:00 | 82.94 | 28.3 | 0% | 1.6663 | 61758.6468 | 0.99447 | 3.5801 | 4.8672 | 4.3805 | 0 | 0 | 0 | 385.4532 | 1.6663 | 61758.6468 | 0.99447 | 3.8784 | 5.2728 | 4.4819 | 0 | 0 | 0 | 376.7326 | 0 | 0 | 0 | 0 | 0 | 0 | 0 | 759.0607 | 0 | 0 | 0 | 0 | 0 | 0 | 0 | 1235.9283 | 0 | 0 | 0 | 0 | 0 | 0 | 0 | 0 | 1146.804 | 0 | 0 | 0 | 0.0042 | 0 | 0.00057666 | 0.00057666 | 769.7328 | 0 | 0 | 0 | 0.0042 | 0 | 0.00057666 | 0.00057666 | 1173.4669 | 0 | 0 | 0 | 0.0042 | 0 | 0 | 0.00057666 | 0.00057666 | 1099.6385
06/28 18:00:00 | 80.96 | 27.2 | 0% | 1.6267 | 60293.0247 | 1.0144 | 3.6518 | 4.8119 | 4.3307 | 0 | 0 | 0 | 385.4532 | 1.6267 | 60293.0247 | 1.0144 | 3.9561 | 5.2129 | 4.4309 | 0 | 0 | 0 | 376.7326 | 0 | 0 | 0 | 0 | 0 | 0 | 0 | 759.0607 | 0 | 0 | 0 | 0 | 0 | 0 | 0 | 1235.9283 | 0 | 0 | 0 | 0 | 0 | 0 | 0 | 0 | 1146.804 | 0 | 0 | 0 | 0.0042 | 0 | 0.00057666 | 0.00057666 | 769.7334 | 0 | 0 | 0 | 0.0042 | 0 | 0.00057666 | 0.00057666 | 1173.4674 | 0 | 0 | 0 | 0.0042 | 0 | 0 | 0.00057666 | 0.00057666 | 1099.6391
06/28 19:00:00 | 80.96 | 27.2 | 0% | 1.6267 | 60293.0247 | 1.0144 | 3.6518 | 4.8119 | 4.3307 | 0 | 0 | 0 | 385.4532 | 1.6267 | 60293.0247 | 1.0144 | 3.9561 | 5.2129 | 4.4309 | 0 | 0 | 0 | 376.7326 | 0 | 0 | 0 | 0 | 0 | 0 | 0 | 759.0607 | 0 | 0 | 0 | 0 | 0 | 0 | 0 | 1235.9283 | 0 | 0 | 0 | 0 | 0 | 0 | 0 | 0 | 1146.804 | 0 | 0 | 0 | 0.0042 | 0 | 0.00057666 | 0.00057666 | 769.734 | 0 | 0 | 0 | 0.0042 | 0 | 0.00057666 | 0.00057666 | 1173.468 | 0 | 0 | 0 | 0.0042 | 0 | 0 | 0.00057666 | 0.00057666 | 1099.6397
06/28 20:00:00 | 68 | 20 | 0% | 1.3794 | 51123.983 | 1.1095 | 3.9942 | 4.4638 | 4.0174 | 0 | 0 | 0 | 385.4532 | 1.3794 | 51123.983 | 1.1095 | 4.327 | 4.8357 | 4.1104 | 0 | 0 | 0 | 376.7326 | 0 | 0 | 0 | 0 | 0 | 0 | 0 | 759.0607 | 0 | 0 | 0 | 0 | 0 | 0 | 0 | 1235.9283 | 0 | 0 | 0 | 0 | 0 | 0 | 0 | 0 | 1146.804 | 0 | 0 | 0 | 0.0042 | 0 | 0.00057666 | 0.00057666 | 769.7346 | 0 | 0 | 0 | 0.0042 | 0 | 0.00057666 | 0.00057666 | 1173.4686 | 0 | 0 | 0 | 0.0042 | 0 | 0 | 0.00057666 | 0.00057666 | 1099.6403
06/28 21:00:00 | 66.92 | 19.4 | 0% | 1.3596 | 50393.1104 | 1.1139 | 4.01 | 4.435 | 3.9915 | 0 | 0 | 0 | 385.4532 | 1.3596 | 50393.1104 | 1.1139 | 4.3441 | 4.8046 | 4.0839 | 0 | 0 | 0 | 376.7326 | 0 | 0 | 0 | 0 | 0 | 0 | 0 | 759.0607 | 0 | 0 | 0 | 0 | 0 | 0 | 0 | 1235.9283 | 0 | 0 | 0 | 0 | 0 | 0 | 0 | 0 | 1146.804 | 0 | 0 | 0 | 0.0042 | 0 | 0.00057666 | 0.00057666 | 769.7351 | 0 | 0 | 0 | 0.0042 | 0 | 0.00057666 | 0.00057666 | 1173.4692 | 0 | 0 | 0 | 0.0042 | 0 | 0 | 0.00057666 | 0.00057666 | 1099.6409
06/28 22:00:00 | 64.94 | 18.3 | 0% | 1.3238 | 49066.449 | 1.1202 | 4.0329 | 4.3819 | 3.9437 | 0 | 0 | 0 | 385.4532 | 1.3238 | 49066.449 | 1.1202 | 4.3689 | 4.7471 | 4.035 | 0 | 0 | 0 | 376.7326 | 0 | 0 | 0 | 0 | 0 | 0 | 0 | 759.0607 | 0 | 0 | 0 | 0 | 0 | 0 | 0 | 1235.9283 | 0 | 0 | 0 | 0 | 0 | 0 | 0 | 0 | 1146.804 | 0 | 0 | 0 | 0.0042 | 0 | 0.00057666 | 0.00057666 | 769.7357 | 0 | 0 | 0 | 0.0042 | 0 | 0.00057666 | 0.00057666 | 1173.4698 | 0 | 0 | 0 | 0.0042 | 0 | 0 | 0.00057666 | 0.00057666 | 1099.6414
06/28 23:00:00 | 62.96 | 17.2 | 0% | 1.2885 | 47756.9624 | 1.1244 | 4.0478 | 4.3283 | 3.8955 | 0 | 0 | 0 | 385.4532 | 1.2885 | 47756.9624 | 1.1244 | 4.3851 | 4.689 | 3.9857 | 0 | 0 | 0 | 376.7326 | 0 | 0 | 0 | 0 | 0 | 0 | 0 | 759.0607 | 0 | 0 | 0 | 0 | 0 | 0 | 0 | 1235.9283 | 0 | 0 | 0 | 0 | 0 | 0 | 0 | 0 | 1146.804 | 0 | 0 | 0 | 0.0042 | 0 | 0.00057666 | 0.00057666 | 769.7363 | 0 | 0 | 0 | 0.0042 | 0 | 0.00057666 | 0.00057666 | 1173.4703 | 0 | 0 | 0 | 0.0042 | 0 | 0 | 0.00057666 | 0.00057666 | 1099.642
06/28 24:00:00 | 62.06 | 16.7 | 0% | 1.2726 | 47167.4189 | 1.1255 | 4.0519 | 4.3037 | 3.8734 | 0 | 0 | 0 | 385.4532 | 1.2726 | 47167.4189 | 1.1255 | 4.3895 | 4.6624 | 3.963 | 0 | 0 | 0 | 376.7326 | 0 | 0 | 0 | 0 | 0 | 0 | 0 | 759.0607 | 0 | 0 | 0 | 0 | 0 | 0 | 0 | 1235.9283 | 0 | 0 | 0 | 0 | 0 | 0 | 0 | 0 | 1146.804 | 0 | 0 | 0 | 0.0042 | 0 | 0.00057666 | 0.00057666 | 769.7369 | 0 | 0 | 0 | 0.0042 | 0 | 0.00057666 | 0.00057666 | 1173.4709 | 0 | 0 | 0 | 0.0042 | 0 | 0 | 0.00057666 | 0.00057666 | 1099.6426
06/29 01:00:00 | 62.06 | 16.7 | 0% | 1.2726 | 47167.4189 | 1.1255 | 4.0519 | 4.3037 | 3.8734 | 0 | 0 | 0 | 385.4532 | 1.2726 | 47167.4189 | 1.1255 | 4.3895 | 4.6624 | 3.963 | 0 | 0 | 0 | 376.7326 | 0 | 0 | 0 | 0 | 0 | 0 | 0 | 759.0607 | 0 | 0 | 0 | 0 | 0 | 0 | 0 | 1235.9283 | 0 | 0 | 0 | 0 | 0 | 0 | 0 | 0 | 1146.804 | 0 | 0 | 0 | 0.0042 | 0 | 0.00057666 | 0.00057666 | 769.7374 | 0 | 0 | 0 | 0.0042 | 0 | 0.00057666 | 0.00057666 | 1173.4715 | 0 | 0 | 0 | 0.0042 | 0 | 0 | 0.00057666 | 0.00057666 | 1099.6432
06/29 02:00:00 | 59 | 15 | 0% | 1.2192 | 45189.514 | 1.1258 | 4.053 | 4.2187 | 3.7968 | 0 | 0 | 0 | 385.4532 | 1.2192 | 45189.514 | 1.1258 | 4.3908 | 4.5702 | 3.8847 | 0 | 0 | 0 | 376.7326 | 0 | 0 | 0 | 0 | 0 | 0 | 0 | 759.0607 | 0 | 0 | 0 | 0 | 0 | 0 | 0 | 1235.9283 | 0 | 0 | 0 | 0 | 0 | 0 | 0 | 0 | 1146.804 | 0 | 0 | 0 | 0.0042 | 0 | 0.00057666 | 0.00057666 | 769.738 | 0 | 0 | 0 | 0.0042 | 0 | 0.00057666 | 0.00057666 | 1173.4721 | 0 | 0 | 0 | 0.0042 | 0 | 0 | 0.00057666 | 0.00057666 | 1099.6437
06/29 03:00:00 | 57.92 | 14.4 | 5.107% | 1.2007 | 44501.2239 | 1.1247 | 4.0487 | 4.188 | 3.7692 | 0.042534 | 0.14718 | 0.020208 | 385.4734 | 1.2007 | 44501.2239 | 1.1247 | 4.3861 | 4.537 | 3.8565 | 0.042534 | 0.14385 | 0.019751 | 376.7524 | 1892.8178 | 0.05107 | 2336.8122 | 0.011672 | 0.045363 | 0.0016026 | 0.046966 | 759.1077 | 1892.8178 | 0.05107 | 2336.8122 | 0.011672 | 0.074868 | 0.0016026 | 0.076471 | 1236.0048 | 1892.8178 | 0.05107 | 2436.059 | 0.011672 | 0.0055158 | 0.068597 | 0.0023599 | 0.070957 | 1146.8749 | 1892.8178 | 0.05107 | 2445.5011 | 0.0042 | 0.047473 | 0.00057666 | 0.04805 | 769.7861 | 1892.8178 | 0.05107 | 2261.4311 | 0.0042 | 0.072453 | 0.00057666 | 0.07303 | 1173.5451 | 1892.8178 | 0.05107 | 2383.9016 | 0.0042 | 0.0055158 | 0.067128 | 0.001334 | 0.068462 | 1099.7122
06/29 04:00:00 | 57.92 | 14.4 | 8.516% | 1.2007 | 44501.2239 | 1.1247 | 4.0487 | 4.188 | 3.7692 | 0.070923 | 0.24541 | 0.033695 | 385.5071 | 1.2007 | 44501.2239 | 1.1247 | 4.3861 | 4.537 | 3.8565 | 0.042534 | 0.14385 | 0.019751 | 376.7721 | 3156.1618 | 0.085156 | 3896.4961 | 0.019463 | 0.07564 | 0.0026723 | 0.078312 | 759.186 | 3156.1618 | 0.085156 | 3896.4961 | 0.019463 | 0.12484 | 0.0026723 | 0.12751 | 1236.1323 | 3156.1618 | 0.085156 | 4061.9843 | 0.019463 | 0.0091973 | 0.11438 | 0.0039351 | 0.11832 | 1146.9932 | 3156.1618 | 0.085156 | 4077.7285 | 0.0042 | 0.079158 | 0.00057666 | 0.079735 | 769.8658 | 3156.1618 | 0.085156 | 3770.8027 | 0.0042 | 0.12081 | 0.00057666 | 0.12139 | 1173.6665 | 3156.1618 | 0.085156 | 3975.0149 | 0.0042 | 0.0091973 | 0.11193 | 0.0018394 | 0.11377 | 1099.826
06/29 05:00:00 | 57.92 | 14.4 | 10.79% | 1.2007 | 44501.2239 | 1.1247 | 4.0487 | 4.188 | 3.7692 | 0.089837 | 0.31086 | 0.042681 | 385.5498 | 1.2007 | 44501.2239 | 1.1247 | 4.3861 | 4.537 | 3.8565 | 0.089837 | 0.30383 | 0.041716 | 376.8138 | 3997.862 | 0.10787 | 4935.6321 | 0.024653 | 0.095812 | 0.0033849 | 0.099197 | 759.2852 | 3997.862 | 0.10787 | 4935.6321 | 0.024653 | 0.15813 | 0.0033849 | 0.16152 | 1236.2938 | 3997.862 | 0.10787 | 5145.2536 | 0.024653 | 0.01165 | 0.14488 | 0.0049845 | 0.14987 | 1147.1431 | 3997.862 | 0.10787 | 5165.1964 | 0.0042 | 0.10027 | 0.00057666 | 0.10085 | 769.9667 | 3997.862 | 0.10787 | 4776.4182 | 0.0042 | 0.15303 | 0.00057666 | 0.15361 | 1173.8201 | 3997.862 | 0.10787 | 5035.0907 | 0.0042 | 0.01165 | 0.14178 | 0.0021762 | 0.14396 | 1099.9699
06/29 06:00:00 | 60.98 | 16.1 | 6.617% | 1.2536 | 46464.6508 | 1.1263 | 4.0545 | 4.274 | 3.8466 | 0.052778 | 0.18685 | 0.025655 | 385.5755 | 1.2536 | 46464.6508 | 1.1263 | 4.3924 | 4.6301 | 3.9356 | 0.086041 | 0.29772 | 0.040877 | 376.8547 | 2452.333 | 0.066166 | 3027.5715 | 0.015123 | 0.058772 | 0.0020763 | 0.060849 | 759.346 | 2452.333 | 0.066166 | 3027.5715 | 0.015123 | 0.096999 | 0.0020763 | 0.099076 | 1236.3929 | 2452.333 | 0.066166 | 3156.1557 | 0.015123 | 0.0071463 | 0.088874 | 0.0030575 | 0.091931 | 1147.235 | 2452.333 | 0.066166 | 3168.3888 | 0.0042 | 0.061506 | 0.00057666 | 0.062082 | 770.0287 | 2452.333 | 0.066166 | 2929.908 | 0.0042 | 0.09387 | 0.00057666 | 0.094447 | 1173.9145 | 2452.333 | 0.066166 | 3088.5805 | 0.0042 | 0.0071463 | 0.086971 | 0.0015578 | 0.088529 | 1100.0585
06/29 07:00:00 | 60.98 | 16.1 | 0% | 1.2536 | 46464.6508 | 1.1263 | 4.0545 | 4.274 | 3.8466 | 0 | 0 | 0 | 385.5755 | 1.2536 | 46464.6508 | 1.1263 | 4.3924 | 4.6301 | 3.9356 | 0 | 0 | 0 | 376.8547 | 0 | 0 | 0 | 0 | 0 | 0 | 0 | 759.346 | 0 | 0 | 0 | 0 | 0 | 0 | 0 | 1236.3929 | 0 | 0 | 0 | 0 | 0 | 0 | 0 | 0 | 1147.235 | 0 | 0 | 0 | 0.0042 | 0 | 0.00057666 | 0.00057666 | 770.0293 | 0 | 0 | 0 | 0.0042 | 0 | 0.00057666 | 0.00057666 | 1173.9151 | 0 | 0 | 0 | 0.0042 | 0 | 0 | 0.00057666 | 0.00057666 | 1100.059
06/29 08:00:00 | 69.98 | 21.1 | 0% | 1.4159 | 52477.1875 | 1.0999 | 3.9595 | 4.5163 | 4.0647 | 0 | 0 | 0 | 385.5755 | 1.4159 | 52477.1875 | 1.0999 | 4.2895 | 4.8927 | 4.1588 | 0 | 0 | 0 | 376.8547 | 0 | 0 | 0 | 0 | 0 | 0 | 0 | 759.346 | 0 | 0 | 0 | 0 | 0 | 0 | 0 | 1236.3929 | 0 | 0 | 0 | 0 | 0 | 0 | 0 | 0 | 1147.235 | 0 | 0 | 0 | 0.0042 | 0 | 0.00057666 | 0.00057666 | 770.0299 | 0 | 0 | 0 | 0.0042 | 0 | 0.00057666 | 0.00057666 | 1173.9157 | 0 | 0 | 0 | 0.0042 | 0 | 0 | 0.00057666 | 0.00057666 | 1100.0596
06/29 09:00:00 | 78.08 | 25.6 | 0% | 1.5701 | 58191.8702 | 1.0413 | 3.7487 | 4.7329 | 4.2596 | 0 | 0 | 0 | 385.5755 | 1.5701 | 58191.8702 | 1.0413 | 4.0611 | 5.1273 | 4.3582 | 0 | 0 | 0 | 376.8547 | 0 | 0 | 0 | 0 | 0 | 0 | 0 | 759.346 | 0 | 0 | 0 | 0 | 0 | 0 | 0 | 1236.3929 | 0 | 0 | 0 | 0 | 0 | 0 | 0 | 0 | 1147.235 | 0 | 0 | 0 | 0.0042 | 0 | 0.00057666 | 0.00057666 | 770.0305 | 0 | 0 | 0 | 0.0042 | 0 | 0.00057666 | 0.00057666 | 1173.9163 | 0 | 0 | 0 | 0.0042 | 0 | 0 | 0.00057666 | 0.00057666 | 1100.0602
06/29 10:00:00 | 80.06 | 26.7 | 0% | 1.6089 | 59632.5105 | 1.0231 | 3.6831 | 4.787 | 4.3083 | 0 | 0 | 0 | 385.5755 | 1.6089 | 59632.5105 | 1.0231 | 3.99 | 5.1859 | 4.408 | 0 | 0 | 0 | 376.8547 | 0 | 0 | 0 | 0 | 0 | 0 | 0 | 759.346 | 0 | 0 | 0 | 0 | 0 | 0 | 0 | 1236.3929 | 0 | 0 | 0 | 0 | 0 | 0 | 0 | 0 | 1147.235 | 0 | 0 | 0 | 0.0042 | 0 | 0.00057666 | 0.00057666 | 770.031 | 0 | 0 | 0 | 0.0042 | 0 | 0.00057666 | 0.00057666 | 1173.9168 | 0 | 0 | 0 | 0.0042 | 0 | 0 | 0.00057666 | 0.00057666 | 1100.0608
06/29 11:00:00 | 82.04 | 27.8 | 0% | 1.6483 | 61090.3258 | 1.0036 | 3.6131 | 4.8419 | 4.3578 | 0 | 0 | 0 | 385.5755 | 1.6483 | 61090.3258 | 1.0036 | 3.9142 | 5.2454 | 4.4586 | 0 | 0 | 0 | 376.8547 | 0 | 0 | 0 | 0 | 0 | 0 | 0 | 759.346 | 0 | 0 | 0 | 0 | 0 | 0 | 0 | 1236.3929 | 0 | 0 | 0 | 0 | 0 | 0 | 0 | 0 | 1147.235 | 0 | 0 | 0 | 0.0042 | 0 | 0.00057666 | 0.00057666 | 770.0316 | 0 | 0 | 0 | 0.0042 | 0 | 0.00057666 | 0.00057666 | 1173.9174 | 0 | 0 | 0 | 0.0042 | 0 | 0 | 0.00057666 | 0.00057666 | 1100.0613
06/29 12:00:00 | 84.02 | 28.9 | 0% | 1.6881 | 62565.316 | 0.9832 | 3.5395 | 4.8978 | 4.408 | 0 | 0 | 0 | 385.5755 | 1.6881 | 62565.316 | 0.9832 | 3.8345 | 5.3059 | 4.51 | 0 | 0 | 0 | 376.8547 | 0 | 0 | 0 | 0 | 0 | 0 | 0 | 759.346 | 0 | 0 | 0 | 0 | 0 | 0 | 0 | 1236.3929 | 0 | 0 | 0 | 0 | 0 | 0 | 0 | 0 | 1147.235 | 0 | 0 | 0 | 0.0042 | 0 | 0.00057666 | 0.00057666 | 770.0322 | 0 | 0 | 0 | 0.0042 | 0 | 0.00057666 | 0.00057666 | 1173.918 | 0 | 0 | 0 | 0.0042 | 0 | 0 | 0.00057666 | 0.00057666 | 1100.0619
06/29 13:00:00 | 84.02 | 28.9 | 0% | 1.6881 | 62565.316 | 0.9832 | 3.5395 | 4.8978 | 4.408 | 0 | 0 | 0 | 385.5755 | 1.6881 | 62565.316 | 0.9832 | 3.8345 | 5.3059 | 4.51 | 0 | 0 | 0 | 376.8547 | 0 | 0 | 0 | 0 | 0 | 0 | 0 | 759.346 | 0 | 0 | 0 | 0 | 0 | 0 | 0 | 1236.3929 | 0 | 0 | 0 | 0 | 0 | 0 | 0 | 0 | 1147.235 | 0 | 0 | 0 | 0.0042 | 0 | 0.00057666 | 0.00057666 | 770.0328 | 0 | 0 | 0 | 0.0042 | 0 | 0.00057666 | 0.00057666 | 1173.9186 | 0 | 0 | 0 | 0.0042 | 0 | 0 | 0.00057666 | 0.00057666 | 1100.0625
06/29 14:00:00 | 82.94 | 28.3 | 0% | 1.6663 | 61758.6468 | 0.99447 | 3.5801 | 4.8672 | 4.3805 | 0 | 0 | 0 | 385.5755 | 1.6663 | 61758.6468 | 0.99447 | 3.8784 | 5.2728 | 4.4819 | 0 | 0 | 0 | 376.8547 | 0 | 0 | 0 | 0 | 0 | 0 | 0 | 759.346 | 0 | 0 | 0 | 0 | 0 | 0 | 0 | 1236.3929 | 0 | 0 | 0 | 0 | 0 | 0 | 0 | 0 | 1147.235 | 0 | 0 | 0 | 0.0042 | 0 | 0.00057666 | 0.00057666 | 770.0333 | 0 | 0 | 0 | 0.0042 | 0 | 0.00057666 | 0.00057666 | 1173.9191 | 0 | 0 | 0 | 0.0042 | 0 | 0 | 0.00057666 | 0.00057666 | 1100.0631
06/29 15:00:00 | 84.92 | 29.4 | 0% | 1.7063 | 63241.4437 | 0.97361 | 3.505 | 4.9235 | 4.4311 | 0 | 0 | 0 | 385.5755 | 1.7063 | 63241.4437 | 0.97361 | 3.7971 | 5.3338 | 4.5337 | 0 | 0 | 0 | 376.8547 | 0 | 0 | 0 | 0 | 0 | 0 | 0 | 759.346 | 0 | 0 | 0 | 0 | 0 | 0 | 0 | 1236.3929 | 0 | 0 | 0 | 0 | 0 | 0 | 0 | 0 | 1147.235 | 0 | 0 | 0 | 0.0042 | 0 | 0.00057666 | 0.00057666 | 770.0339 | 0 | 0 | 0 | 0.0042 | 0 | 0.00057666 | 0.00057666 | 1173.9197 | 0 | 0 | 0 | 0.0042 | 0 | 0 | 0.00057666 | 0.00057666 | 1100.0636
06/29 16:00:00 | 87.08 | 30.6 | 0% | 1.7505 | 64878.6283 | 0.94996 | 3.4199 | 4.9861 | 4.4874 | 0 | 0 | 0 | 385.5755 | 1.7505 | 64878.6283 | 0.94996 | 3.7048 | 5.4016 | 4.5913 | 0 | 0 | 0 | 376.8547 | 0 | 0 | 0 | 0 | 0 | 0 | 0 | 759.346 | 0 | 0 | 0 | 0 | 0 | 0 | 0 | 1236.3929 | 0 | 0 | 0 | 0 | 0 | 0 | 0 | 0 | 1147.235 | 0 | 0 | 0 | 0.0042 | 0 | 0.00057666 | 0.00057666 | 770.0345 | 0 | 0 | 0 | 0.0042 | 0 | 0.00057666 | 0.00057666 | 1173.9203 | 0 | 0 | 0 | 0.0042 | 0 | 0 | 0.00057666 | 0.00057666 | 1100.0642
06/29 17:00:00 | 87.08 | 30.6 | 0% | 1.7505 | 64878.6283 | 0.94996 | 3.4199 | 4.9861 | 4.4874 | 0 | 0 | 0 | 385.5755 | 1.7505 | 64878.6283 | 0.94996 | 3.7048 | 5.4016 | 4.5913 | 0 | 0 | 0 | 376.8547 | 0 | 0 | 0 | 0 | 0 | 0 | 0 | 759.346 | 0 | 0 | 0 | 0 | 0 | 0 | 0 | 1236.3929 | 0 | 0 | 0 | 0 | 0 | 0 | 0 | 0 | 1147.235 | 0 | 0 | 0 | 0.0042 | 0 | 0.00057666 | 0.00057666 | 770.0351 | 0 | 0 | 0 | 0.0042 | 0 | 0.00057666 | 0.00057666 | 1173.9209 | 0 | 0 | 0 | 0.0042 | 0 | 0 | 0.00057666 | 0.00057666 | 1100.0648
06/29 18:00:00 | 84.92 | 29.4 | 0% | 1.7063 | 63241.4437 | 0.97361 | 3.505 | 4.9235 | 4.4311 | 0 | 0 | 0 | 385.5755 | 1.7063 | 63241.4437 | 0.97361 | 3.7971 | 5.3338 | 4.5337 | 0 | 0 | 0 | 376.8547 | 0 | 0 | 0 | 0 | 0 | 0 | 0 | 759.346 | 0 | 0 | 0 | 0 | 0 | 0 | 0 | 1236.3929 | 0 | 0 | 0 | 0 | 0 | 0 | 0 | 0 | 1147.235 | 0 | 0 | 0 | 0.0042 | 0 | 0.00057666 | 0.00057666 | 770.0357 | 0 | 0 | 0 | 0.0042 | 0 | 0.00057666 | 0.00057666 | 1173.9215 | 0 | 0 | 0 | 0.0042 | 0 | 0 | 0.00057666 | 0.00057666 | 1100.0654
06/29 19:00:00 | 84.92 | 29.4 | 0% | 1.7063 | 63241.4437 | 0.97361 | 3.505 | 4.9235 | 4.4311 | 0 | 0 | 0 | 385.5755 | 1.7063 | 63241.4437 | 0.97361 | 3.7971 | 5.3338 | 4.5337 | 0 | 0 | 0 | 376.8547 | 0 | 0 | 0 | 0 | 0 | 0 | 0 | 759.346 | 0 | 0 | 0 | 0 | 0 | 0 | 0 | 1236.3929 | 0 | 0 | 0 | 0 | 0 | 0 | 0 | 0 | 1147.235 | 0 | 0 | 0 | 0.0042 | 0 | 0.00057666 | 0.00057666 | 770.0362 | 0 | 0 | 0 | 0.0042 | 0 | 0.00057666 | 0.00057666 | 1173.922 | 0 | 0 | 0 | 0.0042 | 0 | 0 | 0.00057666 | 0.00057666 | 1100.066
06/29 20:00:00 | 75.92 | 24.4 | 0% | 1.5282 | 56639.8504 | 1.0596 | 3.8146 | 4.6745 | 4.2071 | 0 | 0 | 0 | 385.5755 | 1.5282 | 56639.8504 | 1.0596 | 4.1325 | 5.0641 | 4.3044 | 0 | 0 | 0 | 376.8547 | 0 | 0 | 0 | 0 | 0 | 0 | 0 | 759.346 | 0 | 0 | 0 | 0 | 0 | 0 | 0 | 1236.3929 | 0 | 0 | 0 | 0 | 0 | 0 | 0 | 0 | 1147.235 | 0 | 0 | 0 | 0.0042 | 0 | 0.00057666 | 0.00057666 | 770.0368 | 0 | 0 | 0 | 0.0042 | 0 | 0.00057666 | 0.00057666 | 1173.9226 | 0 | 0 | 0 | 0.0042 | 0 | 0 | 0.00057666 | 0.00057666 | 1100.0665
06/29 21:00:00 | 73.04 | 22.8 | 0% | 1.4732 | 54602.2855 | 1.0811 | 3.892 | 4.5976 | 4.1378 | 0 | 0 | 0 | 385.5755 | 1.4732 | 54602.2855 | 1.0811 | 4.2164 | 4.9807 | 4.2336 | 0 | 0 | 0 | 376.8547 | 0 | 0 | 0 | 0 | 0 | 0 | 0 | 759.346 | 0 | 0 | 0 | 0 | 0 | 0 | 0 | 1236.3929 | 0 | 0 | 0 | 0 | 0 | 0 | 0 | 0 | 1147.235 | 0 | 0 | 0 | 0.0042 | 0 | 0.00057666 | 0.00057666 | 770.0374 | 0 | 0 | 0 | 0.0042 | 0 | 0.00057666 | 0.00057666 | 1173.9232 | 0 | 0 | 0 | 0.0042 | 0 | 0 | 0.00057666 | 0.00057666 | 1100.0671
06/29 22:00:00 | 73.04 | 22.8 | 0% | 1.4732 | 54602.2855 | 1.0811 | 3.892 | 4.5976 | 4.1378 | 0 | 0 | 0 | 385.5755 | 1.4732 | 54602.2855 | 1.0811 | 4.2164 | 4.9807 | 4.2336 | 0 | 0 | 0 | 376.8547 | 0 | 0 | 0 | 0 | 0 | 0 | 0 | 759.346 | 0 | 0 | 0 | 0 | 0 | 0 | 0 | 1236.3929 | 0 | 0 | 0 | 0 | 0 | 0 | 0 | 0 | 1147.235 | 0 | 0 | 0 | 0.0042 | 0 | 0.00057666 | 0.00057666 | 770.038 | 0 | 0 | 0 | 0.0042 | 0 | 0.00057666 | 0.00057666 | 1173.9238 | 0 | 0 | 0 | 0.0042 | 0 | 0 | 0.00057666 | 0.00057666 | 1100.0677
06/29 23:00:00 | 73.04 | 22.8 | 0% | 1.4732 | 54602.2855 | 1.0811 | 3.892 | 4.5976 | 4.1378 | 0 | 0 | 0 | 385.5755 | 1.4732 | 54602.2855 | 1.0811 | 4.2164 | 4.9807 | 4.2336 | 0 | 0 | 0 | 376.8547 | 0 | 0 | 0 | 0 | 0 | 0 | 0 | 759.346 | 0 | 0 | 0 | 0 | 0 | 0 | 0 | 1236.3929 | 0 | 0 | 0 | 0 | 0 | 0 | 0 | 0 | 1147.235 | 0 | 0 | 0 | 0.0042 | 0 | 0.00057666 | 0.00057666 | 770.0385 | 0 | 0 | 0 | 0.0042 | 0 | 0.00057666 | 0.00057666 | 1173.9243 | 0 | 0 | 0 | 0.0042 | 0 | 0 | 0.00057666 | 0.00057666 | 1100.0683
06/29 24:00:00 | 75.02 | 23.9 | 0% | 1.5109 | 55999.208 | 1.0667 | 3.8401 | 4.6504 | 4.1853 | 0 | 0 | 0 | 385.5755 | 1.5109 | 55999.208 | 1.0667 | 4.1602 | 5.0379 | 4.2822 | 0 | 0 | 0 | 376.8547 | 0 | 0 | 0 | 0 | 0 | 0 | 0 | 759.346 | 0 | 0 | 0 | 0 | 0 | 0 | 0 | 1236.3929 | 0 | 0 | 0 | 0 | 0 | 0 | 0 | 0 | 1147.235 | 0 | 0 | 0 | 0.0042 | 0 | 0.00057666 | 0.00057666 | 770.0391 | 0 | 0 | 0 | 0.0042 | 0 | 0.00057666 | 0.00057666 | 1173.9249 | 0 | 0 | 0 | 0.0042 | 0 | 0 | 0.00057666 | 0.00057666 | 1100.0688
06/30 01:00:00 | 73.04 | 22.8 | 0% | 1.4732 | 54602.2855 | 1.0811 | 3.892 | 4.5976 | 4.1378 | 0 | 0 | 0 | 385.5755 | 1.4732 | 54602.2855 | 1.0811 | 4.2164 | 4.9807 | 4.2336 | 0 | 0 | 0 | 376.8547 | 0 | 0 | 0 | 0 | 0 | 0 | 0 | 759.346 | 0 | 0 | 0 | 0 | 0 | 0 | 0 | 1236.3929 | 0 | 0 | 0 | 0 | 0 | 0 | 0 | 0 | 1147.235 | 0 | 0 | 0 | 0.0042 | 0 | 0.00057666 | 0.00057666 | 770.0397 | 0 | 0 | 0 | 0.0042 | 0 | 0.00057666 | 0.00057666 | 1173.9255 | 0 | 0 | 0 | 0.0042 | 0 | 0 | 0.00057666 | 0.00057666 | 1100.0694
06/30 02:00:00 | 71.06 | 21.7 | 0% | 1.436 | 53222.538 | 1.0938 | 3.9376 | 4.545 | 4.0905 | 0 | 0 | 0 | 385.5755 | 1.436 | 53222.538 | 1.0938 | 4.2657 | 4.9237 | 4.1852 | 0 | 0 | 0 | 376.8547 | 0 | 0 | 0 | 0 | 0 | 0 | 0 | 759.346 | 0 | 0 | 0 | 0 | 0 | 0 | 0 | 1236.3929 | 0 | 0 | 0 | 0 | 0 | 0 | 0 | 0 | 1147.235 | 0 | 0 | 0 | 0.0042 | 0 | 0.00057666 | 0.00057666 | 770.0403 | 0 | 0 | 0 | 0.0042 | 0 | 0.00057666 | 0.00057666 | 1173.9261 | 0 | 0 | 0 | 0.0042 | 0 | 0 | 0.00057666 | 0.00057666 | 1100.07
06/30 03:00:00 | 69.98 | 21.1 | 0% | 1.4159 | 52477.1875 | 1.0999 | 3.9595 | 4.5163 | 4.0647 | 0 | 0 | 0 | 385.5755 | 1.4159 | 52477.1875 | 1.0999 | 4.2895 | 4.8927 | 4.1588 | 0 | 0 | 0 | 376.8547 | 0 | 0 | 0 | 0 | 0 | 0 | 0 | 759.346 | 0 | 0 | 0 | 0 | 0 | 0 | 0 | 1236.3929 | 0 | 0 | 0 | 0 | 0 | 0 | 0 | 0 | 1147.235 | 0 | 0 | 0 | 0.0042 | 0 | 0.00057666 | 0.00057666 | 770.0408 | 0 | 0 | 0 | 0.0042 | 0 | 0.00057666 | 0.00057666 | 1173.9266 | 0 | 0 | 0 | 0.0042 | 0 | 0 | 0.00057666 | 0.00057666 | 1100.0706
06/30 04:00:00 | 69.98 | 21.1 | 0% | 1.4159 | 52477.1875 | 1.0999 | 3.9595 | 4.5163 | 4.0647 | 0 | 0 | 0 | 385.5755 | 1.4159 | 52477.1875 | 1.0999 | 4.2895 | 4.8927 | 4.1588 | 0 | 0 | 0 | 376.8547 | 0 | 0 | 0 | 0 | 0 | 0 | 0 | 759.346 | 0 | 0 | 0 | 0 | 0 | 0 | 0 | 1236.3929 | 0 | 0 | 0 | 0 | 0 | 0 | 0 | 0 | 1147.235 | 0 | 0 | 0 | 0.0042 | 0 | 0.00057666 | 0.00057666 | 770.0414 | 0 | 0 | 0 | 0.0042 | 0 | 0.00057666 | 0.00057666 | 1173.9272 | 0 | 0 | 0 | 0.0042 | 0 | 0 | 0.00057666 | 0.00057666 | 1100.0711
06/30 05:00:00 | 69.08 | 20.6 | 0% | 1.3992 | 51859.9654 | 1.1045 | 3.9762 | 4.4925 | 4.0432 | 0 | 0 | 0 | 385.5755 | 1.3992 | 51859.9654 | 1.1045 | 4.3075 | 4.8668 | 4.1368 | 0 | 0 | 0 | 376.8547 | 0 | 0 | 0 | 0 | 0 | 0 | 0 | 759.346 | 0 | 0 | 0 | 0 | 0 | 0 | 0 | 1236.3929 | 0 | 0 | 0 | 0 | 0 | 0 | 0 | 0 | 1147.235 | 0 | 0 | 0 | 0.0042 | 0 | 0.00057666 | 0.00057666 | 770.042 | 0 | 0 | 0 | 0.0042 | 0 | 0.00057666 | 0.00057666 | 1173.9278 | 0 | 0 | 0 | 0.0042 | 0 | 0 | 0.00057666 | 0.00057666 | 1100.0717
06/30 06:00:00 | 71.06 | 21.7 | 0% | 1.436 | 53222.538 | 1.0938 | 3.9376 | 4.545 | 4.0905 | 0 | 0 | 0 | 385.5755 | 1.436 | 53222.538 | 1.0938 | 4.2657 | 4.9237 | 4.1852 | 0 | 0 | 0 | 376.8547 | 0 | 0 | 0 | 0 | 0 | 0 | 0 | 759.346 | 0 | 0 | 0 | 0 | 0 | 0 | 0 | 1236.3929 | 0 | 0 | 0 | 0 | 0 | 0 | 0 | 0 | 1147.235 | 0 | 0 | 0 | 0.0042 | 0 | 0.00057666 | 0.00057666 | 770.0426 | 0 | 0 | 0 | 0.0042 | 0 | 0.00057666 | 0.00057666 | 1173.9284 | 0 | 0 | 0 | 0.0042 | 0 | 0 | 0.00057666 | 0.00057666 | 1100.0723
06/30 07:00:00 | 71.06 | 21.7 | 0% | 1.436 | 53222.538 | 1.0938 | 3.9376 | 4.545 | 4.0905 | 0 | 0 | 0 | 385.5755 | 1.436 | 53222.538 | 1.0938 | 4.2657 | 4.9237 | 4.1852 | 0 | 0 | 0 | 376.8547 | 0 | 0 | 0 | 0 | 0 | 0 | 0 | 759.346 | 0 | 0 | 0 | 0 | 0 | 0 | 0 | 1236.3929 | 0 | 0 | 0 | 0 | 0 | 0 | 0 | 0 | 1147.235 | 0 | 0 | 0 | 0.0042 | 0 | 0.00057666 | 0.00057666 | 770.0431 | 0 | 0 | 0 | 0.0042 | 0 | 0.00057666 | 0.00057666 | 1173.929 | 0 | 0 | 0 | 0.0042 | 0 | 0 | 0.00057666 | 0.00057666 | 1100.0729
06/30 08:00:00 | 77 | 25 | 0% | 1.5491 | 57413.3053 | 1.0507 | 3.7824 | 4.7036 | 4.2332 | 0 | 0 | 0 | 385.5755 | 1.5491 | 57413.3053 | 1.0507 | 4.0976 | 5.0956 | 4.3312 | 0 | 0 | 0 | 376.8547 | 0 | 0 | 0 | 0 | 0 | 0 | 0 | 759.346 | 0 | 0 | 0 | 0 | 0 | 0 | 0 | 1236.3929 | 0 | 0 | 0 | 0 | 0 | 0 | 0 | 0 | 1147.235 | 0 | 0 | 0 | 0.0042 | 0 | 0.00057666 | 0.00057666 | 770.0437 | 0 | 0 | 0 | 0.0042 | 0 | 0.00057666 | 0.00057666 | 1173.9295 | 0 | 0 | 0 | 0.0042 | 0 | 0 | 0.00057666 | 0.00057666 | 1100.0734
06/30 09:00:00 | 78.08 | 25.6 | 0% | 1.5701 | 58191.8702 | 1.0413 | 3.7487 | 4.7329 | 4.2596 | 0 | 0 | 0 | 385.5755 | 1.5701 | 58191.8702 | 1.0413 | 4.0611 | 5.1273 | 4.3582 | 0 | 0 | 0 | 376.8547 | 0 | 0 | 0 | 0 | 0 | 0 | 0 | 759.346 | 0 | 0 | 0 | 0 | 0 | 0 | 0 | 1236.3929 | 0 | 0 | 0 | 0 | 0 | 0 | 0 | 0 | 1147.235 | 0 | 0 | 0 | 0.0042 | 0 | 0.00057666 | 0.00057666 | 770.0443 | 0 | 0 | 0 | 0.0042 | 0 | 0.00057666 | 0.00057666 | 1173.9301 | 0 | 0 | 0 | 0.0042 | 0 | 0 | 0.00057666 | 0.00057666 | 1100.074
06/30 10:00:00 | 78.8 | 26 | 0% | 1.5841 | 58713.7522 | 1.0348 | 3.7253 | 4.7525 | 4.2772 | 0 | 0 | 0 | 385.5755 | 1.5841 | 58713.7522 | 1.0348 | 4.0358 | 5.1485 | 4.3762 | 0 | 0 | 0 | 376.8547 | 0 | 0 | 0 | 0 | 0 | 0 | 0 | 759.346 | 0 | 0 | 0 | 0 | 0 | 0 | 0 | 1236.3929 | 0 | 0 | 0 | 0 | 0 | 0 | 0 | 0 | 1147.235 | 0 | 0 | 0 | 0.0042 | 0 | 0.00057666 | 0.00057666 | 770.0449 | 0 | 0 | 0 | 0.0042 | 0 | 0.00057666 | 0.00057666 | 1173.9307 | 0 | 0 | 0 | 0.0042 | 0 | 0 | 0.00057666 | 0.00057666 | 1100.0746
06/30 11:00:00 | 78.08 | 25.6 | 0% | 1.5701 | 58191.8702 | 1.0413 | 3.7487 | 4.7329 | 4.2596 | 0 | 0 | 0 | 385.5755 | 1.5701 | 58191.8702 | 1.0413 | 4.0611 | 5.1273 | 4.3582 | 0 | 0 | 0 | 376.8547 | 0 | 0 | 0 | 0 | 0 | 0 | 0 | 759.346 | 0 | 0 | 0 | 0 | 0 | 0 | 0 | 1236.3929 | 0 | 0 | 0 | 0 | 0 | 0 | 0 | 0 | 1147.235 | 0 | 0 | 0 | 0.0042 | 0 | 0.00057666 | 0.00057666 | 770.0455 | 0 | 0 | 0 | 0.0042 | 0 | 0.00057666 | 0.00057666 | 1173.9313 | 0 | 0 | 0 | 0.0042 | 0 | 0 | 0.00057666 | 0.00057666 | 1100.0752
06/30 12:00:00 | 75.02 | 23.9 | 0% | 1.5109 | 55999.208 | 1.0667 | 3.8401 | 4.6504 | 4.1853 | 0 | 0 | 0 | 385.5755 | 1.5109 | 55999.208 | 1.0667 | 4.1602 | 5.0379 | 4.2822 | 0 | 0 | 0 | 376.8547 | 0 | 0 | 0 | 0 | 0 | 0 | 0 | 759.346 | 0 | 0 | 0 | 0 | 0 | 0 | 0 | 1236.3929 | 0 | 0 | 0 | 0 | 0 | 0 | 0 | 0 | 1147.235 | 0 | 0 | 0 | 0.0042 | 0 | 0.00057666 | 0.00057666 | 770.046 | 0 | 0 | 0 | 0.0042 | 0 | 0.00057666 | 0.00057666 | 1173.9318 | 0 | 0 | 0 | 0.0042 | 0 | 0 | 0.00057666 | 0.00057666 | 1100.0758
06/30 13:00:00 | 75.02 | 23.9 | 0% | 1.5109 | 55999.208 | 1.0667 | 3.8401 | 4.6504 | 4.1853 | 0 | 0 | 0 | 385.5755 | 1.5109 | 55999.208 | 1.0667 | 4.1602 | 5.0379 | 4.2822 | 0 | 0 | 0 | 376.8547 | 0 | 0 | 0 | 0 | 0 | 0 | 0 | 759.346 | 0 | 0 | 0 | 0 | 0 | 0 | 0 | 1236.3929 | 0 | 0 | 0 | 0 | 0 | 0 | 0 | 0 | 1147.235 | 0 | 0 | 0 | 0.0042 | 0 | 0.00057666 | 0.00057666 | 770.0466 | 0 | 0 | 0 | 0.0042 | 0 | 0.00057666 | 0.00057666 | 1173.9324 | 0 | 0 | 0 | 0.0042 | 0 | 0 | 0.00057666 | 0.00057666 | 1100.0763
06/30 14:00:00 | 84.02 | 28.9 | 0% | 1.6881 | 62565.316 | 0.9832 | 3.5395 | 4.8978 | 4.408 | 0 | 0 | 0 | 385.5755 | 1.6881 | 62565.316 | 0.9832 | 3.8345 | 5.3059 | 4.51 | 0 | 0 | 0 | 376.8547 | 0 | 0 | 0 | 0 | 0 | 0 | 0 | 759.346 | 0 | 0 | 0 | 0 | 0 | 0 | 0 | 1236.3929 | 0 | 0 | 0 | 0 | 0 | 0 | 0 | 0 | 1147.235 | 0 | 0 | 0 | 0.0042 | 0 | 0.00057666 | 0.00057666 | 770.0472 | 0 | 0 | 0 | 0.0042 | 0 | 0.00057666 | 0.00057666 | 1173.933 | 0 | 0 | 0 | 0.0042 | 0 | 0 | 0.00057666 | 0.00057666 | 1100.0769
06/30 15:00:00 | 84.92 | 29.4 | 0% | 1.7063 | 63241.4437 | 0.97361 | 3.505 | 4.9235 | 4.4311 | 0 | 0 | 0 | 385.5755 | 1.7063 | 63241.4437 | 0.97361 | 3.7971 | 5.3338 | 4.5337 | 0 | 0 | 0 | 376.8547 | 0 | 0 | 0 | 0 | 0 | 0 | 0 | 759.346 | 0 | 0 | 0 | 0 | 0 | 0 | 0 | 1236.3929 | 0 | 0 | 0 | 0 | 0 | 0 | 0 | 0 | 1147.235 | 0 | 0 | 0 | 0.0042 | 0 | 0.00057666 | 0.00057666 | 770.0478 | 0 | 0 | 0 | 0.0042 | 0 | 0.00057666 | 0.00057666 | 1173.9336 | 0 | 0 | 0 | 0.0042 | 0 | 0 | 0.00057666 | 0.00057666 | 1100.0775
06/30 16:00:00 | 84.92 | 29.4 | 0% | 1.7063 | 63241.4437 | 0.97361 | 3.505 | 4.9235 | 4.4311 | 0 | 0 | 0 | 385.5755 | 1.7063 | 63241.4437 | 0.97361 | 3.7971 | 5.3338 | 4.5337 | 0 | 0 | 0 | 376.8547 | 0 | 0 | 0 | 0 | 0 | 0 | 0 | 759.346 | 0 | 0 | 0 | 0 | 0 | 0 | 0 | 1236.3929 | 0 | 0 | 0 | 0 | 0 | 0 | 0 | 0 | 1147.235 | 0 | 0 | 0 | 0.0042 | 0 | 0.00057666 | 0.00057666 | 770.0483 | 0 | 0 | 0 | 0.0042 | 0 | 0.00057666 | 0.00057666 | 1173.9341 | 0 | 0 | 0 | 0.0042 | 0 | 0 | 0.00057666 | 0.00057666 | 1100.0781
06/30 17:00:00 | 82.94 | 28.3 | 0% | 1.6663 | 61758.6468 | 0.99447 | 3.5801 | 4.8672 | 4.3805 | 0 | 0 | 0 | 385.5755 | 1.6663 | 61758.6468 | 0.99447 | 3.8784 | 5.2728 | 4.4819 | 0 | 0 | 0 | 376.8547 | 0 | 0 | 0 | 0 | 0 | 0 | 0 | 759.346 | 0 | 0 | 0 | 0 | 0 | 0 | 0 | 1236.3929 | 0 | 0 | 0 | 0 | 0 | 0 | 0 | 0 | 1147.235 | 0 | 0 | 0 | 0.0042 | 0 | 0.00057666 | 0.00057666 | 770.0489 | 0 | 0 | 0 | 0.0042 | 0 | 0.00057666 | 0.00057666 | 1173.9347 | 0 | 0 | 0 | 0.0042 | 0 | 0 | 0.00057666 | 0.00057666 | 1100.0786
06/30 18:00:00 | 80.96 | 27.2 | 0% | 1.6267 | 60293.0247 | 1.0144 | 3.6518 | 4.8119 | 4.3307 | 0 | 0 | 0 | 385.5755 | 1.6267 | 60293.0247 | 1.0144 | 3.9561 | 5.2129 | 4.4309 | 0 | 0 | 0 | 376.8547 | 0 | 0 | 0 | 0 | 0 | 0 | 0 | 759.346 | 0 | 0 | 0 | 0 | 0 | 0 | 0 | 1236.3929 | 0 | 0 | 0 | 0 | 0 | 0 | 0 | 0 | 1147.235 | 0 | 0 | 0 | 0.0042 | 0 | 0.00057666 | 0.00057666 | 770.0495 | 0 | 0 | 0 | 0.0042 | 0 | 0.00057666 | 0.00057666 | 1173.9353 | 0 | 0 | 0 | 0.0042 | 0 | 0 | 0.00057666 | 0.00057666 | 1100.0792
06/30 19:00:00 | 77.72 | 25.4 | 0% | 1.563 | 57931.7808 | 1.0445 | 3.7601 | 4.7231 | 4.2508 | 0 | 0 | 0 | 385.5755 | 1.563 | 57931.7808 | 1.0445 | 4.0734 | 5.1167 | 4.3492 | 0 | 0 | 0 | 376.8547 | 0 | 0 | 0 | 0 | 0 | 0 | 0 | 759.346 | 0 | 0 | 0 | 0 | 0 | 0 | 0 | 1236.3929 | 0 | 0 | 0 | 0 | 0 | 0 | 0 | 0 | 1147.235 | 0 | 0 | 0 | 0.0042 | 0 | 0.00057666 | 0.00057666 | 770.0501 | 0 | 0 | 0 | 0.0042 | 0 | 0.00057666 | 0.00057666 | 1173.9359 | 0 | 0 | 0 | 0.0042 | 0 | 0 | 0.00057666 | 0.00057666 | 1100.0798
06/30 20:00:00 | 76.46 | 24.7 | 0% | 1.5386 | 57025.9391 | 1.0552 | 3.7987 | 4.689 | 4.2201 | 0 | 0 | 0 | 385.5755 | 1.5386 | 57025.9391 | 1.0552 | 4.1153 | 5.0798 | 4.3178 | 0 | 0 | 0 | 376.8547 | 0 | 0 | 0 | 0 | 0 | 0 | 0 | 759.346 | 0 | 0 | 0 | 0 | 0 | 0 | 0 | 1236.3929 | 0 | 0 | 0 | 0 | 0 | 0 | 0 | 0 | 1147.235 | 0 | 0 | 0 | 0.0042 | 0 | 0.00057666 | 0.00057666 | 770.0506 | 0 | 0 | 0 | 0.0042 | 0 | 0.00057666 | 0.00057666 | 1173.9364 | 0 | 0 | 0 | 0.0042 | 0 | 0 | 0.00057666 | 0.00057666 | 1100.0804
06/30 21:00:00 | 76.1 | 24.5 | 0% | 1.5317 | 56768.4047 | 1.0581 | 3.8093 | 4.6793 | 4.2114 | 0 | 0 | 0 | 385.5755 | 1.5317 | 56768.4047 | 1.0581 | 4.1268 | 5.0693 | 4.3089 | 0 | 0 | 0 | 376.8547 | 0 | 0 | 0 | 0 | 0 | 0 | 0 | 759.346 | 0 | 0 | 0 | 0 | 0 | 0 | 0 | 1236.3929 | 0 | 0 | 0 | 0 | 0 | 0 | 0 | 0 | 1147.235 | 0 | 0 | 0 | 0.0042 | 0 | 0.00057666 | 0.00057666 | 770.0512 | 0 | 0 | 0 | 0.0042 | 0 | 0.00057666 | 0.00057666 | 1173.937 | 0 | 0 | 0 | 0.0042 | 0 | 0 | 0.00057666 | 0.00057666 | 1100.0809
06/30 22:00:00 | 76.28 | 24.6 | 0% | 1.5351 | 56897.1009 | 1.0567 | 3.804 | 4.6842 | 4.2158 | 0 | 0 | 0 | 385.5755 | 1.5351 | 56897.1009 | 1.0567 | 4.121 | 5.0745 | 4.3134 | 0 | 0 | 0 | 376.8547 | 0 | 0 | 0 | 0 | 0 | 0 | 0 | 759.346 | 0 | 0 | 0 | 0 | 0 | 0 | 0 | 1236.3929 | 0 | 0 | 0 | 0 | 0 | 0 | 0 | 0 | 1147.235 | 0 | 0 | 0 | 0.0042 | 0 | 0.00057666 | 0.00057666 | 770.0518 | 0 | 0 | 0 | 0.0042 | 0 | 0.00057666 | 0.00057666 | 1173.9376 | 0 | 0 | 0 | 0.0042 | 0 | 0 | 0.00057666 | 0.00057666 | 1100.0815
06/30 23:00:00 | 76.1 | 24.5 | 0% | 1.5317 | 56768.4047 | 1.0581 | 3.8093 | 4.6793 | 4.2114 | 0 | 0 | 0 | 385.5755 | 1.5317 | 56768.4047 | 1.0581 | 4.1268 | 5.0693 | 4.3089 | 0 | 0 | 0 | 376.8547 | 0 | 0 | 0 | 0 | 0 | 0 | 0 | 759.346 | 0 | 0 | 0 | 0 | 0 | 0 | 0 | 1236.3929 | 0 | 0 | 0 | 0 | 0 | 0 | 0 | 0 | 1147.235 | 0 | 0 | 0 | 0.0042 | 0 | 0.00057666 | 0.00057666 | 770.0524 | 0 | 0 | 0 | 0.0042 | 0 | 0.00057666 | 0.00057666 | 1173.9382 | 0 | 0 | 0 | 0.0042 | 0 | 0 | 0.00057666 | 0.00057666 | 1100.0821
06/30 24:00:00 | 75.56 | 24.2 | 0% | 1.5213 | 56383.1676 | 1.0625 | 3.825 | 4.6648 | 4.1984 | 0 | 0 | 0 | 385.5755 | 1.5213 | 56383.1676 | 1.0625 | 4.1437 | 5.0536 | 4.2955 | 0 | 0 | 0 | 376.8547 | 0 | 0 | 0 | 0 | 0 | 0 | 0 | 759.346 | 0 | 0 | 0 | 0 | 0 | 0 | 0 | 1236.3929 | 0 | 0 | 0 | 0 | 0 | 0 | 0 | 0 | 1147.235 | 0 | 0 | 0 | 0.0042 | 0 | 0.00057666 | 0.00057666 | 770.053 | 0 | 0 | 0 | 0.0042 | 0 | 0.00057666 | 0.00057666 | 1173.9388 | 0 | 0 | 0 | 0.0042 | 0 | 0 | 0.00057666 | 0.00057666 | 1100.0827
07/01 01:00:00 | 75.02 | 23.9 | 0% | 1.5109 | 55999.208 | 1.0667 | 3.8401 | 4.6504 | 4.1853 | 0 | 0 | 0 | 385.5755 | 1.5109 | 55999.208 | 1.0667 | 4.1602 | 5.0379 | 4.2822 | 0 | 0 | 0 | 376.8547 | 0 | 0 | 0 | 0 | 0 | 0 | 0 | 759.346 | 0 | 0 | 0 | 0 | 0 | 0 | 0 | 1236.3929 | 0 | 0 | 0 | 0 | 0 | 0 | 0 | 0 | 1147.235 | 0 | 0 | 0 | 0.0042 | 0 | 0.00057666 | 0.00057666 | 770.0535 | 0 | 0 | 0 | 0.0042 | 0 | 0.00057666 | 0.00057666 | 1173.9393 | 0 | 0 | 0 | 0.0042 | 0 | 0 | 0.00057666 | 0.00057666 | 1100.0833
07/01 02:00:00 | 74.3 | 23.5 | 0% | 1.4971 | 55489.249 | 1.0721 | 3.8597 | 4.6311 | 4.168 | 0 | 0 | 0 | 385.5755 | 1.4971 | 55489.249 | 1.0721 | 4.1814 | 5.0171 | 4.2645 | 0 | 0 | 0 | 376.8547 | 0 | 0 | 0 | 0 | 0 | 0 | 0 | 759.346 | 0 | 0 | 0 | 0 | 0 | 0 | 0 | 1236.3929 | 0 | 0 | 0 | 0 | 0 | 0 | 0 | 0 | 1147.235 | 0 | 0 | 0 | 0.0042 | 0 | 0.00057666 | 0.00057666 | 770.0541 | 0 | 0 | 0 | 0.0042 | 0 | 0.00057666 | 0.00057666 | 1173.9399 | 0 | 0 | 0 | 0.0042 | 0 | 0 | 0.00057666 | 0.00057666 | 1100.0838
07/01 03:00:00 | 74.48 | 23.6 | 0% | 1.5006 | 55616.5258 | 1.0708 | 3.8549 | 4.6359 | 4.1723 | 0 | 0 | 0 | 385.5755 | 1.5006 | 55616.5258 | 1.0708 | 4.1761 | 5.0223 | 4.2689 | 0 | 0 | 0 | 376.8547 | 0 | 0 | 0 | 0 | 0 | 0 | 0 | 759.346 | 0 | 0 | 0 | 0 | 0 | 0 | 0 | 1236.3929 | 0 | 0 | 0 | 0 | 0 | 0 | 0 | 0 | 1147.235 | 0 | 0 | 0 | 0.0042 | 0 | 0.00057666 | 0.00057666 | 770.0547 | 0 | 0 | 0 | 0.0042 | 0 | 0.00057666 | 0.00057666 | 1173.9405 | 0 | 0 | 0 | 0.0042 | 0 | 0 | 0.00057666 | 0.00057666 | 1100.0844
07/01 04:00:00 | 75.02 | 23.9 | 0% | 1.5109 | 55999.208 | 1.0667 | 3.8401 | 4.6504 | 4.1853 | 0 | 0 | 0 | 385.5755 | 1.5109 | 55999.208 | 1.0667 | 4.1602 | 5.0379 | 4.2822 | 0 | 0 | 0 | 376.8547 | 0 | 0 | 0 | 0 | 0 | 0 | 0 | 759.346 | 0 | 0 | 0 | 0 | 0 | 0 | 0 | 1236.3929 | 0 | 0 | 0 | 0 | 0 | 0 | 0 | 0 | 1147.235 | 0 | 0 | 0 | 0.0042 | 0 | 0.00057666 | 0.00057666 | 770.0553 | 0 | 0 | 0 | 0.0042 | 0 | 0.00057666 | 0.00057666 | 1173.9411 | 0 | 0 | 0 | 0.0042 | 0 | 0 | 0.00057666 | 0.00057666 | 1100.085
07/01 05:00:00 | 76.46 | 24.7 | 0% | 1.5386 | 57025.9391 | 1.0552 | 3.7987 | 4.689 | 4.2201 | 0 | 0 | 0 | 385.5755 | 1.5386 | 57025.9391 | 1.0552 | 4.1153 | 5.0798 | 4.3178 | 0 | 0 | 0 | 376.8547 | 0 | 0 | 0 | 0 | 0 | 0 | 0 | 759.346 | 0 | 0 | 0 | 0 | 0 | 0 | 0 | 1236.3929 | 0 | 0 | 0 | 0 | 0 | 0 | 0 | 0 | 1147.235 | 0 | 0 | 0 | 0.0042 | 0 | 0.00057666 | 0.00057666 | 770.0558 | 0 | 0 | 0 | 0.0042 | 0 | 0.00057666 | 0.00057666 | 1173.9416 | 0 | 0 | 0 | 0.0042 | 0 | 0 | 0.00057666 | 0.00057666 | 1100.0856
07/01 06:00:00 | 78.8 | 26 | 0% | 1.5841 | 58713.7522 | 1.0348 | 3.7253 | 4.7525 | 4.2772 | 0 | 0 | 0 | 385.5755 | 1.5841 | 58713.7522 | 1.0348 | 4.0358 | 5.1485 | 4.3762 | 0 | 0 | 0 | 376.8547 | 0 | 0 | 0 | 0 | 0 | 0 | 0 | 759.346 | 0 | 0 | 0 | 0 | 0 | 0 | 0 | 1236.3929 | 0 | 0 | 0 | 0 | 0 | 0 | 0 | 0 | 1147.235 | 0 | 0 | 0 | 0.0042 | 0 | 0.00057666 | 0.00057666 | 770.0564 | 0 | 0 | 0 | 0.0042 | 0 | 0.00057666 | 0.00057666 | 1173.9422 | 0 | 0 | 0 | 0.0042 | 0 | 0 | 0.00057666 | 0.00057666 | 1100.0861
07/01 07:00:00 | 75.92 | 24.4 | 0% | 1.5282 | 56639.8504 | 1.0596 | 3.8146 | 4.6745 | 4.2071 | 0 | 0 | 0 | 385.5755 | 1.5282 | 56639.8504 | 1.0596 | 4.1325 | 5.0641 | 4.3044 | 0 | 0 | 0 | 376.8547 | 0 | 0 | 0 | 0 | 0 | 0 | 0 | 759.346 | 0 | 0 | 0 | 0 | 0 | 0 | 0 | 1236.3929 | 0 | 0 | 0 | 0 | 0 | 0 | 0 | 0 | 1147.235 | 0 | 0 | 0 | 0.0042 | 0 | 0.00057666 | 0.00057666 | 770.057 | 0 | 0 | 0 | 0.0042 | 0 | 0.00057666 | 0.00057666 | 1173.9428 | 0 | 0 | 0 | 0.0042 | 0 | 0 | 0.00057666 | 0.00057666 | 1100.0867
07/01 08:00:00 | 80.06 | 26.7 | 0% | 1.6089 | 59632.5105 | 1.0231 | 3.6831 | 4.787 | 4.3083 | 0 | 0 | 0 | 385.5755 | 1.6089 | 59632.5105 | 1.0231 | 3.99 | 5.1859 | 4.408 | 0 | 0 | 0 | 376.8547 | 0 | 0 | 0 | 0 | 0 | 0 | 0 | 759.346 | 0 | 0 | 0 | 0 | 0 | 0 | 0 | 1236.3929 | 0 | 0 | 0 | 0 | 0 | 0 | 0 | 0 | 1147.235 | 0 | 0 | 0 | 0.0042 | 0 | 0.00057666 | 0.00057666 | 770.0576 | 0 | 0 | 0 | 0.0042 | 0 | 0.00057666 | 0.00057666 | 1173.9434 | 0 | 0 | 0 | 0.0042 | 0 | 0 | 0.00057666 | 0.00057666 | 1100.0873
07/01 09:00:00 | 82.94 | 28.3 | 0% | 1.6663 | 61758.6468 | 0.99447 | 3.5801 | 4.8672 | 4.3805 | 0 | 0 | 0 | 385.5755 | 1.6663 | 61758.6468 | 0.99447 | 3.8784 | 5.2728 | 4.4819 | 0 | 0 | 0 | 376.8547 | 0 | 0 | 0 | 0 | 0 | 0 | 0 | 759.346 | 0 | 0 | 0 | 0 | 0 | 0 | 0 | 1236.3929 | 0 | 0 | 0 | 0 | 0 | 0 | 0 | 0 | 1147.235 | 0 | 0 | 0 | 0.0042 | 0 | 0.00057666 | 0.00057666 | 770.0581 | 0 | 0 | 0 | 0.0042 | 0 | 0.00057666 | 0.00057666 | 1173.9439 | 0 | 0 | 0 | 0.0042 | 0 | 0 | 0.00057666 | 0.00057666 | 1100.0879
07/01 10:00:00 | 84.92 | 29.4 | 0% | 1.7063 | 63241.4437 | 0.97361 | 3.505 | 4.9235 | 4.4311 | 0 | 0 | 0 | 385.5755 | 1.7063 | 63241.4437 | 0.97361 | 3.7971 | 5.3338 | 4.5337 | 0 | 0 | 0 | 376.8547 | 0 | 0 | 0 | 0 | 0 | 0 | 0 | 759.346 | 0 | 0 | 0 | 0 | 0 | 0 | 0 | 1236.3929 | 0 | 0 | 0 | 0 | 0 | 0 | 0 | 0 | 1147.235 | 0 | 0 | 0 | 0.0042 | 0 | 0.00057666 | 0.00057666 | 770.0587 | 0 | 0 | 0 | 0.0042 | 0 | 0.00057666 | 0.00057666 | 1173.9445 | 0 | 0 | 0 | 0.0042 | 0 | 0 | 0.00057666 | 0.00057666 | 1100.0884
07/01 11:00:00 | 86 | 30 | 0% | 1.7283 | 64057.4811 | 0.96189 | 3.4628 | 4.9546 | 4.4591 | 0 | 0 | 0 | 385.5755 | 1.7283 | 64057.4811 | 0.96189 | 3.7514 | 5.3675 | 4.5624 | 0 | 0 | 0 | 376.8547 | 0 | 0 | 0 | 0 | 0 | 0 | 0 | 759.346 | 0 | 0 | 0 | 0 | 0 | 0 | 0 | 1236.3929 | 0 | 0 | 0 | 0 | 0 | 0 | 0 | 0 | 1147.235 | 0 | 0 | 0 | 0.0042 | 0 | 0.00057666 | 0.00057666 | 770.0593 | 0 | 0 | 0 | 0.0042 | 0 | 0.00057666 | 0.00057666 | 1173.9451 | 0 | 0 | 0 | 0.0042 | 0 | 0 | 0.00057666 | 0.00057666 | 1100.089
07/01 12:00:00 | 87.08 | 30.6 | 0% | 1.7505 | 64878.6283 | 0.94996 | 3.4199 | 4.9861 | 4.4874 | 0 | 0 | 0 | 385.5755 | 1.7505 | 64878.6283 | 0.94996 | 3.7048 | 5.4016 | 4.5913 | 0 | 0 | 0 | 376.8547 | 0 | 0 | 0 | 0 | 0 | 0 | 0 | 759.346 | 0 | 0 | 0 | 0 | 0 | 0 | 0 | 1236.3929 | 0 | 0 | 0 | 0 | 0 | 0 | 0 | 0 | 1147.235 | 0 | 0 | 0 | 0.0042 | 0 | 0.00057666 | 0.00057666 | 770.0599 | 0 | 0 | 0 | 0.0042 | 0 | 0.00057666 | 0.00057666 | 1173.9457 | 0 | 0 | 0 | 0.0042 | 0 | 0 | 0.00057666 | 0.00057666 | 1100.0896
07/01 13:00:00 | 87.08 | 30.6 | 0% | 1.7505 | 64878.6283 | 0.94996 | 3.4199 | 4.9861 | 4.4874 | 0 | 0 | 0 | 385.5755 | 1.7505 | 64878.6283 | 0.94996 | 3.7048 | 5.4016 | 4.5913 | 0 | 0 | 0 | 376.8547 | 0 | 0 | 0 | 0 | 0 | 0 | 0 | 759.346 | 0 | 0 | 0 | 0 | 0 | 0 | 0 | 1236.3929 | 0 | 0 | 0 | 0 | 0 | 0 | 0 | 0 | 1147.235 | 0 | 0 | 0 | 0.0042 | 0 | 0.00057666 | 0.00057666 | 770.0604 | 0 | 0 | 0 | 0.0042 | 0 | 0.00057666 | 0.00057666 | 1173.9463 | 0 | 0 | 0 | 0.0042 | 0 | 0 | 0.00057666 | 0.00057666 | 1100.0902
07/01 14:00:00 | 87.08 | 30.6 | 0% | 1.7505 | 64878.6283 | 0.94996 | 3.4199 | 4.9861 | 4.4874 | 0 | 0 | 0 | 385.5755 | 1.7505 | 64878.6283 | 0.94996 | 3.7048 | 5.4016 | 4.5913 | 0 | 0 | 0 | 376.8547 | 0 | 0 | 0 | 0 | 0 | 0 | 0 | 759.346 | 0 | 0 | 0 | 0 | 0 | 0 | 0 | 1236.3929 | 0 | 0 | 0 | 0 | 0 | 0 | 0 | 0 | 1147.235 | 0 | 0 | 0 | 0.0042 | 0 | 0.00057666 | 0.00057666 | 770.061 | 0 | 0 | 0 | 0.0042 | 0 | 0.00057666 | 0.00057666 | 1173.9468 | 0 | 0 | 0 | 0.0042 | 0 | 0 | 0.00057666 | 0.00057666 | 1100.0907
07/01 15:00:00 | 82.94 | 28.3 | 0% | 1.6663 | 61758.6468 | 0.99447 | 3.5801 | 4.8672 | 4.3805 | 0 | 0 | 0 | 385.5755 | 1.6663 | 61758.6468 | 0.99447 | 3.8784 | 5.2728 | 4.4819 | 0 | 0 | 0 | 376.8547 | 0 | 0 | 0 | 0 | 0 | 0 | 0 | 759.346 | 0 | 0 | 0 | 0 | 0 | 0 | 0 | 1236.3929 | 0 | 0 | 0 | 0 | 0 | 0 | 0 | 0 | 1147.235 | 0 | 0 | 0 | 0.0042 | 0 | 0.00057666 | 0.00057666 | 770.0616 | 0 | 0 | 0 | 0.0042 | 0 | 0.00057666 | 0.00057666 | 1173.9474 | 0 | 0 | 0 | 0.0042 | 0 | 0 | 0.00057666 | 0.00057666 | 1100.0913
07/01 16:00:00 | 75.92 | 24.4 | 0% | 1.5282 | 56639.8504 | 1.0596 | 3.8146 | 4.6745 | 4.2071 | 0 | 0 | 0 | 385.5755 | 1.5282 | 56639.8504 | 1.0596 | 4.1325 | 5.0641 | 4.3044 | 0 | 0 | 0 | 376.8547 | 0 | 0 | 0 | 0 | 0 | 0 | 0 | 759.346 | 0 | 0 | 0 | 0 | 0 | 0 | 0 | 1236.3929 | 0 | 0 | 0 | 0 | 0 | 0 | 0 | 0 | 1147.235 | 0 | 0 | 0 | 0.0042 | 0 | 0.00057666 | 0.00057666 | 770.0622 | 0 | 0 | 0 | 0.0042 | 0 | 0.00057666 | 0.00057666 | 1173.948 | 0 | 0 | 0 | 0.0042 | 0 | 0 | 0.00057666 | 0.00057666 | 1100.0919
07/01 17:00:00 | 78.98 | 26.1 | 0% | 1.5877 | 58844.5776 | 1.0332 | 3.7194 | 4.7574 | 4.2816 | 0 | 0 | 0 | 385.5755 | 1.5877 | 58844.5776 | 1.0332 | 4.0294 | 5.1538 | 4.3808 | 0 | 0 | 0 | 376.8547 | 0 | 0 | 0 | 0 | 0 | 0 | 0 | 759.346 | 0 | 0 | 0 | 0 | 0 | 0 | 0 | 1236.3929 | 0 | 0 | 0 | 0 | 0 | 0 | 0 | 0 | 1147.235 | 0 | 0 | 0 | 0.0042 | 0 | 0.00057666 | 0.00057666 | 770.0628 | 0 | 0 | 0 | 0.0042 | 0 | 0.00057666 | 0.00057666 | 1173.9486 | 0 | 0 | 0 | 0.0042 | 0 | 0 | 0.00057666 | 0.00057666 | 1100.0925
07/01 18:00:00 | 80.06 | 26.7 | 0% | 1.6089 | 59632.5105 | 1.0231 | 3.6831 | 4.787 | 4.3083 | 0 | 0 | 0 | 385.5755 | 1.6089 | 59632.5105 | 1.0231 | 3.99 | 5.1859 | 4.408 | 0 | 0 | 0 | 376.8547 | 0 | 0 | 0 | 0 | 0 | 0 | 0 | 759.346 | 0 | 0 | 0 | 0 | 0 | 0 | 0 | 1236.3929 | 0 | 0 | 0 | 0 | 0 | 0 | 0 | 0 | 1147.235 | 0 | 0 | 0 | 0.0042 | 0 | 0.00057666 | 0.00057666 | 770.0633 | 0 | 0 | 0 | 0.0042 | 0 | 0.00057666 | 0.00057666 | 1173.9491 | 0 | 0 | 0 | 0.0042 | 0 | 0 | 0.00057666 | 0.00057666 | 1100.0931
07/01 19:00:00 | 80.06 | 26.7 | 0% | 1.6089 | 59632.5105 | 1.0231 | 3.6831 | 4.787 | 4.3083 | 0 | 0 | 0 | 385.5755 | 1.6089 | 59632.5105 | 1.0231 | 3.99 | 5.1859 | 4.408 | 0 | 0 | 0 | 376.8547 | 0 | 0 | 0 | 0 | 0 | 0 | 0 | 759.346 | 0 | 0 | 0 | 0 | 0 | 0 | 0 | 1236.3929 | 0 | 0 | 0 | 0 | 0 | 0 | 0 | 0 | 1147.235 | 0 | 0 | 0 | 0.0042 | 0 | 0.00057666 | 0.00057666 | 770.0639 | 0 | 0 | 0 | 0.0042 | 0 | 0.00057666 | 0.00057666 | 1173.9497 | 0 | 0 | 0 | 0.0042 | 0 | 0 | 0.00057666 | 0.00057666 | 1100.0936
07/01 20:00:00 | 75.92 | 24.4 | 0% | 1.5282 | 56639.8504 | 1.0596 | 3.8146 | 4.6745 | 4.2071 | 0 | 0 | 0 | 385.5755 | 1.5282 | 56639.8504 | 1.0596 | 4.1325 | 5.0641 | 4.3044 | 0 | 0 | 0 | 376.8547 | 0 | 0 | 0 | 0 | 0 | 0 | 0 | 759.346 | 0 | 0 | 0 | 0 | 0 | 0 | 0 | 1236.3929 | 0 | 0 | 0 | 0 | 0 | 0 | 0 | 0 | 1147.235 | 0 | 0 | 0 | 0.0042 | 0 | 0.00057666 | 0.00057666 | 770.0645 | 0 | 0 | 0 | 0.0042 | 0 | 0.00057666 | 0.00057666 | 1173.9503 | 0 | 0 | 0 | 0.0042 | 0 | 0 | 0.00057666 | 0.00057666 | 1100.0942
07/01 21:00:00 | 75.92 | 24.4 | 0% | 1.5282 | 56639.8504 | 1.0596 | 3.8146 | 4.6745 | 4.2071 | 0 | 0 | 0 | 385.5755 | 1.5282 | 56639.8504 | 1.0596 | 4.1325 | 5.0641 | 4.3044 | 0 | 0 | 0 | 376.8547 | 0 | 0 | 0 | 0 | 0 | 0 | 0 | 759.346 | 0 | 0 | 0 | 0 | 0 | 0 | 0 | 1236.3929 | 0 | 0 | 0 | 0 | 0 | 0 | 0 | 0 | 1147.235 | 0 | 0 | 0 | 0.0042 | 0 | 0.00057666 | 0.00057666 | 770.0651 | 0 | 0 | 0 | 0.0042 | 0 | 0.00057666 | 0.00057666 | 1173.9509 | 0 | 0 | 0 | 0.0042 | 0 | 0 | 0.00057666 | 0.00057666 | 1100.0948
07/01 22:00:00 | 75.02 | 23.9 | 0% | 1.5109 | 55999.208 | 1.0667 | 3.8401 | 4.6504 | 4.1853 | 0 | 0 | 0 | 385.5755 | 1.5109 | 55999.208 | 1.0667 | 4.1602 | 5.0379 | 4.2822 | 0 | 0 | 0 | 376.8547 | 0 | 0 | 0 | 0 | 0 | 0 | 0 | 759.346 | 0 | 0 | 0 | 0 | 0 | 0 | 0 | 1236.3929 | 0 | 0 | 0 | 0 | 0 | 0 | 0 | 0 | 1147.235 | 0 | 0 | 0 | 0.0042 | 0 | 0.00057666 | 0.00057666 | 770.0656 | 0 | 0 | 0 | 0.0042 | 0 | 0.00057666 | 0.00057666 | 1173.9514 | 0 | 0 | 0 | 0.0042 | 0 | 0 | 0.00057666 | 0.00057666 | 1100.0954
07/01 23:00:00 | 73.94 | 23.3 | 0% | 1.4903 | 55235.1212 | 1.0748 | 3.8692 | 4.6215 | 4.1594 | 0 | 0 | 0 | 385.5755 | 1.4903 | 55235.1212 | 1.0748 | 4.1916 | 5.0067 | 4.2557 | 0 | 0 | 0 | 376.8547 | 0 | 0 | 0 | 0 | 0 | 0 | 0 | 759.346 | 0 | 0 | 0 | 0 | 0 | 0 | 0 | 1236.3929 | 0 | 0 | 0 | 0 | 0 | 0 | 0 | 0 | 1147.235 | 0 | 0 | 0 | 0.0042 | 0 | 0.00057666 | 0.00057666 | 770.0662 | 0 | 0 | 0 | 0.0042 | 0 | 0.00057666 | 0.00057666 | 1173.952 | 0 | 0 | 0 | 0.0042 | 0 | 0 | 0.00057666 | 0.00057666 | 1100.0959
07/01 24:00:00 | 73.94 | 23.3 | 0% | 1.4903 | 55235.1212 | 1.0748 | 3.8692 | 4.6215 | 4.1594 | 0 | 0 | 0 | 385.5755 | 1.4903 | 55235.1212 | 1.0748 | 4.1916 | 5.0067 | 4.2557 | 0 | 0 | 0 | 376.8547 | 0 | 0 | 0 | 0 | 0 | 0 | 0 | 759.346 | 0 | 0 | 0 | 0 | 0 | 0 | 0 | 1236.3929 | 0 | 0 | 0 | 0 | 0 | 0 | 0 | 0 | 1147.235 | 0 | 0 | 0 | 0.0042 | 0 | 0.00057666 | 0.00057666 | 770.0668 | 0 | 0 | 0 | 0.0042 | 0 | 0.00057666 | 0.00057666 | 1173.9526 | 0 | 0 | 0 | 0.0042 | 0 | 0 | 0.00057666 | 0.00057666 | 1100.0965
07/02 01:00:00 | 73.94 | 23.3 | 0% | 1.4903 | 55235.1212 | 1.0748 | 3.8692 | 4.6215 | 4.1594 | 0 | 0 | 0 | 385.5755 | 1.4903 | 55235.1212 | 1.0748 | 4.1916 | 5.0067 | 4.2557 | 0 | 0 | 0 | 376.8547 | 0 | 0 | 0 | 0 | 0 | 0 | 0 | 759.346 | 0 | 0 | 0 | 0 | 0 | 0 | 0 | 1236.3929 | 0 | 0 | 0 | 0 | 0 | 0 | 0 | 0 | 1147.235 | 0 | 0 | 0 | 0.0042 | 0 | 0.00057666 | 0.00057666 | 770.0674 | 0 | 0 | 0 | 0.0042 | 0 | 0.00057666 | 0.00057666 | 1173.9532 | 0 | 0 | 0 | 0.0042 | 0 | 0 | 0.00057666 | 0.00057666 | 1100.0971
07/02 02:00:00 | 73.94 | 23.3 | 0% | 1.4903 | 55235.1212 | 1.0748 | 3.8692 | 4.6215 | 4.1594 | 0 | 0 | 0 | 385.5755 | 1.4903 | 55235.1212 | 1.0748 | 4.1916 | 5.0067 | 4.2557 | 0 | 0 | 0 | 376.8547 | 0 | 0 | 0 | 0 | 0 | 0 | 0 | 759.346 | 0 | 0 | 0 | 0 | 0 | 0 | 0 | 1236.3929 | 0 | 0 | 0 | 0 | 0 | 0 | 0 | 0 | 1147.235 | 0 | 0 | 0 | 0.0042 | 0 | 0.00057666 | 0.00057666 | 770.0679 | 0 | 0 | 0 | 0.0042 | 0 | 0.00057666 | 0.00057666 | 1173.9537 | 0 | 0 | 0 | 0.0042 | 0 | 0 | 0.00057666 | 0.00057666 | 1100.0977
07/02 03:00:00 | 73.94 | 23.3 | 0% | 1.4903 | 55235.1212 | 1.0748 | 3.8692 | 4.6215 | 4.1594 | 0 | 0 | 0 | 385.5755 | 1.4903 | 55235.1212 | 1.0748 | 4.1916 | 5.0067 | 4.2557 | 0 | 0 | 0 | 376.8547 | 0 | 0 | 0 | 0 | 0 | 0 | 0 | 759.346 | 0 | 0 | 0 | 0 | 0 | 0 | 0 | 1236.3929 | 0 | 0 | 0 | 0 | 0 | 0 | 0 | 0 | 1147.235 | 0 | 0 | 0 | 0.0042 | 0 | 0.00057666 | 0.00057666 | 770.0685 | 0 | 0 | 0 | 0.0042 | 0 | 0.00057666 | 0.00057666 | 1173.9543 | 0 | 0 | 0 | 0.0042 | 0 | 0 | 0.00057666 | 0.00057666 | 1100.0982
07/02 04:00:00 | 73.94 | 23.3 | 0% | 1.4903 | 55235.1212 | 1.0748 | 3.8692 | 4.6215 | 4.1594 | 0 | 0 | 0 | 385.5755 | 1.4903 | 55235.1212 | 1.0748 | 4.1916 | 5.0067 | 4.2557 | 0 | 0 | 0 | 376.8547 | 0 | 0 | 0 | 0 | 0 | 0 | 0 | 759.346 | 0 | 0 | 0 | 0 | 0 | 0 | 0 | 1236.3929 | 0 | 0 | 0 | 0 | 0 | 0 | 0 | 0 | 1147.235 | 0 | 0 | 0 | 0.0042 | 0 | 0.00057666 | 0.00057666 | 770.0691 | 0 | 0 | 0 | 0.0042 | 0 | 0.00057666 | 0.00057666 | 1173.9549 | 0 | 0 | 0 | 0.0042 | 0 | 0 | 0.00057666 | 0.00057666 | 1100.0988
07/02 05:00:00 | 75.02 | 23.9 | 0% | 1.5109 | 55999.208 | 1.0667 | 3.8401 | 4.6504 | 4.1853 | 0 | 0 | 0 | 385.5755 | 1.5109 | 55999.208 | 1.0667 | 4.1602 | 5.0379 | 4.2822 | 0 | 0 | 0 | 376.8547 | 0 | 0 | 0 | 0 | 0 | 0 | 0 | 759.346 | 0 | 0 | 0 | 0 | 0 | 0 | 0 | 1236.3929 | 0 | 0 | 0 | 0 | 0 | 0 | 0 | 0 | 1147.235 | 0 | 0 | 0 | 0.0042 | 0 | 0.00057666 | 0.00057666 | 770.0697 | 0 | 0 | 0 | 0.0042 | 0 | 0.00057666 | 0.00057666 | 1173.9555 | 0 | 0 | 0 | 0.0042 | 0 | 0 | 0.00057666 | 0.00057666 | 1100.0994
07/02 06:00:00 | 75.92 | 24.4 | 0% | 1.5282 | 56639.8504 | 1.0596 | 3.8146 | 4.6745 | 4.2071 | 0 | 0 | 0 | 385.5755 | 1.5282 | 56639.8504 | 1.0596 | 4.1325 | 5.0641 | 4.3044 | 0 | 0 | 0 | 376.8547 | 0 | 0 | 0 | 0 | 0 | 0 | 0 | 759.346 | 0 | 0 | 0 | 0 | 0 | 0 | 0 | 1236.3929 | 0 | 0 | 0 | 0 | 0 | 0 | 0 | 0 | 1147.235 | 0 | 0 | 0 | 0.0042 | 0 | 0.00057666 | 0.00057666 | 770.0703 | 0 | 0 | 0 | 0.0042 | 0 | 0.00057666 | 0.00057666 | 1173.9561 | 0 | 0 | 0 | 0.0042 | 0 | 0 | 0.00057666 | 0.00057666 | 1100.1
07/02 07:00:00 | 75.92 | 24.4 | 0% | 1.5282 | 56639.8504 | 1.0596 | 3.8146 | 4.6745 | 4.2071 | 0 | 0 | 0 | 385.5755 | 1.5282 | 56639.8504 | 1.0596 | 4.1325 | 5.0641 | 4.3044 | 0 | 0 | 0 | 376.8547 | 0 | 0 | 0 | 0 | 0 | 0 | 0 | 759.346 | 0 | 0 | 0 | 0 | 0 | 0 | 0 | 1236.3929 | 0 | 0 | 0 | 0 | 0 | 0 | 0 | 0 | 1147.235 | 0 | 0 | 0 | 0.0042 | 0 | 0.00057666 | 0.00057666 | 770.0708 | 0 | 0 | 0 | 0.0042 | 0 | 0.00057666 | 0.00057666 | 1173.9566 | 0 | 0 | 0 | 0.0042 | 0 | 0 | 0.00057666 | 0.00057666 | 1100.1006
07/02 08:00:00 | 75.92 | 24.4 | 0% | 1.5282 | 56639.8504 | 1.0596 | 3.8146 | 4.6745 | 4.2071 | 0 | 0 | 0 | 385.5755 | 1.5282 | 56639.8504 | 1.0596 | 4.1325 | 5.0641 | 4.3044 | 0 | 0 | 0 | 376.8547 | 0 | 0 | 0 | 0 | 0 | 0 | 0 | 759.346 | 0 | 0 | 0 | 0 | 0 | 0 | 0 | 1236.3929 | 0 | 0 | 0 | 0 | 0 | 0 | 0 | 0 | 1147.235 | 0 | 0 | 0 | 0.0042 | 0 | 0.00057666 | 0.00057666 | 770.0714 | 0 | 0 | 0 | 0.0042 | 0 | 0.00057666 | 0.00057666 | 1173.9572 | 0 | 0 | 0 | 0.0042 | 0 | 0 | 0.00057666 | 0.00057666 | 1100.1011
07/02 09:00:00 | 78.98 | 26.1 | 0% | 1.5877 | 58844.5776 | 1.0332 | 3.7194 | 4.7574 | 4.2816 | 0 | 0 | 0 | 385.5755 | 1.5877 | 58844.5776 | 1.0332 | 4.0294 | 5.1538 | 4.3808 | 0 | 0 | 0 | 376.8547 | 0 | 0 | 0 | 0 | 0 | 0 | 0 | 759.346 | 0 | 0 | 0 | 0 | 0 | 0 | 0 | 1236.3929 | 0 | 0 | 0 | 0 | 0 | 0 | 0 | 0 | 1147.235 | 0 | 0 | 0 | 0.0042 | 0 | 0.00057666 | 0.00057666 | 770.072 | 0 | 0 | 0 | 0.0042 | 0 | 0.00057666 | 0.00057666 | 1173.9578 | 0 | 0 | 0 | 0.0042 | 0 | 0 | 0.00057666 | 0.00057666 | 1100.1017
07/02 10:00:00 | 84.02 | 28.9 | 0% | 1.6881 | 62565.316 | 0.9832 | 3.5395 | 4.8978 | 4.408 | 0 | 0 | 0 | 385.5755 | 1.6881 | 62565.316 | 0.9832 | 3.8345 | 5.3059 | 4.51 | 0 | 0 | 0 | 376.8547 | 0 | 0 | 0 | 0 | 0 | 0 | 0 | 759.346 | 0 | 0 | 0 | 0 | 0 | 0 | 0 | 1236.3929 | 0 | 0 | 0 | 0 | 0 | 0 | 0 | 0 | 1147.235 | 0 | 0 | 0 | 0.0042 | 0 | 0.00057666 | 0.00057666 | 770.0726 | 0 | 0 | 0 | 0.0042 | 0 | 0.00057666 | 0.00057666 | 1173.9584 | 0 | 0 | 0 | 0.0042 | 0 | 0 | 0.00057666 | 0.00057666 | 1100.1023
07/02 11:00:00 | 84.02 | 28.9 | 0% | 1.6881 | 62565.316 | 0.9832 | 3.5395 | 4.8978 | 4.408 | 0 | 0 | 0 | 385.5755 | 1.6881 | 62565.316 | 0.9832 | 3.8345 | 5.3059 | 4.51 | 0 | 0 | 0 | 376.8547 | 0 | 0 | 0 | 0 | 0 | 0 | 0 | 759.346 | 0 | 0 | 0 | 0 | 0 | 0 | 0 | 1236.3929 | 0 | 0 | 0 | 0 | 0 | 0 | 0 | 0 | 1147.235 | 0 | 0 | 0 | 0.0042 | 0 | 0.00057666 | 0.00057666 | 770.0731 | 0 | 0 | 0 | 0.0042 | 0 | 0.00057666 | 0.00057666 | 1173.9589 | 0 | 0 | 0 | 0.0042 | 0 | 0 | 0.00057666 | 0.00057666 | 1100.1029
07/02 12:00:00 | 86 | 30 | 0% | 1.7283 | 64057.4811 | 0.96189 | 3.4628 | 4.9546 | 4.4591 | 0 | 0 | 0 | 385.5755 | 1.7283 | 64057.4811 | 0.96189 | 3.7514 | 5.3675 | 4.5624 | 0 | 0 | 0 | 376.8547 | 0 | 0 | 0 | 0 | 0 | 0 | 0 | 759.346 | 0 | 0 | 0 | 0 | 0 | 0 | 0 | 1236.3929 | 0 | 0 | 0 | 0 | 0 | 0 | 0 | 0 | 1147.235 | 0 | 0 | 0 | 0.0042 | 0 | 0.00057666 | 0.00057666 | 770.0737 | 0 | 0 | 0 | 0.0042 | 0 | 0.00057666 | 0.00057666 | 1173.9595 | 0 | 0 | 0 | 0.0042 | 0 | 0 | 0.00057666 | 0.00057666 | 1100.1034
07/02 13:00:00 | 86 | 30 | 0% | 1.7283 | 64057.4811 | 0.96189 | 3.4628 | 4.9546 | 4.4591 | 0 | 0 | 0 | 385.5755 | 1.7283 | 64057.4811 | 0.96189 | 3.7514 | 5.3675 | 4.5624 | 0 | 0 | 0 | 376.8547 | 0 | 0 | 0 | 0 | 0 | 0 | 0 | 759.346 | 0 | 0 | 0 | 0 | 0 | 0 | 0 | 1236.3929 | 0 | 0 | 0 | 0 | 0 | 0 | 0 | 0 | 1147.235 | 0 | 0 | 0 | 0.0042 | 0 | 0.00057666 | 0.00057666 | 770.0743 | 0 | 0 | 0 | 0.0042 | 0 | 0.00057666 | 0.00057666 | 1173.9601 | 0 | 0 | 0 | 0.0042 | 0 | 0 | 0.00057666 | 0.00057666 | 1100.104
07/02 14:00:00 | 86 | 30 | 0% | 1.7283 | 64057.4811 | 0.96189 | 3.4628 | 4.9546 | 4.4591 | 0 | 0 | 0 | 385.5755 | 1.7283 | 64057.4811 | 0.96189 | 3.7514 | 5.3675 | 4.5624 | 0 | 0 | 0 | 376.8547 | 0 | 0 | 0 | 0 | 0 | 0 | 0 | 759.346 | 0 | 0 | 0 | 0 | 0 | 0 | 0 | 1236.3929 | 0 | 0 | 0 | 0 | 0 | 0 | 0 | 0 | 1147.235 | 0 | 0 | 0 | 0.0042 | 0 | 0.00057666 | 0.00057666 | 770.0749 | 0 | 0 | 0 | 0.0042 | 0 | 0.00057666 | 0.00057666 | 1173.9607 | 0 | 0 | 0 | 0.0042 | 0 | 0 | 0.00057666 | 0.00057666 | 1100.1046
07/02 15:00:00 | 87.08 | 30.6 | 0% | 1.7505 | 64878.6283 | 0.94996 | 3.4199 | 4.9861 | 4.4874 | 0 | 0 | 0 | 385.5755 | 1.7505 | 64878.6283 | 0.94996 | 3.7048 | 5.4016 | 4.5913 | 0 | 0 | 0 | 376.8547 | 0 | 0 | 0 | 0 | 0 | 0 | 0 | 759.346 | 0 | 0 | 0 | 0 | 0 | 0 | 0 | 1236.3929 | 0 | 0 | 0 | 0 | 0 | 0 | 0 | 0 | 1147.235 | 0 | 0 | 0 | 0.0042 | 0 | 0.00057666 | 0.00057666 | 770.0754 | 0 | 0 | 0 | 0.0042 | 0 | 0.00057666 | 0.00057666 | 1173.9612 | 0 | 0 | 0 | 0.0042 | 0 | 0 | 0.00057666 | 0.00057666 | 1100.1052
07/02 16:00:00 | 89.06 | 31.7 | 0% | 1.7914 | 66397.3365 | 0.92764 | 3.3395 | 5.0446 | 4.5401 | 0 | 0 | 0 | 385.5755 | 1.7914 | 66397.3365 | 0.92764 | 3.6178 | 5.4649 | 4.6452 | 0 | 0 | 0 | 376.8547 | 0 | 0 | 0 | 0 | 0 | 0 | 0 | 759.346 | 0 | 0 | 0 | 0 | 0 | 0 | 0 | 1236.3929 | 0 | 0 | 0 | 0 | 0 | 0 | 0 | 0 | 1147.235 | 0 | 0 | 0 | 0.0042 | 0 | 0.00057666 | 0.00057666 | 770.076 | 0 | 0 | 0 | 0.0042 | 0 | 0.00057666 | 0.00057666 | 1173.9618 | 0 | 0 | 0 | 0.0042 | 0 | 0 | 0.00057666 | 0.00057666 | 1100.1057
07/02 17:00:00 | 86 | 30 | 0% | 1.7283 | 64057.4811 | 0.96189 | 3.4628 | 4.9546 | 4.4591 | 0 | 0 | 0 | 385.5755 | 1.7283 | 64057.4811 | 0.96189 | 3.7514 | 5.3675 | 4.5624 | 0 | 0 | 0 | 376.8547 | 0 | 0 | 0 | 0 | 0 | 0 | 0 | 759.346 | 0 | 0 | 0 | 0 | 0 | 0 | 0 | 1236.3929 | 0 | 0 | 0 | 0 | 0 | 0 | 0 | 0 | 1147.235 | 0 | 0 | 0 | 0.0042 | 0 | 0.00057666 | 0.00057666 | 770.0766 | 0 | 0 | 0 | 0.0042 | 0 | 0.00057666 | 0.00057666 | 1173.9624 | 0 | 0 | 0 | 0.0042 | 0 | 0 | 0.00057666 | 0.00057666 | 1100.1063
07/02 18:00:00 | 86 | 30 | 0% | 1.7283 | 64057.4811 | 0.96189 | 3.4628 | 4.9546 | 4.4591 | 0 | 0 | 0 | 385.5755 | 1.7283 | 64057.4811 | 0.96189 | 3.7514 | 5.3675 | 4.5624 | 0 | 0 | 0 | 376.8547 | 0 | 0 | 0 | 0 | 0 | 0 | 0 | 759.346 | 0 | 0 | 0 | 0 | 0 | 0 | 0 | 1236.3929 | 0 | 0 | 0 | 0 | 0 | 0 | 0 | 0 | 1147.235 | 0 | 0 | 0 | 0.0042 | 0 | 0.00057666 | 0.00057666 | 770.0772 | 0 | 0 | 0 | 0.0042 | 0 | 0.00057666 | 0.00057666 | 1173.963 | 0 | 0 | 0 | 0.0042 | 0 | 0 | 0.00057666 | 0.00057666 | 1100.1069
07/02 19:00:00 | 82.04 | 27.8 | 0% | 1.6483 | 61090.3258 | 1.0036 | 3.6131 | 4.8419 | 4.3578 | 0 | 0 | 0 | 385.5755 | 1.6483 | 61090.3258 | 1.0036 | 3.9142 | 5.2454 | 4.4586 | 0 | 0 | 0 | 376.8547 | 0 | 0 | 0 | 0 | 0 | 0 | 0 | 759.346 | 0 | 0 | 0 | 0 | 0 | 0 | 0 | 1236.3929 | 0 | 0 | 0 | 0 | 0 | 0 | 0 | 0 | 1147.235 | 0 | 0 | 0 | 0.0042 | 0 | 0.00057666 | 0.00057666 | 770.0777 | 0 | 0 | 0 | 0.0042 | 0 | 0.00057666 | 0.00057666 | 1173.9636 | 0 | 0 | 0 | 0.0042 | 0 | 0 | 0.00057666 | 0.00057666 | 1100.1075
07/02 20:00:00 | 80.96 | 27.2 | 0% | 1.6267 | 60293.0247 | 1.0144 | 3.6518 | 4.8119 | 4.3307 | 0 | 0 | 0 | 385.5755 | 1.6267 | 60293.0247 | 1.0144 | 3.9561 | 5.2129 | 4.4309 | 0 | 0 | 0 | 376.8547 | 0 | 0 | 0 | 0 | 0 | 0 | 0 | 759.346 | 0 | 0 | 0 | 0 | 0 | 0 | 0 | 1236.3929 | 0 | 0 | 0 | 0 | 0 | 0 | 0 | 0 | 1147.235 | 0 | 0 | 0 | 0.0042 | 0 | 0.00057666 | 0.00057666 | 770.0783 | 0 | 0 | 0 | 0.0042 | 0 | 0.00057666 | 0.00057666 | 1173.9641 | 0 | 0 | 0 | 0.0042 | 0 | 0 | 0.00057666 | 0.00057666 | 1100.108
07/02 21:00:00 | 80.06 | 26.7 | 0% | 1.6089 | 59632.5105 | 1.0231 | 3.6831 | 4.787 | 4.3083 | 0 | 0 | 0 | 385.5755 | 1.6089 | 59632.5105 | 1.0231 | 3.99 | 5.1859 | 4.408 | 0 | 0 | 0 | 376.8547 | 0 | 0 | 0 | 0 | 0 | 0 | 0 | 759.346 | 0 | 0 | 0 | 0 | 0 | 0 | 0 | 1236.3929 | 0 | 0 | 0 | 0 | 0 | 0 | 0 | 0 | 1147.235 | 0 | 0 | 0 | 0.0042 | 0 | 0.00057666 | 0.00057666 | 770.0789 | 0 | 0 | 0 | 0.0042 | 0 | 0.00057666 | 0.00057666 | 1173.9647 | 0 | 0 | 0 | 0.0042 | 0 | 0 | 0.00057666 | 0.00057666 | 1100.1086
07/02 22:00:00 | 78.08 | 25.6 | 0% | 1.5701 | 58191.8702 | 1.0413 | 3.7487 | 4.7329 | 4.2596 | 0 | 0 | 0 | 385.5755 | 1.5701 | 58191.8702 | 1.0413 | 4.0611 | 5.1273 | 4.3582 | 0 | 0 | 0 | 376.8547 | 0 | 0 | 0 | 0 | 0 | 0 | 0 | 759.346 | 0 | 0 | 0 | 0 | 0 | 0 | 0 | 1236.3929 | 0 | 0 | 0 | 0 | 0 | 0 | 0 | 0 | 1147.235 | 0 | 0 | 0 | 0.0042 | 0 | 0.00057666 | 0.00057666 | 770.0795 | 0 | 0 | 0 | 0.0042 | 0 | 0.00057666 | 0.00057666 | 1173.9653 | 0 | 0 | 0 | 0.0042 | 0 | 0 | 0.00057666 | 0.00057666 | 1100.1092
07/02 23:00:00 | 78.08 | 25.6 | 0% | 1.5701 | 58191.8702 | 1.0413 | 3.7487 | 4.7329 | 4.2596 | 0 | 0 | 0 | 385.5755 | 1.5701 | 58191.8702 | 1.0413 | 4.0611 | 5.1273 | 4.3582 | 0 | 0 | 0 | 376.8547 | 0 | 0 | 0 | 0 | 0 | 0 | 0 | 759.346 | 0 | 0 | 0 | 0 | 0 | 0 | 0 | 1236.3929 | 0 | 0 | 0 | 0 | 0 | 0 | 0 | 0 | 1147.235 | 0 | 0 | 0 | 0.0042 | 0 | 0.00057666 | 0.00057666 | 770.0801 | 0 | 0 | 0 | 0.0042 | 0 | 0.00057666 | 0.00057666 | 1173.9659 | 0 | 0 | 0 | 0.0042 | 0 | 0 | 0.00057666 | 0.00057666 | 1100.1098
07/02 24:00:00 | 77 | 25 | 0% | 1.5491 | 57413.3053 | 1.0507 | 3.7824 | 4.7036 | 4.2332 | 0 | 0 | 0 | 385.5755 | 1.5491 | 57413.3053 | 1.0507 | 4.0976 | 5.0956 | 4.3312 | 0 | 0 | 0 | 376.8547 | 0 | 0 | 0 | 0 | 0 | 0 | 0 | 759.346 | 0 | 0 | 0 | 0 | 0 | 0 | 0 | 1236.3929 | 0 | 0 | 0 | 0 | 0 | 0 | 0 | 0 | 1147.235 | 0 | 0 | 0 | 0.0042 | 0 | 0.00057666 | 0.00057666 | 770.0806 | 0 | 0 | 0 | 0.0042 | 0 | 0.00057666 | 0.00057666 | 1173.9664 | 0 | 0 | 0 | 0.0042 | 0 | 0 | 0.00057666 | 0.00057666 | 1100.1104
07/03 01:00:00 | 77 | 25 | 0% | 1.5491 | 57413.3053 | 1.0507 | 3.7824 | 4.7036 | 4.2332 | 0 | 0 | 0 | 385.5755 | 1.5491 | 57413.3053 | 1.0507 | 4.0976 | 5.0956 | 4.3312 | 0 | 0 | 0 | 376.8547 | 0 | 0 | 0 | 0 | 0 | 0 | 0 | 759.346 | 0 | 0 | 0 | 0 | 0 | 0 | 0 | 1236.3929 | 0 | 0 | 0 | 0 | 0 | 0 | 0 | 0 | 1147.235 | 0 | 0 | 0 | 0.0042 | 0 | 0.00057666 | 0.00057666 | 770.0812 | 0 | 0 | 0 | 0.0042 | 0 | 0.00057666 | 0.00057666 | 1173.967 | 0 | 0 | 0 | 0.0042 | 0 | 0 | 0.00057666 | 0.00057666 | 1100.1109
07/03 02:00:00 | 75.92 | 24.4 | 0% | 1.5282 | 56639.8504 | 1.0596 | 3.8146 | 4.6745 | 4.2071 | 0 | 0 | 0 | 385.5755 | 1.5282 | 56639.8504 | 1.0596 | 4.1325 | 5.0641 | 4.3044 | 0 | 0 | 0 | 376.8547 | 0 | 0 | 0 | 0 | 0 | 0 | 0 | 759.346 | 0 | 0 | 0 | 0 | 0 | 0 | 0 | 1236.3929 | 0 | 0 | 0 | 0 | 0 | 0 | 0 | 0 | 1147.235 | 0 | 0 | 0 | 0.0042 | 0 | 0.00057666 | 0.00057666 | 770.0818 | 0 | 0 | 0 | 0.0042 | 0 | 0.00057666 | 0.00057666 | 1173.9676 | 0 | 0 | 0 | 0.0042 | 0 | 0 | 0.00057666 | 0.00057666 | 1100.1115
07/03 03:00:00 | 75.02 | 23.9 | 0% | 1.5109 | 55999.208 | 1.0667 | 3.8401 | 4.6504 | 4.1853 | 0 | 0 | 0 | 385.5755 | 1.5109 | 55999.208 | 1.0667 | 4.1602 | 5.0379 | 4.2822 | 0 | 0 | 0 | 376.8547 | 0 | 0 | 0 | 0 | 0 | 0 | 0 | 759.346 | 0 | 0 | 0 | 0 | 0 | 0 | 0 | 1236.3929 | 0 | 0 | 0 | 0 | 0 | 0 | 0 | 0 | 1147.235 | 0 | 0 | 0 | 0.0042 | 0 | 0.00057666 | 0.00057666 | 770.0824 | 0 | 0 | 0 | 0.0042 | 0 | 0.00057666 | 0.00057666 | 1173.9682 | 0 | 0 | 0 | 0.0042 | 0 | 0 | 0.00057666 | 0.00057666 | 1100.1121
07/03 04:00:00 | 73.94 | 23.3 | 0% | 1.4903 | 55235.1212 | 1.0748 | 3.8692 | 4.6215 | 4.1594 | 0 | 0 | 0 | 385.5755 | 1.4903 | 55235.1212 | 1.0748 | 4.1916 | 5.0067 | 4.2557 | 0 | 0 | 0 | 376.8547 | 0 | 0 | 0 | 0 | 0 | 0 | 0 | 759.346 | 0 | 0 | 0 | 0 | 0 | 0 | 0 | 1236.3929 | 0 | 0 | 0 | 0 | 0 | 0 | 0 | 0 | 1147.235 | 0 | 0 | 0 | 0.0042 | 0 | 0.00057666 | 0.00057666 | 770.0829 | 0 | 0 | 0 | 0.0042 | 0 | 0.00057666 | 0.00057666 | 1173.9687 | 0 | 0 | 0 | 0.0042 | 0 | 0 | 0.00057666 | 0.00057666 | 1100.1127
07/03 05:00:00 | 73.94 | 23.3 | 0% | 1.4903 | 55235.1212 | 1.0748 | 3.8692 | 4.6215 | 4.1594 | 0 | 0 | 0 | 385.5755 | 1.4903 | 55235.1212 | 1.0748 | 4.1916 | 5.0067 | 4.2557 | 0 | 0 | 0 | 376.8547 | 0 | 0 | 0 | 0 | 0 | 0 | 0 | 759.346 | 0 | 0 | 0 | 0 | 0 | 0 | 0 | 1236.3929 | 0 | 0 | 0 | 0 | 0 | 0 | 0 | 0 | 1147.235 | 0 | 0 | 0 | 0.0042 | 0 | 0.00057666 | 0.00057666 | 770.0835 | 0 | 0 | 0 | 0.0042 | 0 | 0.00057666 | 0.00057666 | 1173.9693 | 0 | 0 | 0 | 0.0042 | 0 | 0 | 0.00057666 | 0.00057666 | 1100.1132
07/03 06:00:00 | 77 | 25 | 0% | 1.5491 | 57413.3053 | 1.0507 | 3.7824 | 4.7036 | 4.2332 | 0 | 0 | 0 | 385.5755 | 1.5491 | 57413.3053 | 1.0507 | 4.0976 | 5.0956 | 4.3312 | 0 | 0 | 0 | 376.8547 | 0 | 0 | 0 | 0 | 0 | 0 | 0 | 759.346 | 0 | 0 | 0 | 0 | 0 | 0 | 0 | 1236.3929 | 0 | 0 | 0 | 0 | 0 | 0 | 0 | 0 | 1147.235 | 0 | 0 | 0 | 0.0042 | 0 | 0.00057666 | 0.00057666 | 770.0841 | 0 | 0 | 0 | 0.0042 | 0 | 0.00057666 | 0.00057666 | 1173.9699 | 0 | 0 | 0 | 0.0042 | 0 | 0 | 0.00057666 | 0.00057666 | 1100.1138
07/03 07:00:00 | 77 | 25 | 0% | 1.5491 | 57413.3053 | 1.0507 | 3.7824 | 4.7036 | 4.2332 | 0 | 0 | 0 | 385.5755 | 1.5491 | 57413.3053 | 1.0507 | 4.0976 | 5.0956 | 4.3312 | 0 | 0 | 0 | 376.8547 | 0 | 0 | 0 | 0 | 0 | 0 | 0 | 759.346 | 0 | 0 | 0 | 0 | 0 | 0 | 0 | 1236.3929 | 0 | 0 | 0 | 0 | 0 | 0 | 0 | 0 | 1147.235 | 0 | 0 | 0 | 0.0042 | 0 | 0.00057666 | 0.00057666 | 770.0847 | 0 | 0 | 0 | 0.0042 | 0 | 0.00057666 | 0.00057666 | 1173.9705 | 0 | 0 | 0 | 0.0042 | 0 | 0 | 0.00057666 | 0.00057666 | 1100.1144
07/03 08:00:00 | 82.04 | 27.8 | 0% | 1.6483 | 61090.3258 | 1.0036 | 3.6131 | 4.8419 | 4.3578 | 0 | 0 | 0 | 385.5755 | 1.6483 | 61090.3258 | 1.0036 | 3.9142 | 5.2454 | 4.4586 | 0 | 0 | 0 | 376.8547 | 0 | 0 | 0 | 0 | 0 | 0 | 0 | 759.346 | 0 | 0 | 0 | 0 | 0 | 0 | 0 | 1236.3929 | 0 | 0 | 0 | 0 | 0 | 0 | 0 | 0 | 1147.235 | 0 | 0 | 0 | 0.0042 | 0 | 0.00057666 | 0.00057666 | 770.0852 | 0 | 0 | 0 | 0.0042 | 0 | 0.00057666 | 0.00057666 | 1173.971 | 0 | 0 | 0 | 0.0042 | 0 | 0 | 0.00057666 | 0.00057666 | 1100.115
07/03 09:00:00 | 84.92 | 29.4 | 0% | 1.7063 | 63241.4437 | 0.97361 | 3.505 | 4.9235 | 4.4311 | 0 | 0 | 0 | 385.5755 | 1.7063 | 63241.4437 | 0.97361 | 3.7971 | 5.3338 | 4.5337 | 0 | 0 | 0 | 376.8547 | 0 | 0 | 0 | 0 | 0 | 0 | 0 | 759.346 | 0 | 0 | 0 | 0 | 0 | 0 | 0 | 1236.3929 | 0 | 0 | 0 | 0 | 0 | 0 | 0 | 0 | 1147.235 | 0 | 0 | 0 | 0.0042 | 0 | 0.00057666 | 0.00057666 | 770.0858 | 0 | 0 | 0 | 0.0042 | 0 | 0.00057666 | 0.00057666 | 1173.9716 | 0 | 0 | 0 | 0.0042 | 0 | 0 | 0.00057666 | 0.00057666 | 1100.1155
07/03 10:00:00 | 87.08 | 30.6 | 0% | 1.7505 | 64878.6283 | 0.94996 | 3.4199 | 4.9861 | 4.4874 | 0 | 0 | 0 | 385.5755 | 1.7505 | 64878.6283 | 0.94996 | 3.7048 | 5.4016 | 4.5913 | 0 | 0 | 0 | 376.8547 | 0 | 0 | 0 | 0 | 0 | 0 | 0 | 759.346 | 0 | 0 | 0 | 0 | 0 | 0 | 0 | 1236.3929 | 0 | 0 | 0 | 0 | 0 | 0 | 0 | 0 | 1147.235 | 0 | 0 | 0 | 0.0042 | 0 | 0.00057666 | 0.00057666 | 770.0864 | 0 | 0 | 0 | 0.0042 | 0 | 0.00057666 | 0.00057666 | 1173.9722 | 0 | 0 | 0 | 0.0042 | 0 | 0 | 0.00057666 | 0.00057666 | 1100.1161
07/03 11:00:00 | 89.06 | 31.7 | 0% | 1.7914 | 66397.3365 | 0.92764 | 3.3395 | 5.0446 | 4.5401 | 0 | 0 | 0 | 385.5755 | 1.7914 | 66397.3365 | 0.92764 | 3.6178 | 5.4649 | 4.6452 | 0 | 0 | 0 | 376.8547 | 0 | 0 | 0 | 0 | 0 | 0 | 0 | 759.346 | 0 | 0 | 0 | 0 | 0 | 0 | 0 | 1236.3929 | 0 | 0 | 0 | 0 | 0 | 0 | 0 | 0 | 1147.235 | 0 | 0 | 0 | 0.0042 | 0 | 0.00057666 | 0.00057666 | 770.087 | 0 | 0 | 0 | 0.0042 | 0 | 0.00057666 | 0.00057666 | 1173.9728 | 0 | 0 | 0 | 0.0042 | 0 | 0 | 0.00057666 | 0.00057666 | 1100.1167
07/03 12:00:00 | 89.96 | 32.2 | 0% | 1.8102 | 67093.336 | 0.91733 | 3.3024 | 5.0715 | 4.5644 | 0 | 0 | 0 | 385.5755 | 1.8102 | 67093.336 | 0.91733 | 3.5776 | 5.4942 | 4.67 | 0 | 0 | 0 | 376.8547 | 0 | 0 | 0 | 0 | 0 | 0 | 0 | 759.346 | 0 | 0 | 0 | 0 | 0 | 0 | 0 | 1236.3929 | 0 | 0 | 0 | 0 | 0 | 0 | 0 | 0 | 1147.235 | 0 | 0 | 0 | 0.0042 | 0 | 0.00057666 | 0.00057666 | 770.0876 | 0 | 0 | 0 | 0.0042 | 0 | 0.00057666 | 0.00057666 | 1173.9734 | 0 | 0 | 0 | 0.0042 | 0 | 0 | 0.00057666 | 0.00057666 | 1100.1173
07/03 13:00:00 | 89.96 | 32.2 | 0% | 1.8102 | 67093.336 | 0.91733 | 3.3024 | 5.0715 | 4.5644 | 0 | 0 | 0 | 385.5755 | 1.8102 | 67093.336 | 0.91733 | 3.5776 | 5.4942 | 4.67 | 0 | 0 | 0 | 376.8547 | 0 | 0 | 0 | 0 | 0 | 0 | 0 | 759.346 | 0 | 0 | 0 | 0 | 0 | 0 | 0 | 1236.3929 | 0 | 0 | 0 | 0 | 0 | 0 | 0 | 0 | 1147.235 | 0 | 0 | 0 | 0.0042 | 0 | 0.00057666 | 0.00057666 | 770.0881 | 0 | 0 | 0 | 0.0042 | 0 | 0.00057666 | 0.00057666 | 1173.9739 | 0 | 0 | 0 | 0.0042 | 0 | 0 | 0.00057666 | 0.00057666 | 1100.1179
07/03 14:00:00 | 91.94 | 33.3 | 0% | 1.8519 | 68637.0258 | 0.89439 | 3.2198 | 5.1318 | 4.6186 | 0 | 0 | 0 | 385.5755 | 1.8519 | 68637.0258 | 0.89439 | 3.4881 | 5.5594 | 4.7255 | 0 | 0 | 0 | 376.8547 | 0 | 0 | 0 | 0 | 0 | 0 | 0 | 759.346 | 0 | 0 | 0 | 0 | 0 | 0 | 0 | 1236.3929 | 0 | 0 | 0 | 0 | 0 | 0 | 0 | 0 | 1147.235 | 0 | 0 | 0 | 0.0042 | 0 | 0.00057666 | 0.00057666 | 770.0887 | 0 | 0 | 0 | 0.0042 | 0 | 0.00057666 | 0.00057666 | 1173.9745 | 0 | 0 | 0 | 0.0042 | 0 | 0 | 0.00057666 | 0.00057666 | 1100.1184
07/03 15:00:00 | 91.94 | 33.3 | 0% | 1.8519 | 68637.0258 | 0.89439 | 3.2198 | 5.1318 | 4.6186 | 0 | 0 | 0 | 385.5755 | 1.8519 | 68637.0258 | 0.89439 | 3.4881 | 5.5594 | 4.7255 | 0 | 0 | 0 | 376.8547 | 0 | 0 | 0 | 0 | 0 | 0 | 0 | 759.346 | 0 | 0 | 0 | 0 | 0 | 0 | 0 | 1236.3929 | 0 | 0 | 0 | 0 | 0 | 0 | 0 | 0 | 1147.235 | 0 | 0 | 0 | 0.0042 | 0 | 0.00057666 | 0.00057666 | 770.0893 | 0 | 0 | 0 | 0.0042 | 0 | 0.00057666 | 0.00057666 | 1173.9751 | 0 | 0 | 0 | 0.0042 | 0 | 0 | 0.00057666 | 0.00057666 | 1100.119
07/03 16:00:00 | 91.94 | 33.3 | 0% | 1.8519 | 68637.0258 | 0.89439 | 3.2198 | 5.1318 | 4.6186 | 0 | 0 | 0 | 385.5755 | 1.8519 | 68637.0258 | 0.89439 | 3.4881 | 5.5594 | 4.7255 | 0 | 0 | 0 | 376.8547 | 0 | 0 | 0 | 0 | 0 | 0 | 0 | 759.346 | 0 | 0 | 0 | 0 | 0 | 0 | 0 | 1236.3929 | 0 | 0 | 0 | 0 | 0 | 0 | 0 | 0 | 1147.235 | 0 | 0 | 0 | 0.0042 | 0 | 0.00057666 | 0.00057666 | 770.0899 | 0 | 0 | 0 | 0.0042 | 0 | 0.00057666 | 0.00057666 | 1173.9757 | 0 | 0 | 0 | 0.0042 | 0 | 0 | 0.00057666 | 0.00057666 | 1100.1196
07/03 17:00:00 | 91.04 | 32.8 | 0% | 1.8329 | 67933.2195 | 0.90486 | 3.2575 | 5.1042 | 4.5938 | 0 | 0 | 0 | 385.5755 | 1.8329 | 67933.2195 | 0.90486 | 3.529 | 5.5296 | 4.7002 | 0 | 0 | 0 | 376.8547 | 0 | 0 | 0 | 0 | 0 | 0 | 0 | 759.346 | 0 | 0 | 0 | 0 | 0 | 0 | 0 | 1236.3929 | 0 | 0 | 0 | 0 | 0 | 0 | 0 | 0 | 1147.235 | 0 | 0 | 0 | 0.0042 | 0 | 0.00057666 | 0.00057666 | 770.0904 | 0 | 0 | 0 | 0.0042 | 0 | 0.00057666 | 0.00057666 | 1173.9762 | 0 | 0 | 0 | 0.0042 | 0 | 0 | 0.00057666 | 0.00057666 | 1100.1202
07/03 18:00:00 | 91.04 | 32.8 | 0% | 1.8329 | 67933.2195 | 0.90486 | 3.2575 | 5.1042 | 4.5938 | 0 | 0 | 0 | 385.5755 | 1.8329 | 67933.2195 | 0.90486 | 3.529 | 5.5296 | 4.7002 | 0 | 0 | 0 | 376.8547 | 0 | 0 | 0 | 0 | 0 | 0 | 0 | 759.346 | 0 | 0 | 0 | 0 | 0 | 0 | 0 | 1236.3929 | 0 | 0 | 0 | 0 | 0 | 0 | 0 | 0 | 1147.235 | 0 | 0 | 0 | 0.0042 | 0 | 0.00057666 | 0.00057666 | 770.091 | 0 | 0 | 0 | 0.0042 | 0 | 0.00057666 | 0.00057666 | 1173.9768 | 0 | 0 | 0 | 0.0042 | 0 | 0 | 0.00057666 | 0.00057666 | 1100.1207
07/03 19:00:00 | 91.04 | 32.8 | 0% | 1.8329 | 67933.2195 | 0.90486 | 3.2575 | 5.1042 | 4.5938 | 0 | 0 | 0 | 385.5755 | 1.8329 | 67933.2195 | 0.90486 | 3.529 | 5.5296 | 4.7002 | 0 | 0 | 0 | 376.8547 | 0 | 0 | 0 | 0 | 0 | 0 | 0 | 759.346 | 0 | 0 | 0 | 0 | 0 | 0 | 0 | 1236.3929 | 0 | 0 | 0 | 0 | 0 | 0 | 0 | 0 | 1147.235 | 0 | 0 | 0 | 0.0042 | 0 | 0.00057666 | 0.00057666 | 770.0916 | 0 | 0 | 0 | 0.0042 | 0 | 0.00057666 | 0.00057666 | 1173.9774 | 0 | 0 | 0 | 0.0042 | 0 | 0 | 0.00057666 | 0.00057666 | 1100.1213
07/03 20:00:00 | 82.94 | 28.3 | 0% | 1.6663 | 61758.6468 | 0.99447 | 3.5801 | 4.8672 | 4.3805 | 0 | 0 | 0 | 385.5755 | 1.6663 | 61758.6468 | 0.99447 | 3.8784 | 5.2728 | 4.4819 | 0 | 0 | 0 | 376.8547 | 0 | 0 | 0 | 0 | 0 | 0 | 0 | 759.346 | 0 | 0 | 0 | 0 | 0 | 0 | 0 | 1236.3929 | 0 | 0 | 0 | 0 | 0 | 0 | 0 | 0 | 1147.235 | 0 | 0 | 0 | 0.0042 | 0 | 0.00057666 | 0.00057666 | 770.0922 | 0 | 0 | 0 | 0.0042 | 0 | 0.00057666 | 0.00057666 | 1173.978 | 0 | 0 | 0 | 0.0042 | 0 | 0 | 0.00057666 | 0.00057666 | 1100.1219
07/03 21:00:00 | 80.06 | 26.7 | 0% | 1.6089 | 59632.5105 | 1.0231 | 3.6831 | 4.787 | 4.3083 | 0 | 0 | 0 | 385.5755 | 1.6089 | 59632.5105 | 1.0231 | 3.99 | 5.1859 | 4.408 | 0 | 0 | 0 | 376.8547 | 0 | 0 | 0 | 0 | 0 | 0 | 0 | 759.346 | 0 | 0 | 0 | 0 | 0 | 0 | 0 | 1236.3929 | 0 | 0 | 0 | 0 | 0 | 0 | 0 | 0 | 1147.235 | 0 | 0 | 0 | 0.0042 | 0 | 0.00057666 | 0.00057666 | 770.0927 | 0 | 0 | 0 | 0.0042 | 0 | 0.00057666 | 0.00057666 | 1173.9785 | 0 | 0 | 0 | 0.0042 | 0 | 0 | 0.00057666 | 0.00057666 | 1100.1225
07/03 22:00:00 | 80.06 | 26.7 | 0% | 1.6089 | 59632.5105 | 1.0231 | 3.6831 | 4.787 | 4.3083 | 0 | 0 | 0 | 385.5755 | 1.6089 | 59632.5105 | 1.0231 | 3.99 | 5.1859 | 4.408 | 0 | 0 | 0 | 376.8547 | 0 | 0 | 0 | 0 | 0 | 0 | 0 | 759.346 | 0 | 0 | 0 | 0 | 0 | 0 | 0 | 1236.3929 | 0 | 0 | 0 | 0 | 0 | 0 | 0 | 0 | 1147.235 | 0 | 0 | 0 | 0.0042 | 0 | 0.00057666 | 0.00057666 | 770.0933 | 0 | 0 | 0 | 0.0042 | 0 | 0.00057666 | 0.00057666 | 1173.9791 | 0 | 0 | 0 | 0.0042 | 0 | 0 | 0.00057666 | 0.00057666 | 1100.123
07/03 23:00:00 | 78.98 | 26.1 | 0% | 1.5877 | 58844.5776 | 1.0332 | 3.7194 | 4.7574 | 4.2816 | 0 | 0 | 0 | 385.5755 | 1.5877 | 58844.5776 | 1.0332 | 4.0294 | 5.1538 | 4.3808 | 0 | 0 | 0 | 376.8547 | 0 | 0 | 0 | 0 | 0 | 0 | 0 | 759.346 | 0 | 0 | 0 | 0 | 0 | 0 | 0 | 1236.3929 | 0 | 0 | 0 | 0 | 0 | 0 | 0 | 0 | 1147.235 | 0 | 0 | 0 | 0.0042 | 0 | 0.00057666 | 0.00057666 | 770.0939 | 0 | 0 | 0 | 0.0042 | 0 | 0.00057666 | 0.00057666 | 1173.9797 | 0 | 0 | 0 | 0.0042 | 0 | 0 | 0.00057666 | 0.00057666 | 1100.1236
07/03 24:00:00 | 78.98 | 26.1 | 0% | 1.5877 | 58844.5776 | 1.0332 | 3.7194 | 4.7574 | 4.2816 | 0 | 0 | 0 | 385.5755 | 1.5877 | 58844.5776 | 1.0332 | 4.0294 | 5.1538 | 4.3808 | 0 | 0 | 0 | 376.8547 | 0 | 0 | 0 | 0 | 0 | 0 | 0 | 759.346 | 0 | 0 | 0 | 0 | 0 | 0 | 0 | 1236.3929 | 0 | 0 | 0 | 0 | 0 | 0 | 0 | 0 | 1147.235 | 0 | 0 | 0 | 0.0042 | 0 | 0.00057666 | 0.00057666 | 770.0945 | 0 | 0 | 0 | 0.0042 | 0 | 0.00057666 | 0.00057666 | 1173.9803 | 0 | 0 | 0 | 0.0042 | 0 | 0 | 0.00057666 | 0.00057666 | 1100.1242
07/04 01:00:00 | 78.98 | 26.1 | 0% | 1.5877 | 58844.5776 | 1.0332 | 3.7194 | 4.7574 | 4.2816 | 0 | 0 | 0 | 385.5755 | 1.5877 | 58844.5776 | 1.0332 | 4.0294 | 5.1538 | 4.3808 | 0 | 0 | 0 | 376.8547 | 0 | 0 | 0 | 0 | 0 | 0 | 0 | 759.346 | 0 | 0 | 0 | 0 | 0 | 0 | 0 | 1236.3929 | 0 | 0 | 0 | 0 | 0 | 0 | 0 | 0 | 1147.235 | 0 | 0 | 0 | 0.0042 | 0 | 0.00057666 | 0.00057666 | 770.095 | 0 | 0 | 0 | 0.0042 | 0 | 0.00057666 | 0.00057666 | 1173.9809 | 0 | 0 | 0 | 0.0042 | 0 | 0 | 0.00057666 | 0.00057666 | 1100.1248
07/04 02:00:00 | 75.38 | 24.1 | 0% | 1.5178 | 56255.0391 | 1.0639 | 3.8301 | 4.66 | 4.194 | 0 | 0 | 0 | 385.5755 | 1.5178 | 56255.0391 | 1.0639 | 4.1492 | 5.0484 | 4.2911 | 0 | 0 | 0 | 376.8547 | 0 | 0 | 0 | 0 | 0 | 0 | 0 | 759.346 | 0 | 0 | 0 | 0 | 0 | 0 | 0 | 1236.3929 | 0 | 0 | 0 | 0 | 0 | 0 | 0 | 0 | 1147.235 | 0 | 0 | 0 | 0.0042 | 0 | 0.00057666 | 0.00057666 | 770.0956 | 0 | 0 | 0 | 0.0042 | 0 | 0.00057666 | 0.00057666 | 1173.9814 | 0 | 0 | 0 | 0.0042 | 0 | 0 | 0.00057666 | 0.00057666 | 1100.1253
07/04 03:00:00 | 71.96 | 22.2 | 0% | 1.4528 | 53847.5669 | 1.0882 | 3.9177 | 4.5689 | 4.112 | 0 | 0 | 0 | 385.5755 | 1.4528 | 53847.5669 | 1.0882 | 4.2442 | 4.9496 | 4.2072 | 0 | 0 | 0 | 376.8547 | 0 | 0 | 0 | 0 | 0 | 0 | 0 | 759.346 | 0 | 0 | 0 | 0 | 0 | 0 | 0 | 1236.3929 | 0 | 0 | 0 | 0 | 0 | 0 | 0 | 0 | 1147.235 | 0 | 0 | 0 | 0.0042 | 0 | 0.00057666 | 0.00057666 | 770.0962 | 0 | 0 | 0 | 0.0042 | 0 | 0.00057666 | 0.00057666 | 1173.982 | 0 | 0 | 0 | 0.0042 | 0 | 0 | 0.00057666 | 0.00057666 | 1100.1259
07/04 04:00:00 | 71.06 | 21.7 | 0% | 1.436 | 53222.538 | 1.0938 | 3.9376 | 4.545 | 4.0905 | 0 | 0 | 0 | 385.5755 | 1.436 | 53222.538 | 1.0938 | 4.2657 | 4.9237 | 4.1852 | 0 | 0 | 0 | 376.8547 | 0 | 0 | 0 | 0 | 0 | 0 | 0 | 759.346 | 0 | 0 | 0 | 0 | 0 | 0 | 0 | 1236.3929 | 0 | 0 | 0 | 0 | 0 | 0 | 0 | 0 | 1147.235 | 0 | 0 | 0 | 0.0042 | 0 | 0.00057666 | 0.00057666 | 770.0968 | 0 | 0 | 0 | 0.0042 | 0 | 0.00057666 | 0.00057666 | 1173.9826 | 0 | 0 | 0 | 0.0042 | 0 | 0 | 0.00057666 | 0.00057666 | 1100.1265
07/04 05:00:00 | 71.06 | 21.7 | 0% | 1.436 | 53222.538 | 1.0938 | 3.9376 | 4.545 | 4.0905 | 0 | 0 | 0 | 385.5755 | 1.436 | 53222.538 | 1.0938 | 4.2657 | 4.9237 | 4.1852 | 0 | 0 | 0 | 376.8547 | 0 | 0 | 0 | 0 | 0 | 0 | 0 | 759.346 | 0 | 0 | 0 | 0 | 0 | 0 | 0 | 1236.3929 | 0 | 0 | 0 | 0 | 0 | 0 | 0 | 0 | 1147.235 | 0 | 0 | 0 | 0.0042 | 0 | 0.00057666 | 0.00057666 | 770.0974 | 0 | 0 | 0 | 0.0042 | 0 | 0.00057666 | 0.00057666 | 1173.9832 | 0 | 0 | 0 | 0.0042 | 0 | 0 | 0.00057666 | 0.00057666 | 1100.1271
07/04 06:00:00 | 73.04 | 22.8 | 0% | 1.4732 | 54602.2855 | 1.0811 | 3.892 | 4.5976 | 4.1378 | 0 | 0 | 0 | 385.5755 | 1.4732 | 54602.2855 | 1.0811 | 4.2164 | 4.9807 | 4.2336 | 0 | 0 | 0 | 376.8547 | 0 | 0 | 0 | 0 | 0 | 0 | 0 | 759.346 | 0 | 0 | 0 | 0 | 0 | 0 | 0 | 1236.3929 | 0 | 0 | 0 | 0 | 0 | 0 | 0 | 0 | 1147.235 | 0 | 0 | 0 | 0.0042 | 0 | 0.00057666 | 0.00057666 | 770.0979 | 0 | 0 | 0 | 0.0042 | 0 | 0.00057666 | 0.00057666 | 1173.9837 | 0 | 0 | 0 | 0.0042 | 0 | 0 | 0.00057666 | 0.00057666 | 1100.1277
07/04 07:00:00 | 73.04 | 22.8 | 0% | 1.4732 | 54602.2855 | 1.0811 | 3.892 | 4.5976 | 4.1378 | 0 | 0 | 0 | 385.5755 | 1.4732 | 54602.2855 | 1.0811 | 4.2164 | 4.9807 | 4.2336 | 0 | 0 | 0 | 376.8547 | 0 | 0 | 0 | 0 | 0 | 0 | 0 | 759.346 | 0 | 0 | 0 | 0 | 0 | 0 | 0 | 1236.3929 | 0 | 0 | 0 | 0 | 0 | 0 | 0 | 0 | 1147.235 | 0 | 0 | 0 | 0.0042 | 0 | 0.00057666 | 0.00057666 | 770.0985 | 0 | 0 | 0 | 0.0042 | 0 | 0.00057666 | 0.00057666 | 1173.9843 | 0 | 0 | 0 | 0.0042 | 0 | 0 | 0.00057666 | 0.00057666 | 1100.1282
07/04 08:00:00 | 80.96 | 27.2 | 0% | 1.6267 | 60293.0247 | 1.0144 | 3.6518 | 4.8119 | 4.3307 | 0 | 0 | 0 | 385.5755 | 1.6267 | 60293.0247 | 1.0144 | 3.9561 | 5.2129 | 4.4309 | 0 | 0 | 0 | 376.8547 | 0 | 0 | 0 | 0 | 0 | 0 | 0 | 759.346 | 0 | 0 | 0 | 0 | 0 | 0 | 0 | 1236.3929 | 0 | 0 | 0 | 0 | 0 | 0 | 0 | 0 | 1147.235 | 0 | 0 | 0 | 0.0042 | 0 | 0.00057666 | 0.00057666 | 770.0991 | 0 | 0 | 0 | 0.0042 | 0 | 0.00057666 | 0.00057666 | 1173.9849 | 0 | 0 | 0 | 0.0042 | 0 | 0 | 0.00057666 | 0.00057666 | 1100.1288
07/04 09:00:00 | 84.92 | 29.4 | 0% | 1.7063 | 63241.4437 | 0.97361 | 3.505 | 4.9235 | 4.4311 | 0 | 0 | 0 | 385.5755 | 1.7063 | 63241.4437 | 0.97361 | 3.7971 | 5.3338 | 4.5337 | 0 | 0 | 0 | 376.8547 | 0 | 0 | 0 | 0 | 0 | 0 | 0 | 759.346 | 0 | 0 | 0 | 0 | 0 | 0 | 0 | 1236.3929 | 0 | 0 | 0 | 0 | 0 | 0 | 0 | 0 | 1147.235 | 0 | 0 | 0 | 0.0042 | 0 | 0.00057666 | 0.00057666 | 770.0997 | 0 | 0 | 0 | 0.0042 | 0 | 0.00057666 | 0.00057666 | 1173.9855 | 0 | 0 | 0 | 0.0042 | 0 | 0 | 0.00057666 | 0.00057666 | 1100.1294
07/04 10:00:00 | 87.08 | 30.6 | 0% | 1.7505 | 64878.6283 | 0.94996 | 3.4199 | 4.9861 | 4.4874 | 0 | 0 | 0 | 385.5755 | 1.7505 | 64878.6283 | 0.94996 | 3.7048 | 5.4016 | 4.5913 | 0 | 0 | 0 | 376.8547 | 0 | 0 | 0 | 0 | 0 | 0 | 0 | 759.346 | 0 | 0 | 0 | 0 | 0 | 0 | 0 | 1236.3929 | 0 | 0 | 0 | 0 | 0 | 0 | 0 | 0 | 1147.235 | 0 | 0 | 0 | 0.0042 | 0 | 0.00057666 | 0.00057666 | 770.1002 | 0 | 0 | 0 | 0.0042 | 0 | 0.00057666 | 0.00057666 | 1173.986 | 0 | 0 | 0 | 0.0042 | 0 | 0 | 0.00057666 | 0.00057666 | 1100.13
07/04 11:00:00 | 89.96 | 32.2 | 0% | 1.8102 | 67093.336 | 0.91733 | 3.3024 | 5.0715 | 4.5644 | 0 | 0 | 0 | 385.5755 | 1.8102 | 67093.336 | 0.91733 | 3.5776 | 5.4942 | 4.67 | 0 | 0 | 0 | 376.8547 | 0 | 0 | 0 | 0 | 0 | 0 | 0 | 759.346 | 0 | 0 | 0 | 0 | 0 | 0 | 0 | 1236.3929 | 0 | 0 | 0 | 0 | 0 | 0 | 0 | 0 | 1147.235 | 0 | 0 | 0 | 0.0042 | 0 | 0.00057666 | 0.00057666 | 770.1008 | 0 | 0 | 0 | 0.0042 | 0 | 0.00057666 | 0.00057666 | 1173.9866 | 0 | 0 | 0 | 0.0042 | 0 | 0 | 0.00057666 | 0.00057666 | 1100.1305
07/04 12:00:00 | 89.96 | 32.2 | 0% | 1.8102 | 67093.336 | 0.91733 | 3.3024 | 5.0715 | 4.5644 | 0 | 0 | 0 | 385.5755 | 1.8102 | 67093.336 | 0.91733 | 3.5776 | 5.4942 | 4.67 | 0 | 0 | 0 | 376.8547 | 0 | 0 | 0 | 0 | 0 | 0 | 0 | 759.346 | 0 | 0 | 0 | 0 | 0 | 0 | 0 | 1236.3929 | 0 | 0 | 0 | 0 | 0 | 0 | 0 | 0 | 1147.235 | 0 | 0 | 0 | 0.0042 | 0 | 0.00057666 | 0.00057666 | 770.1014 | 0 | 0 | 0 | 0.0042 | 0 | 0.00057666 | 0.00057666 | 1173.9872 | 0 | 0 | 0 | 0.0042 | 0 | 0 | 0.00057666 | 0.00057666 | 1100.1311
07/04 13:00:00 | 89.96 | 32.2 | 0% | 1.8102 | 67093.336 | 0.91733 | 3.3024 | 5.0715 | 4.5644 | 0 | 0 | 0 | 385.5755 | 1.8102 | 67093.336 | 0.91733 | 3.5776 | 5.4942 | 4.67 | 0 | 0 | 0 | 376.8547 | 0 | 0 | 0 | 0 | 0 | 0 | 0 | 759.346 | 0 | 0 | 0 | 0 | 0 | 0 | 0 | 1236.3929 | 0 | 0 | 0 | 0 | 0 | 0 | 0 | 0 | 1147.235 | 0 | 0 | 0 | 0.0042 | 0 | 0.00057666 | 0.00057666 | 770.102 | 0 | 0 | 0 | 0.0042 | 0 | 0.00057666 | 0.00057666 | 1173.9878 | 0 | 0 | 0 | 0.0042 | 0 | 0 | 0.00057666 | 0.00057666 | 1100.1317
07/04 14:00:00 | 91.4 | 33 | 0% | 1.8405 | 68214.3162 | 0.90068 | 3.2425 | 5.1152 | 4.6037 | 0 | 0 | 0 | 385.5755 | 1.8405 | 68214.3162 | 0.90068 | 3.5127 | 5.5415 | 4.7103 | 0 | 0 | 0 | 376.8547 | 0 | 0 | 0 | 0 | 0 | 0 | 0 | 759.346 | 0 | 0 | 0 | 0 | 0 | 0 | 0 | 1236.3929 | 0 | 0 | 0 | 0 | 0 | 0 | 0 | 0 | 1147.235 | 0 | 0 | 0 | 0.0042 | 0 | 0.00057666 | 0.00057666 | 770.1025 | 0 | 0 | 0 | 0.0042 | 0 | 0.00057666 | 0.00057666 | 1173.9883 | 0 | 0 | 0 | 0.0042 | 0 | 0 | 0.00057666 | 0.00057666 | 1100.1323
07/04 15:00:00 | 89.06 | 31.7 | 0% | 1.7914 | 66397.3365 | 0.92764 | 3.3395 | 5.0446 | 4.5401 | 0 | 0 | 0 | 385.5755 | 1.7914 | 66397.3365 | 0.92764 | 3.6178 | 5.4649 | 4.6452 | 0 | 0 | 0 | 376.8547 | 0 | 0 | 0 | 0 | 0 | 0 | 0 | 759.346 | 0 | 0 | 0 | 0 | 0 | 0 | 0 | 1236.3929 | 0 | 0 | 0 | 0 | 0 | 0 | 0 | 0 | 1147.235 | 0 | 0 | 0 | 0.0042 | 0 | 0.00057666 | 0.00057666 | 770.1031 | 0 | 0 | 0 | 0.0042 | 0 | 0.00057666 | 0.00057666 | 1173.9889 | 0 | 0 | 0 | 0.0042 | 0 | 0 | 0.00057666 | 0.00057666 | 1100.1328
07/04 16:00:00 | 91.04 | 32.8 | 0% | 1.8329 | 67933.2195 | 0.90486 | 3.2575 | 5.1042 | 4.5938 | 0 | 0 | 0 | 385.5755 | 1.8329 | 67933.2195 | 0.90486 | 3.529 | 5.5296 | 4.7002 | 0 | 0 | 0 | 376.8547 | 0 | 0 | 0 | 0 | 0 | 0 | 0 | 759.346 | 0 | 0 | 0 | 0 | 0 | 0 | 0 | 1236.3929 | 0 | 0 | 0 | 0 | 0 | 0 | 0 | 0 | 1147.235 | 0 | 0 | 0 | 0.0042 | 0 | 0.00057666 | 0.00057666 | 770.1037 | 0 | 0 | 0 | 0.0042 | 0 | 0.00057666 | 0.00057666 | 1173.9895 | 0 | 0 | 0 | 0.0042 | 0 | 0 | 0.00057666 | 0.00057666 | 1100.1334
07/04 17:00:00 | 89.96 | 32.2 | 0% | 1.8102 | 67093.336 | 0.91733 | 3.3024 | 5.0715 | 4.5644 | 0 | 0 | 0 | 385.5755 | 1.8102 | 67093.336 | 0.91733 | 3.5776 | 5.4942 | 4.67 | 0 | 0 | 0 | 376.8547 | 0 | 0 | 0 | 0 | 0 | 0 | 0 | 759.346 | 0 | 0 | 0 | 0 | 0 | 0 | 0 | 1236.3929 | 0 | 0 | 0 | 0 | 0 | 0 | 0 | 0 | 1147.235 | 0 | 0 | 0 | 0.0042 | 0 | 0.00057666 | 0.00057666 | 770.1043 | 0 | 0 | 0 | 0.0042 | 0 | 0.00057666 | 0.00057666 | 1173.9901 | 0 | 0 | 0 | 0.0042 | 0 | 0 | 0.00057666 | 0.00057666 | 1100.134
07/04 18:00:00 | 87.08 | 30.6 | 0% | 1.7505 | 64878.6283 | 0.94996 | 3.4199 | 4.9861 | 4.4874 | 0 | 0 | 0 | 385.5755 | 1.7505 | 64878.6283 | 0.94996 | 3.7048 | 5.4016 | 4.5913 | 0 | 0 | 0 | 376.8547 | 0 | 0 | 0 | 0 | 0 | 0 | 0 | 759.346 | 0 | 0 | 0 | 0 | 0 | 0 | 0 | 1236.3929 | 0 | 0 | 0 | 0 | 0 | 0 | 0 | 0 | 1147.235 | 0 | 0 | 0 | 0.0042 | 0 | 0.00057666 | 0.00057666 | 770.1049 | 0 | 0 | 0 | 0.0042 | 0 | 0.00057666 | 0.00057666 | 1173.9907 | 0 | 0 | 0 | 0.0042 | 0 | 0 | 0.00057666 | 0.00057666 | 1100.1346
07/04 19:00:00 | 87.08 | 30.6 | 0% | 1.7505 | 64878.6283 | 0.94996 | 3.4199 | 4.9861 | 4.4874 | 0 | 0 | 0 | 385.5755 | 1.7505 | 64878.6283 | 0.94996 | 3.7048 | 5.4016 | 4.5913 | 0 | 0 | 0 | 376.8547 | 0 | 0 | 0 | 0 | 0 | 0 | 0 | 759.346 | 0 | 0 | 0 | 0 | 0 | 0 | 0 | 1236.3929 | 0 | 0 | 0 | 0 | 0 | 0 | 0 | 0 | 1147.235 | 0 | 0 | 0 | 0.0042 | 0 | 0.00057666 | 0.00057666 | 770.1054 | 0 | 0 | 0 | 0.0042 | 0 | 0.00057666 | 0.00057666 | 1173.9912 | 0 | 0 | 0 | 0.0042 | 0 | 0 | 0.00057666 | 0.00057666 | 1100.1352
07/04 20:00:00 | 82.94 | 28.3 | 0% | 1.6663 | 61758.6468 | 0.99447 | 3.5801 | 4.8672 | 4.3805 | 0 | 0 | 0 | 385.5755 | 1.6663 | 61758.6468 | 0.99447 | 3.8784 | 5.2728 | 4.4819 | 0 | 0 | 0 | 376.8547 | 0 | 0 | 0 | 0 | 0 | 0 | 0 | 759.346 | 0 | 0 | 0 | 0 | 0 | 0 | 0 | 1236.3929 | 0 | 0 | 0 | 0 | 0 | 0 | 0 | 0 | 1147.235 | 0 | 0 | 0 | 0.0042 | 0 | 0.00057666 | 0.00057666 | 770.106 | 0 | 0 | 0 | 0.0042 | 0 | 0.00057666 | 0.00057666 | 1173.9918 | 0 | 0 | 0 | 0.0042 | 0 | 0 | 0.00057666 | 0.00057666 | 1100.1357
07/04 21:00:00 | 78.08 | 25.6 | 0% | 1.5701 | 58191.8702 | 1.0413 | 3.7487 | 4.7329 | 4.2596 | 0 | 0 | 0 | 385.5755 | 1.5701 | 58191.8702 | 1.0413 | 4.0611 | 5.1273 | 4.3582 | 0 | 0 | 0 | 376.8547 | 0 | 0 | 0 | 0 | 0 | 0 | 0 | 759.346 | 0 | 0 | 0 | 0 | 0 | 0 | 0 | 1236.3929 | 0 | 0 | 0 | 0 | 0 | 0 | 0 | 0 | 1147.235 | 0 | 0 | 0 | 0.0042 | 0 | 0.00057666 | 0.00057666 | 770.1066 | 0 | 0 | 0 | 0.0042 | 0 | 0.00057666 | 0.00057666 | 1173.9924 | 0 | 0 | 0 | 0.0042 | 0 | 0 | 0.00057666 | 0.00057666 | 1100.1363
07/04 22:00:00 | 78.08 | 25.6 | 0% | 1.5701 | 58191.8702 | 1.0413 | 3.7487 | 4.7329 | 4.2596 | 0 | 0 | 0 | 385.5755 | 1.5701 | 58191.8702 | 1.0413 | 4.0611 | 5.1273 | 4.3582 | 0 | 0 | 0 | 376.8547 | 0 | 0 | 0 | 0 | 0 | 0 | 0 | 759.346 | 0 | 0 | 0 | 0 | 0 | 0 | 0 | 1236.3929 | 0 | 0 | 0 | 0 | 0 | 0 | 0 | 0 | 1147.235 | 0 | 0 | 0 | 0.0042 | 0 | 0.00057666 | 0.00057666 | 770.1072 | 0 | 0 | 0 | 0.0042 | 0 | 0.00057666 | 0.00057666 | 1173.993 | 0 | 0 | 0 | 0.0042 | 0 | 0 | 0.00057666 | 0.00057666 | 1100.1369
07/04 23:00:00 | 78.08 | 25.6 | 0% | 1.5701 | 58191.8702 | 1.0413 | 3.7487 | 4.7329 | 4.2596 | 0 | 0 | 0 | 385.5755 | 1.5701 | 58191.8702 | 1.0413 | 4.0611 | 5.1273 | 4.3582 | 0 | 0 | 0 | 376.8547 | 0 | 0 | 0 | 0 | 0 | 0 | 0 | 759.346 | 0 | 0 | 0 | 0 | 0 | 0 | 0 | 1236.3929 | 0 | 0 | 0 | 0 | 0 | 0 | 0 | 0 | 1147.235 | 0 | 0 | 0 | 0.0042 | 0 | 0.00057666 | 0.00057666 | 770.1077 | 0 | 0 | 0 | 0.0042 | 0 | 0.00057666 | 0.00057666 | 1173.9935 | 0 | 0 | 0 | 0.0042 | 0 | 0 | 0.00057666 | 0.00057666 | 1100.1375
07/04 24:00:00 | 75.02 | 23.9 | 0% | 1.5109 | 55999.208 | 1.0667 | 3.8401 | 4.6504 | 4.1853 | 0 | 0 | 0 | 385.5755 | 1.5109 | 55999.208 | 1.0667 | 4.1602 | 5.0379 | 4.2822 | 0 | 0 | 0 | 376.8547 | 0 | 0 | 0 | 0 | 0 | 0 | 0 | 759.346 | 0 | 0 | 0 | 0 | 0 | 0 | 0 | 1236.3929 | 0 | 0 | 0 | 0 | 0 | 0 | 0 | 0 | 1147.235 | 0 | 0 | 0 | 0.0042 | 0 | 0.00057666 | 0.00057666 | 770.1083 | 0 | 0 | 0 | 0.0042 | 0 | 0.00057666 | 0.00057666 | 1173.9941 | 0 | 0 | 0 | 0.0042 | 0 | 0 | 0.00057666 | 0.00057666 | 1100.138
07/05 01:00:00 | 75.02 | 23.9 | 0% | 1.5109 | 55999.208 | 1.0667 | 3.8401 | 4.6504 | 4.1853 | 0 | 0 | 0 | 385.5755 | 1.5109 | 55999.208 | 1.0667 | 4.1602 | 5.0379 | 4.2822 | 0 | 0 | 0 | 376.8547 | 0 | 0 | 0 | 0 | 0 | 0 | 0 | 759.346 | 0 | 0 | 0 | 0 | 0 | 0 | 0 | 1236.3929 | 0 | 0 | 0 | 0 | 0 | 0 | 0 | 0 | 1147.235 | 0 | 0 | 0 | 0.0042 | 0 | 0.00057666 | 0.00057666 | 770.1089 | 0 | 0 | 0 | 0.0042 | 0 | 0.00057666 | 0.00057666 | 1173.9947 | 0 | 0 | 0 | 0.0042 | 0 | 0 | 0.00057666 | 0.00057666 | 1100.1386
07/05 02:00:00 | 75.02 | 23.9 | 0% | 1.5109 | 55999.208 | 1.0667 | 3.8401 | 4.6504 | 4.1853 | 0 | 0 | 0 | 385.5755 | 1.5109 | 55999.208 | 1.0667 | 4.1602 | 5.0379 | 4.2822 | 0 | 0 | 0 | 376.8547 | 0 | 0 | 0 | 0 | 0 | 0 | 0 | 759.346 | 0 | 0 | 0 | 0 | 0 | 0 | 0 | 1236.3929 | 0 | 0 | 0 | 0 | 0 | 0 | 0 | 0 | 1147.235 | 0 | 0 | 0 | 0.0042 | 0 | 0.00057666 | 0.00057666 | 770.1095 | 0 | 0 | 0 | 0.0042 | 0 | 0.00057666 | 0.00057666 | 1173.9953 | 0 | 0 | 0 | 0.0042 | 0 | 0 | 0.00057666 | 0.00057666 | 1100.1392
07/05 03:00:00 | 73.94 | 23.3 | 0% | 1.4903 | 55235.1212 | 1.0748 | 3.8692 | 4.6215 | 4.1594 | 0 | 0 | 0 | 385.5755 | 1.4903 | 55235.1212 | 1.0748 | 4.1916 | 5.0067 | 4.2557 | 0 | 0 | 0 | 376.8547 | 0 | 0 | 0 | 0 | 0 | 0 | 0 | 759.346 | 0 | 0 | 0 | 0 | 0 | 0 | 0 | 1236.3929 | 0 | 0 | 0 | 0 | 0 | 0 | 0 | 0 | 1147.235 | 0 | 0 | 0 | 0.0042 | 0 | 0.00057666 | 0.00057666 | 770.11 | 0 | 0 | 0 | 0.0042 | 0 | 0.00057666 | 0.00057666 | 1173.9958 | 0 | 0 | 0 | 0.0042 | 0 | 0 | 0.00057666 | 0.00057666 | 1100.1398
07/05 04:00:00 | 73.94 | 23.3 | 0% | 1.4903 | 55235.1212 | 1.0748 | 3.8692 | 4.6215 | 4.1594 | 0 | 0 | 0 | 385.5755 | 1.4903 | 55235.1212 | 1.0748 | 4.1916 | 5.0067 | 4.2557 | 0 | 0 | 0 | 376.8547 | 0 | 0 | 0 | 0 | 0 | 0 | 0 | 759.346 | 0 | 0 | 0 | 0 | 0 | 0 | 0 | 1236.3929 | 0 | 0 | 0 | 0 | 0 | 0 | 0 | 0 | 1147.235 | 0 | 0 | 0 | 0.0042 | 0 | 0.00057666 | 0.00057666 | 770.1106 | 0 | 0 | 0 | 0.0042 | 0 | 0.00057666 | 0.00057666 | 1173.9964 | 0 | 0 | 0 | 0.0042 | 0 | 0 | 0.00057666 | 0.00057666 | 1100.1403
07/05 05:00:00 | 73.94 | 23.3 | 0% | 1.4903 | 55235.1212 | 1.0748 | 3.8692 | 4.6215 | 4.1594 | 0 | 0 | 0 | 385.5755 | 1.4903 | 55235.1212 | 1.0748 | 4.1916 | 5.0067 | 4.2557 | 0 | 0 | 0 | 376.8547 | 0 | 0 | 0 | 0 | 0 | 0 | 0 | 759.346 | 0 | 0 | 0 | 0 | 0 | 0 | 0 | 1236.3929 | 0 | 0 | 0 | 0 | 0 | 0 | 0 | 0 | 1147.235 | 0 | 0 | 0 | 0.0042 | 0 | 0.00057666 | 0.00057666 | 770.1112 | 0 | 0 | 0 | 0.0042 | 0 | 0.00057666 | 0.00057666 | 1173.997 | 0 | 0 | 0 | 0.0042 | 0 | 0 | 0.00057666 | 0.00057666 | 1100.1409
07/05 06:00:00 | 75.02 | 23.9 | 0% | 1.5109 | 55999.208 | 1.0667 | 3.8401 | 4.6504 | 4.1853 | 0 | 0 | 0 | 385.5755 | 1.5109 | 55999.208 | 1.0667 | 4.1602 | 5.0379 | 4.2822 | 0 | 0 | 0 | 376.8547 | 0 | 0 | 0 | 0 | 0 | 0 | 0 | 759.346 | 0 | 0 | 0 | 0 | 0 | 0 | 0 | 1236.3929 | 0 | 0 | 0 | 0 | 0 | 0 | 0 | 0 | 1147.235 | 0 | 0 | 0 | 0.0042 | 0 | 0.00057666 | 0.00057666 | 770.1118 | 0 | 0 | 0 | 0.0042 | 0 | 0.00057666 | 0.00057666 | 1173.9976 | 0 | 0 | 0 | 0.0042 | 0 | 0 | 0.00057666 | 0.00057666 | 1100.1415
07/05 07:00:00 | 75.02 | 23.9 | 0% | 1.5109 | 55999.208 | 1.0667 | 3.8401 | 4.6504 | 4.1853 | 0 | 0 | 0 | 385.5755 | 1.5109 | 55999.208 | 1.0667 | 4.1602 | 5.0379 | 4.2822 | 0 | 0 | 0 | 376.8547 | 0 | 0 | 0 | 0 | 0 | 0 | 0 | 759.346 | 0 | 0 | 0 | 0 | 0 | 0 | 0 | 1236.3929 | 0 | 0 | 0 | 0 | 0 | 0 | 0 | 0 | 1147.235 | 0 | 0 | 0 | 0.0042 | 0 | 0.00057666 | 0.00057666 | 770.1123 | 0 | 0 | 0 | 0.0042 | 0 | 0.00057666 | 0.00057666 | 1173.9982 | 0 | 0 | 0 | 0.0042 | 0 | 0 | 0.00057666 | 0.00057666 | 1100.1421
07/05 08:00:00 | 80.06 | 26.7 | 0% | 1.6089 | 59632.5105 | 1.0231 | 3.6831 | 4.787 | 4.3083 | 0 | 0 | 0 | 385.5755 | 1.6089 | 59632.5105 | 1.0231 | 3.99 | 5.1859 | 4.408 | 0 | 0 | 0 | 376.8547 | 0 | 0 | 0 | 0 | 0 | 0 | 0 | 759.346 | 0 | 0 | 0 | 0 | 0 | 0 | 0 | 1236.3929 | 0 | 0 | 0 | 0 | 0 | 0 | 0 | 0 | 1147.235 | 0 | 0 | 0 | 0.0042 | 0 | 0.00057666 | 0.00057666 | 770.1129 | 0 | 0 | 0 | 0.0042 | 0 | 0.00057666 | 0.00057666 | 1173.9987 | 0 | 0 | 0 | 0.0042 | 0 | 0 | 0.00057666 | 0.00057666 | 1100.1426
07/05 09:00:00 | 82.94 | 28.3 | 0% | 1.6663 | 61758.6468 | 0.99447 | 3.5801 | 4.8672 | 4.3805 | 0 | 0 | 0 | 385.5755 | 1.6663 | 61758.6468 | 0.99447 | 3.8784 | 5.2728 | 4.4819 | 0 | 0 | 0 | 376.8547 | 0 | 0 | 0 | 0 | 0 | 0 | 0 | 759.346 | 0 | 0 | 0 | 0 | 0 | 0 | 0 | 1236.3929 | 0 | 0 | 0 | 0 | 0 | 0 | 0 | 0 | 1147.235 | 0 | 0 | 0 | 0.0042 | 0 | 0.00057666 | 0.00057666 | 770.1135 | 0 | 0 | 0 | 0.0042 | 0 | 0.00057666 | 0.00057666 | 1173.9993 | 0 | 0 | 0 | 0.0042 | 0 | 0 | 0.00057666 | 0.00057666 | 1100.1432
07/05 10:00:00 | 84.02 | 28.9 | 0% | 1.6881 | 62565.316 | 0.9832 | 3.5395 | 4.8978 | 4.408 | 0 | 0 | 0 | 385.5755 | 1.6881 | 62565.316 | 0.9832 | 3.8345 | 5.3059 | 4.51 | 0 | 0 | 0 | 376.8547 | 0 | 0 | 0 | 0 | 0 | 0 | 0 | 759.346 | 0 | 0 | 0 | 0 | 0 | 0 | 0 | 1236.3929 | 0 | 0 | 0 | 0 | 0 | 0 | 0 | 0 | 1147.235 | 0 | 0 | 0 | 0.0042 | 0 | 0.00057666 | 0.00057666 | 770.1141 | 0 | 0 | 0 | 0.0042 | 0 | 0.00057666 | 0.00057666 | 1173.9999 | 0 | 0 | 0 | 0.0042 | 0 | 0 | 0.00057666 | 0.00057666 | 1100.1438
07/05 11:00:00 | 87.08 | 30.6 | 0% | 1.7505 | 64878.6283 | 0.94996 | 3.4199 | 4.9861 | 4.4874 | 0 | 0 | 0 | 385.5755 | 1.7505 | 64878.6283 | 0.94996 | 3.7048 | 5.4016 | 4.5913 | 0 | 0 | 0 | 376.8547 | 0 | 0 | 0 | 0 | 0 | 0 | 0 | 759.346 | 0 | 0 | 0 | 0 | 0 | 0 | 0 | 1236.3929 | 0 | 0 | 0 | 0 | 0 | 0 | 0 | 0 | 1147.235 | 0 | 0 | 0 | 0.0042 | 0 | 0.00057666 | 0.00057666 | 770.1147 | 0 | 0 | 0 | 0.0042 | 0 | 0.00057666 | 0.00057666 | 1174.0005 | 0 | 0 | 0 | 0.0042 | 0 | 0 | 0.00057666 | 0.00057666 | 1100.1444
07/05 12:00:00 | 86 | 30 | 0% | 1.7283 | 64057.4811 | 0.96189 | 3.4628 | 4.9546 | 4.4591 | 0 | 0 | 0 | 385.5755 | 1.7283 | 64057.4811 | 0.96189 | 3.7514 | 5.3675 | 4.5624 | 0 | 0 | 0 | 376.8547 | 0 | 0 | 0 | 0 | 0 | 0 | 0 | 759.346 | 0 | 0 | 0 | 0 | 0 | 0 | 0 | 1236.3929 | 0 | 0 | 0 | 0 | 0 | 0 | 0 | 0 | 1147.235 | 0 | 0 | 0 | 0.0042 | 0 | 0.00057666 | 0.00057666 | 770.1152 | 0 | 0 | 0 | 0.0042 | 0 | 0.00057666 | 0.00057666 | 1174.001 | 0 | 0 | 0 | 0.0042 | 0 | 0 | 0.00057666 | 0.00057666 | 1100.145
07/05 13:00:00 | 86 | 30 | 0% | 1.7283 | 64057.4811 | 0.96189 | 3.4628 | 4.9546 | 4.4591 | 0 | 0 | 0 | 385.5755 | 1.7283 | 64057.4811 | 0.96189 | 3.7514 | 5.3675 | 4.5624 | 0 | 0 | 0 | 376.8547 | 0 | 0 | 0 | 0 | 0 | 0 | 0 | 759.346 | 0 | 0 | 0 | 0 | 0 | 0 | 0 | 1236.3929 | 0 | 0 | 0 | 0 | 0 | 0 | 0 | 0 | 1147.235 | 0 | 0 | 0 | 0.0042 | 0 | 0.00057666 | 0.00057666 | 770.1158 | 0 | 0 | 0 | 0.0042 | 0 | 0.00057666 | 0.00057666 | 1174.0016 | 0 | 0 | 0 | 0.0042 | 0 | 0 | 0.00057666 | 0.00057666 | 1100.1455
07/05 14:00:00 | 89.96 | 32.2 | 0% | 1.8102 | 67093.336 | 0.91733 | 3.3024 | 5.0715 | 4.5644 | 0 | 0 | 0 | 385.5755 | 1.8102 | 67093.336 | 0.91733 | 3.5776 | 5.4942 | 4.67 | 0 | 0 | 0 | 376.8547 | 0 | 0 | 0 | 0 | 0 | 0 | 0 | 759.346 | 0 | 0 | 0 | 0 | 0 | 0 | 0 | 1236.3929 | 0 | 0 | 0 | 0 | 0 | 0 | 0 | 0 | 1147.235 | 0 | 0 | 0 | 0.0042 | 0 | 0.00057666 | 0.00057666 | 770.1164 | 0 | 0 | 0 | 0.0042 | 0 | 0.00057666 | 0.00057666 | 1174.0022 | 0 | 0 | 0 | 0.0042 | 0 | 0 | 0.00057666 | 0.00057666 | 1100.1461
07/05 15:00:00 | 89.96 | 32.2 | 0% | 1.8102 | 67093.336 | 0.91733 | 3.3024 | 5.0715 | 4.5644 | 0 | 0 | 0 | 385.5755 | 1.8102 | 67093.336 | 0.91733 | 3.5776 | 5.4942 | 4.67 | 0 | 0 | 0 | 376.8547 | 0 | 0 | 0 | 0 | 0 | 0 | 0 | 759.346 | 0 | 0 | 0 | 0 | 0 | 0 | 0 | 1236.3929 | 0 | 0 | 0 | 0 | 0 | 0 | 0 | 0 | 1147.235 | 0 | 0 | 0 | 0.0042 | 0 | 0.00057666 | 0.00057666 | 770.117 | 0 | 0 | 0 | 0.0042 | 0 | 0.00057666 | 0.00057666 | 1174.0028 | 0 | 0 | 0 | 0.0042 | 0 | 0 | 0.00057666 | 0.00057666 | 1100.1467
07/05 16:00:00 | 89.06 | 31.7 | 0% | 1.7914 | 66397.3365 | 0.92764 | 3.3395 | 5.0446 | 4.5401 | 0 | 0 | 0 | 385.5755 | 1.7914 | 66397.3365 | 0.92764 | 3.6178 | 5.4649 | 4.6452 | 0 | 0 | 0 | 376.8547 | 0 | 0 | 0 | 0 | 0 | 0 | 0 | 759.346 | 0 | 0 | 0 | 0 | 0 | 0 | 0 | 1236.3929 | 0 | 0 | 0 | 0 | 0 | 0 | 0 | 0 | 1147.235 | 0 | 0 | 0 | 0.0042 | 0 | 0.00057666 | 0.00057666 | 770.1175 | 0 | 0 | 0 | 0.0042 | 0 | 0.00057666 | 0.00057666 | 1174.0033 | 0 | 0 | 0 | 0.0042 | 0 | 0 | 0.00057666 | 0.00057666 | 1100.1473
07/05 17:00:00 | 87.8 | 31 | 0% | 1.7653 | 65428.8987 | 0.94191 | 3.3909 | 5.0072 | 4.5065 | 0 | 0 | 0 | 385.5755 | 1.7653 | 65428.8987 | 0.94191 | 3.6734 | 5.4245 | 4.6108 | 0 | 0 | 0 | 376.8547 | 0 | 0 | 0 | 0 | 0 | 0 | 0 | 759.346 | 0 | 0 | 0 | 0 | 0 | 0 | 0 | 1236.3929 | 0 | 0 | 0 | 0 | 0 | 0 | 0 | 0 | 1147.235 | 0 | 0 | 0 | 0.0042 | 0 | 0.00057666 | 0.00057666 | 770.1181 | 0 | 0 | 0 | 0.0042 | 0 | 0.00057666 | 0.00057666 | 1174.0039 | 0 | 0 | 0 | 0.0042 | 0 | 0 | 0.00057666 | 0.00057666 | 1100.1478
07/05 18:00:00 | 86 | 30 | 0% | 1.7283 | 64057.4811 | 0.96189 | 3.4628 | 4.9546 | 4.4591 | 0 | 0 | 0 | 385.5755 | 1.7283 | 64057.4811 | 0.96189 | 3.7514 | 5.3675 | 4.5624 | 0 | 0 | 0 | 376.8547 | 0 | 0 | 0 | 0 | 0 | 0 | 0 | 759.346 | 0 | 0 | 0 | 0 | 0 | 0 | 0 | 1236.3929 | 0 | 0 | 0 | 0 | 0 | 0 | 0 | 0 | 1147.235 | 0 | 0 | 0 | 0.0042 | 0 | 0.00057666 | 0.00057666 | 770.1187 | 0 | 0 | 0 | 0.0042 | 0 | 0.00057666 | 0.00057666 | 1174.0045 | 0 | 0 | 0 | 0.0042 | 0 | 0 | 0.00057666 | 0.00057666 | 1100.1484
07/05 19:00:00 | 86 | 30 | 0% | 1.7283 | 64057.4811 | 0.96189 | 3.4628 | 4.9546 | 4.4591 | 0 | 0 | 0 | 385.5755 | 1.7283 | 64057.4811 | 0.96189 | 3.7514 | 5.3675 | 4.5624 | 0 | 0 | 0 | 376.8547 | 0 | 0 | 0 | 0 | 0 | 0 | 0 | 759.346 | 0 | 0 | 0 | 0 | 0 | 0 | 0 | 1236.3929 | 0 | 0 | 0 | 0 | 0 | 0 | 0 | 0 | 1147.235 | 0 | 0 | 0 | 0.0042 | 0 | 0.00057666 | 0.00057666 | 770.1193 | 0 | 0 | 0 | 0.0042 | 0 | 0.00057666 | 0.00057666 | 1174.0051 | 0 | 0 | 0 | 0.0042 | 0 | 0 | 0.00057666 | 0.00057666 | 1100.149
07/05 20:00:00 | 80.96 | 27.2 | 0% | 1.6267 | 60293.0247 | 1.0144 | 3.6518 | 4.8119 | 4.3307 | 0 | 0 | 0 | 385.5755 | 1.6267 | 60293.0247 | 1.0144 | 3.9561 | 5.2129 | 4.4309 | 0 | 0 | 0 | 376.8547 | 0 | 0 | 0 | 0 | 0 | 0 | 0 | 759.346 | 0 | 0 | 0 | 0 | 0 | 0 | 0 | 1236.3929 | 0 | 0 | 0 | 0 | 0 | 0 | 0 | 0 | 1147.235 | 0 | 0 | 0 | 0.0042 | 0 | 0.00057666 | 0.00057666 | 770.1198 | 0 | 0 | 0 | 0.0042 | 0 | 0.00057666 | 0.00057666 | 1174.0056 | 0 | 0 | 0 | 0.0042 | 0 | 0 | 0.00057666 | 0.00057666 | 1100.1496
07/05 21:00:00 | 80.06 | 26.7 | 0% | 1.6089 | 59632.5105 | 1.0231 | 3.6831 | 4.787 | 4.3083 | 0 | 0 | 0 | 385.5755 | 1.6089 | 59632.5105 | 1.0231 | 3.99 | 5.1859 | 4.408 | 0 | 0 | 0 | 376.8547 | 0 | 0 | 0 | 0 | 0 | 0 | 0 | 759.346 | 0 | 0 | 0 | 0 | 0 | 0 | 0 | 1236.3929 | 0 | 0 | 0 | 0 | 0 | 0 | 0 | 0 | 1147.235 | 0 | 0 | 0 | 0.0042 | 0 | 0.00057666 | 0.00057666 | 770.1204 | 0 | 0 | 0 | 0.0042 | 0 | 0.00057666 | 0.00057666 | 1174.0062 | 0 | 0 | 0 | 0.0042 | 0 | 0 | 0.00057666 | 0.00057666 | 1100.1501
07/05 22:00:00 | 78.08 | 25.6 | 0% | 1.5701 | 58191.8702 | 1.0413 | 3.7487 | 4.7329 | 4.2596 | 0 | 0 | 0 | 385.5755 | 1.5701 | 58191.8702 | 1.0413 | 4.0611 | 5.1273 | 4.3582 | 0 | 0 | 0 | 376.8547 | 0 | 0 | 0 | 0 | 0 | 0 | 0 | 759.346 | 0 | 0 | 0 | 0 | 0 | 0 | 0 | 1236.3929 | 0 | 0 | 0 | 0 | 0 | 0 | 0 | 0 | 1147.235 | 0 | 0 | 0 | 0.0042 | 0 | 0.00057666 | 0.00057666 | 770.121 | 0 | 0 | 0 | 0.0042 | 0 | 0.00057666 | 0.00057666 | 1174.0068 | 0 | 0 | 0 | 0.0042 | 0 | 0 | 0.00057666 | 0.00057666 | 1100.1507
07/05 23:00:00 | 75.92 | 24.4 | 0% | 1.5282 | 56639.8504 | 1.0596 | 3.8146 | 4.6745 | 4.2071 | 0 | 0 | 0 | 385.5755 | 1.5282 | 56639.8504 | 1.0596 | 4.1325 | 5.0641 | 4.3044 | 0 | 0 | 0 | 376.8547 | 0 | 0 | 0 | 0 | 0 | 0 | 0 | 759.346 | 0 | 0 | 0 | 0 | 0 | 0 | 0 | 1236.3929 | 0 | 0 | 0 | 0 | 0 | 0 | 0 | 0 | 1147.235 | 0 | 0 | 0 | 0.0042 | 0 | 0.00057666 | 0.00057666 | 770.1216 | 0 | 0 | 0 | 0.0042 | 0 | 0.00057666 | 0.00057666 | 1174.0074 | 0 | 0 | 0 | 0.0042 | 0 | 0 | 0.00057666 | 0.00057666 | 1100.1513
07/05 24:00:00 | 75.92 | 24.4 | 0% | 1.5282 | 56639.8504 | 1.0596 | 3.8146 | 4.6745 | 4.2071 | 0 | 0 | 0 | 385.5755 | 1.5282 | 56639.8504 | 1.0596 | 4.1325 | 5.0641 | 4.3044 | 0 | 0 | 0 | 376.8547 | 0 | 0 | 0 | 0 | 0 | 0 | 0 | 759.346 | 0 | 0 | 0 | 0 | 0 | 0 | 0 | 1236.3929 | 0 | 0 | 0 | 0 | 0 | 0 | 0 | 0 | 1147.235 | 0 | 0 | 0 | 0.0042 | 0 | 0.00057666 | 0.00057666 | 770.1222 | 0 | 0 | 0 | 0.0042 | 0 | 0.00057666 | 0.00057666 | 1174.008 | 0 | 0 | 0 | 0.0042 | 0 | 0 | 0.00057666 | 0.00057666 | 1100.1519
07/06 01:00:00 | 75.92 | 24.4 | 0% | 1.5282 | 56639.8504 | 1.0596 | 3.8146 | 4.6745 | 4.2071 | 0 | 0 | 0 | 385.5755 | 1.5282 | 56639.8504 | 1.0596 | 4.1325 | 5.0641 | 4.3044 | 0 | 0 | 0 | 376.8547 | 0 | 0 | 0 | 0 | 0 | 0 | 0 | 759.346 | 0 | 0 | 0 | 0 | 0 | 0 | 0 | 1236.3929 | 0 | 0 | 0 | 0 | 0 | 0 | 0 | 0 | 1147.235 | 0 | 0 | 0 | 0.0042 | 0 | 0.00057666 | 0.00057666 | 770.1227 | 0 | 0 | 0 | 0.0042 | 0 | 0.00057666 | 0.00057666 | 1174.0085 | 0 | 0 | 0 | 0.0042 | 0 | 0 | 0.00057666 | 0.00057666 | 1100.1525
07/06 02:00:00 | 73.94 | 23.3 | 0% | 1.4903 | 55235.1212 | 1.0748 | 3.8692 | 4.6215 | 4.1594 | 0 | 0 | 0 | 385.5755 | 1.4903 | 55235.1212 | 1.0748 | 4.1916 | 5.0067 | 4.2557 | 0 | 0 | 0 | 376.8547 | 0 | 0 | 0 | 0 | 0 | 0 | 0 | 759.346 | 0 | 0 | 0 | 0 | 0 | 0 | 0 | 1236.3929 | 0 | 0 | 0 | 0 | 0 | 0 | 0 | 0 | 1147.235 | 0 | 0 | 0 | 0.0042 | 0 | 0.00057666 | 0.00057666 | 770.1233 | 0 | 0 | 0 | 0.0042 | 0 | 0.00057666 | 0.00057666 | 1174.0091 | 0 | 0 | 0 | 0.0042 | 0 | 0 | 0.00057666 | 0.00057666 | 1100.153
07/06 03:00:00 | 73.04 | 22.8 | 0% | 1.4732 | 54602.2855 | 1.0811 | 3.892 | 4.5976 | 4.1378 | 0 | 0 | 0 | 385.5755 | 1.4732 | 54602.2855 | 1.0811 | 4.2164 | 4.9807 | 4.2336 | 0 | 0 | 0 | 376.8547 | 0 | 0 | 0 | 0 | 0 | 0 | 0 | 759.346 | 0 | 0 | 0 | 0 | 0 | 0 | 0 | 1236.3929 | 0 | 0 | 0 | 0 | 0 | 0 | 0 | 0 | 1147.235 | 0 | 0 | 0 | 0.0042 | 0 | 0.00057666 | 0.00057666 | 770.1239 | 0 | 0 | 0 | 0.0042 | 0 | 0.00057666 | 0.00057666 | 1174.0097 | 0 | 0 | 0 | 0.0042 | 0 | 0 | 0.00057666 | 0.00057666 | 1100.1536
07/06 04:00:00 | 73.04 | 22.8 | 0% | 1.4732 | 54602.2855 | 1.0811 | 3.892 | 4.5976 | 4.1378 | 0 | 0 | 0 | 385.5755 | 1.4732 | 54602.2855 | 1.0811 | 4.2164 | 4.9807 | 4.2336 | 0 | 0 | 0 | 376.8547 | 0 | 0 | 0 | 0 | 0 | 0 | 0 | 759.346 | 0 | 0 | 0 | 0 | 0 | 0 | 0 | 1236.3929 | 0 | 0 | 0 | 0 | 0 | 0 | 0 | 0 | 1147.235 | 0 | 0 | 0 | 0.0042 | 0 | 0.00057666 | 0.00057666 | 770.1245 | 0 | 0 | 0 | 0.0042 | 0 | 0.00057666 | 0.00057666 | 1174.0103 | 0 | 0 | 0 | 0.0042 | 0 | 0 | 0.00057666 | 0.00057666 | 1100.1542
07/06 05:00:00 | 73.04 | 22.8 | 0% | 1.4732 | 54602.2855 | 1.0811 | 3.892 | 4.5976 | 4.1378 | 0 | 0 | 0 | 385.5755 | 1.4732 | 54602.2855 | 1.0811 | 4.2164 | 4.9807 | 4.2336 | 0 | 0 | 0 | 376.8547 | 0 | 0 | 0 | 0 | 0 | 0 | 0 | 759.346 | 0 | 0 | 0 | 0 | 0 | 0 | 0 | 1236.3929 | 0 | 0 | 0 | 0 | 0 | 0 | 0 | 0 | 1147.235 | 0 | 0 | 0 | 0.0042 | 0 | 0.00057666 | 0.00057666 | 770.125 | 0 | 0 | 0 | 0.0042 | 0 | 0.00057666 | 0.00057666 | 1174.0108 | 0 | 0 | 0 | 0.0042 | 0 | 0 | 0.00057666 | 0.00057666 | 1100.1548
07/06 06:00:00 | 75.02 | 23.9 | 0% | 1.5109 | 55999.208 | 1.0667 | 3.8401 | 4.6504 | 4.1853 | 0 | 0 | 0 | 385.5755 | 1.5109 | 55999.208 | 1.0667 | 4.1602 | 5.0379 | 4.2822 | 0 | 0 | 0 | 376.8547 | 0 | 0 | 0 | 0 | 0 | 0 | 0 | 759.346 | 0 | 0 | 0 | 0 | 0 | 0 | 0 | 1236.3929 | 0 | 0 | 0 | 0 | 0 | 0 | 0 | 0 | 1147.235 | 0 | 0 | 0 | 0.0042 | 0 | 0.00057666 | 0.00057666 | 770.1256 | 0 | 0 | 0 | 0.0042 | 0 | 0.00057666 | 0.00057666 | 1174.0114 | 0 | 0 | 0 | 0.0042 | 0 | 0 | 0.00057666 | 0.00057666 | 1100.1553
07/06 07:00:00 | 75.02 | 23.9 | 0% | 1.5109 | 55999.208 | 1.0667 | 3.8401 | 4.6504 | 4.1853 | 0 | 0 | 0 | 385.5755 | 1.5109 | 55999.208 | 1.0667 | 4.1602 | 5.0379 | 4.2822 | 0 | 0 | 0 | 376.8547 | 0 | 0 | 0 | 0 | 0 | 0 | 0 | 759.346 | 0 | 0 | 0 | 0 | 0 | 0 | 0 | 1236.3929 | 0 | 0 | 0 | 0 | 0 | 0 | 0 | 0 | 1147.235 | 0 | 0 | 0 | 0.0042 | 0 | 0.00057666 | 0.00057666 | 770.1262 | 0 | 0 | 0 | 0.0042 | 0 | 0.00057666 | 0.00057666 | 1174.012 | 0 | 0 | 0 | 0.0042 | 0 | 0 | 0.00057666 | 0.00057666 | 1100.1559
07/06 08:00:00 | 78.98 | 26.1 | 0% | 1.5877 | 58844.5776 | 1.0332 | 3.7194 | 4.7574 | 4.2816 | 0 | 0 | 0 | 385.5755 | 1.5877 | 58844.5776 | 1.0332 | 4.0294 | 5.1538 | 4.3808 | 0 | 0 | 0 | 376.8547 | 0 | 0 | 0 | 0 | 0 | 0 | 0 | 759.346 | 0 | 0 | 0 | 0 | 0 | 0 | 0 | 1236.3929 | 0 | 0 | 0 | 0 | 0 | 0 | 0 | 0 | 1147.235 | 0 | 0 | 0 | 0.0042 | 0 | 0.00057666 | 0.00057666 | 770.1268 | 0 | 0 | 0 | 0.0042 | 0 | 0.00057666 | 0.00057666 | 1174.0126 | 0 | 0 | 0 | 0.0042 | 0 | 0 | 0.00057666 | 0.00057666 | 1100.1565
07/06 09:00:00 | 82.94 | 28.3 | 0% | 1.6663 | 61758.6468 | 0.99447 | 3.5801 | 4.8672 | 4.3805 | 0 | 0 | 0 | 385.5755 | 1.6663 | 61758.6468 | 0.99447 | 3.8784 | 5.2728 | 4.4819 | 0 | 0 | 0 | 376.8547 | 0 | 0 | 0 | 0 | 0 | 0 | 0 | 759.346 | 0 | 0 | 0 | 0 | 0 | 0 | 0 | 1236.3929 | 0 | 0 | 0 | 0 | 0 | 0 | 0 | 0 | 1147.235 | 0 | 0 | 0 | 0.0042 | 0 | 0.00057666 | 0.00057666 | 770.1273 | 0 | 0 | 0 | 0.0042 | 0 | 0.00057666 | 0.00057666 | 1174.0131 | 0 | 0 | 0 | 0.0042 | 0 | 0 | 0.00057666 | 0.00057666 | 1100.1571
07/06 10:00:00 | 87.08 | 30.6 | 0% | 1.7505 | 64878.6283 | 0.94996 | 3.4199 | 4.9861 | 4.4874 | 0 | 0 | 0 | 385.5755 | 1.7505 | 64878.6283 | 0.94996 | 3.7048 | 5.4016 | 4.5913 | 0 | 0 | 0 | 376.8547 | 0 | 0 | 0 | 0 | 0 | 0 | 0 | 759.346 | 0 | 0 | 0 | 0 | 0 | 0 | 0 | 1236.3929 | 0 | 0 | 0 | 0 | 0 | 0 | 0 | 0 | 1147.235 | 0 | 0 | 0 | 0.0042 | 0 | 0.00057666 | 0.00057666 | 770.1279 | 0 | 0 | 0 | 0.0042 | 0 | 0.00057666 | 0.00057666 | 1174.0137 | 0 | 0 | 0 | 0.0042 | 0 | 0 | 0.00057666 | 0.00057666 | 1100.1576
07/06 11:00:00 | 89.06 | 31.7 | 0% | 1.7914 | 66397.3365 | 0.92764 | 3.3395 | 5.0446 | 4.5401 | 0 | 0 | 0 | 385.5755 | 1.7914 | 66397.3365 | 0.92764 | 3.6178 | 5.4649 | 4.6452 | 0 | 0 | 0 | 376.8547 | 0 | 0 | 0 | 0 | 0 | 0 | 0 | 759.346 | 0 | 0 | 0 | 0 | 0 | 0 | 0 | 1236.3929 | 0 | 0 | 0 | 0 | 0 | 0 | 0 | 0 | 1147.235 | 0 | 0 | 0 | 0.0042 | 0 | 0.00057666 | 0.00057666 | 770.1285 | 0 | 0 | 0 | 0.0042 | 0 | 0.00057666 | 0.00057666 | 1174.0143 | 0 | 0 | 0 | 0.0042 | 0 | 0 | 0.00057666 | 0.00057666 | 1100.1582
07/06 12:00:00 | 89.06 | 31.7 | 0% | 1.7914 | 66397.3365 | 0.92764 | 3.3395 | 5.0446 | 4.5401 | 0 | 0 | 0 | 385.5755 | 1.7914 | 66397.3365 | 0.92764 | 3.6178 | 5.4649 | 4.6452 | 0 | 0 | 0 | 376.8547 | 0 | 0 | 0 | 0 | 0 | 0 | 0 | 759.346 | 0 | 0 | 0 | 0 | 0 | 0 | 0 | 1236.3929 | 0 | 0 | 0 | 0 | 0 | 0 | 0 | 0 | 1147.235 | 0 | 0 | 0 | 0.0042 | 0 | 0.00057666 | 0.00057666 | 770.1291 | 0 | 0 | 0 | 0.0042 | 0 | 0.00057666 | 0.00057666 | 1174.0149 | 0 | 0 | 0 | 0.0042 | 0 | 0 | 0.00057666 | 0.00057666 | 1100.1588
07/06 13:00:00 | 89.06 | 31.7 | 0% | 1.7914 | 66397.3365 | 0.92764 | 3.3395 | 5.0446 | 4.5401 | 0 | 0 | 0 | 385.5755 | 1.7914 | 66397.3365 | 0.92764 | 3.6178 | 5.4649 | 4.6452 | 0 | 0 | 0 | 376.8547 | 0 | 0 | 0 | 0 | 0 | 0 | 0 | 759.346 | 0 | 0 | 0 | 0 | 0 | 0 | 0 | 1236.3929 | 0 | 0 | 0 | 0 | 0 | 0 | 0 | 0 | 1147.235 | 0 | 0 | 0 | 0.0042 | 0 | 0.00057666 | 0.00057666 | 770.1296 | 0 | 0 | 0 | 0.0042 | 0 | 0.00057666 | 0.00057666 | 1174.0155 | 0 | 0 | 0 | 0.0042 | 0 | 0 | 0.00057666 | 0.00057666 | 1100.1594
07/06 14:00:00 | 91.04 | 32.8 | 0% | 1.8329 | 67933.2195 | 0.90486 | 3.2575 | 5.1042 | 4.5938 | 0 | 0 | 0 | 385.5755 | 1.8329 | 67933.2195 | 0.90486 | 3.529 | 5.5296 | 4.7002 | 0 | 0 | 0 | 376.8547 | 0 | 0 | 0 | 0 | 0 | 0 | 0 | 759.346 | 0 | 0 | 0 | 0 | 0 | 0 | 0 | 1236.3929 | 0 | 0 | 0 | 0 | 0 | 0 | 0 | 0 | 1147.235 | 0 | 0 | 0 | 0.0042 | 0 | 0.00057666 | 0.00057666 | 770.1302 | 0 | 0 | 0 | 0.0042 | 0 | 0.00057666 | 0.00057666 | 1174.016 | 0 | 0 | 0 | 0.0042 | 0 | 0 | 0.00057666 | 0.00057666 | 1100.1599
07/06 15:00:00 | 75.02 | 23.9 | 0% | 1.5109 | 55999.208 | 1.0667 | 3.8401 | 4.6504 | 4.1853 | 0 | 0 | 0 | 385.5755 | 1.5109 | 55999.208 | 1.0667 | 4.1602 | 5.0379 | 4.2822 | 0 | 0 | 0 | 376.8547 | 0 | 0 | 0 | 0 | 0 | 0 | 0 | 759.346 | 0 | 0 | 0 | 0 | 0 | 0 | 0 | 1236.3929 | 0 | 0 | 0 | 0 | 0 | 0 | 0 | 0 | 1147.235 | 0 | 0 | 0 | 0.0042 | 0 | 0.00057666 | 0.00057666 | 770.1308 | 0 | 0 | 0 | 0.0042 | 0 | 0.00057666 | 0.00057666 | 1174.0166 | 0 | 0 | 0 | 0.0042 | 0 | 0 | 0.00057666 | 0.00057666 | 1100.1605
07/06 16:00:00 | 73.94 | 23.3 | 0% | 1.4903 | 55235.1212 | 1.0748 | 3.8692 | 4.6215 | 4.1594 | 0 | 0 | 0 | 385.5755 | 1.4903 | 55235.1212 | 1.0748 | 4.1916 | 5.0067 | 4.2557 | 0 | 0 | 0 | 376.8547 | 0 | 0 | 0 | 0 | 0 | 0 | 0 | 759.346 | 0 | 0 | 0 | 0 | 0 | 0 | 0 | 1236.3929 | 0 | 0 | 0 | 0 | 0 | 0 | 0 | 0 | 1147.235 | 0 | 0 | 0 | 0.0042 | 0 | 0.00057666 | 0.00057666 | 770.1314 | 0 | 0 | 0 | 0.0042 | 0 | 0.00057666 | 0.00057666 | 1174.0172 | 0 | 0 | 0 | 0.0042 | 0 | 0 | 0.00057666 | 0.00057666 | 1100.1611
07/06 17:00:00 | 73.04 | 22.8 | 0% | 1.4732 | 54602.2855 | 1.0811 | 3.892 | 4.5976 | 4.1378 | 0 | 0 | 0 | 385.5755 | 1.4732 | 54602.2855 | 1.0811 | 4.2164 | 4.9807 | 4.2336 | 0 | 0 | 0 | 376.8547 | 0 | 0 | 0 | 0 | 0 | 0 | 0 | 759.346 | 0 | 0 | 0 | 0 | 0 | 0 | 0 | 1236.3929 | 0 | 0 | 0 | 0 | 0 | 0 | 0 | 0 | 1147.235 | 0 | 0 | 0 | 0.0042 | 0 | 0.00057666 | 0.00057666 | 770.132 | 0 | 0 | 0 | 0.0042 | 0 | 0.00057666 | 0.00057666 | 1174.0178 | 0 | 0 | 0 | 0.0042 | 0 | 0 | 0.00057666 | 0.00057666 | 1100.1617
07/06 18:00:00 | 73.04 | 22.8 | 0% | 1.4732 | 54602.2855 | 1.0811 | 3.892 | 4.5976 | 4.1378 | 0 | 0 | 0 | 385.5755 | 1.4732 | 54602.2855 | 1.0811 | 4.2164 | 4.9807 | 4.2336 | 0 | 0 | 0 | 376.8547 | 0 | 0 | 0 | 0 | 0 | 0 | 0 | 759.346 | 0 | 0 | 0 | 0 | 0 | 0 | 0 | 1236.3929 | 0 | 0 | 0 | 0 | 0 | 0 | 0 | 0 | 1147.235 | 0 | 0 | 0 | 0.0042 | 0 | 0.00057666 | 0.00057666 | 770.1325 | 0 | 0 | 0 | 0.0042 | 0 | 0.00057666 | 0.00057666 | 1174.0183 | 0 | 0 | 0 | 0.0042 | 0 | 0 | 0.00057666 | 0.00057666 | 1100.1623
07/06 19:00:00 | 73.04 | 22.8 | 0% | 1.4732 | 54602.2855 | 1.0811 | 3.892 | 4.5976 | 4.1378 | 0 | 0 | 0 | 385.5755 | 1.4732 | 54602.2855 | 1.0811 | 4.2164 | 4.9807 | 4.2336 | 0 | 0 | 0 | 376.8547 | 0 | 0 | 0 | 0 | 0 | 0 | 0 | 759.346 | 0 | 0 | 0 | 0 | 0 | 0 | 0 | 1236.3929 | 0 | 0 | 0 | 0 | 0 | 0 | 0 | 0 | 1147.235 | 0 | 0 | 0 | 0.0042 | 0 | 0.00057666 | 0.00057666 | 770.1331 | 0 | 0 | 0 | 0.0042 | 0 | 0.00057666 | 0.00057666 | 1174.0189 | 0 | 0 | 0 | 0.0042 | 0 | 0 | 0.00057666 | 0.00057666 | 1100.1628
07/06 20:00:00 | 73.04 | 22.8 | 0% | 1.4732 | 54602.2855 | 1.0811 | 3.892 | 4.5976 | 4.1378 | 0 | 0 | 0 | 385.5755 | 1.4732 | 54602.2855 | 1.0811 | 4.2164 | 4.9807 | 4.2336 | 0 | 0 | 0 | 376.8547 | 0 | 0 | 0 | 0 | 0 | 0 | 0 | 759.346 | 0 | 0 | 0 | 0 | 0 | 0 | 0 | 1236.3929 | 0 | 0 | 0 | 0 | 0 | 0 | 0 | 0 | 1147.235 | 0 | 0 | 0 | 0.0042 | 0 | 0.00057666 | 0.00057666 | 770.1337 | 0 | 0 | 0 | 0.0042 | 0 | 0.00057666 | 0.00057666 | 1174.0195 | 0 | 0 | 0 | 0.0042 | 0 | 0 | 0.00057666 | 0.00057666 | 1100.1634
07/06 21:00:00 | 71.96 | 22.2 | 0% | 1.4528 | 53847.5669 | 1.0882 | 3.9177 | 4.5689 | 4.112 | 0 | 0 | 0 | 385.5755 | 1.4528 | 53847.5669 | 1.0882 | 4.2442 | 4.9496 | 4.2072 | 0 | 0 | 0 | 376.8547 | 0 | 0 | 0 | 0 | 0 | 0 | 0 | 759.346 | 0 | 0 | 0 | 0 | 0 | 0 | 0 | 1236.3929 | 0 | 0 | 0 | 0 | 0 | 0 | 0 | 0 | 1147.235 | 0 | 0 | 0 | 0.0042 | 0 | 0.00057666 | 0.00057666 | 770.1343 | 0 | 0 | 0 | 0.0042 | 0 | 0.00057666 | 0.00057666 | 1174.0201 | 0 | 0 | 0 | 0.0042 | 0 | 0 | 0.00057666 | 0.00057666 | 1100.164
07/06 22:00:00 | 71.96 | 22.2 | 0% | 1.4528 | 53847.5669 | 1.0882 | 3.9177 | 4.5689 | 4.112 | 0 | 0 | 0 | 385.5755 | 1.4528 | 53847.5669 | 1.0882 | 4.2442 | 4.9496 | 4.2072 | 0 | 0 | 0 | 376.8547 | 0 | 0 | 0 | 0 | 0 | 0 | 0 | 759.346 | 0 | 0 | 0 | 0 | 0 | 0 | 0 | 1236.3929 | 0 | 0 | 0 | 0 | 0 | 0 | 0 | 0 | 1147.235 | 0 | 0 | 0 | 0.0042 | 0 | 0.00057666 | 0.00057666 | 770.1348 | 0 | 0 | 0 | 0.0042 | 0 | 0.00057666 | 0.00057666 | 1174.0206 | 0 | 0 | 0 | 0.0042 | 0 | 0 | 0.00057666 | 0.00057666 | 1100.1646
07/06 23:00:00 | 71.96 | 22.2 | 0% | 1.4528 | 53847.5669 | 1.0882 | 3.9177 | 4.5689 | 4.112 | 0 | 0 | 0 | 385.5755 | 1.4528 | 53847.5669 | 1.0882 | 4.2442 | 4.9496 | 4.2072 | 0 | 0 | 0 | 376.8547 | 0 | 0 | 0 | 0 | 0 | 0 | 0 | 759.346 | 0 | 0 | 0 | 0 | 0 | 0 | 0 | 1236.3929 | 0 | 0 | 0 | 0 | 0 | 0 | 0 | 0 | 1147.235 | 0 | 0 | 0 | 0.0042 | 0 | 0.00057666 | 0.00057666 | 770.1354 | 0 | 0 | 0 | 0.0042 | 0 | 0.00057666 | 0.00057666 | 1174.0212 | 0 | 0 | 0 | 0.0042 | 0 | 0 | 0.00057666 | 0.00057666 | 1100.1651
07/06 24:00:00 | 71.06 | 21.7 | 0% | 1.436 | 53222.538 | 1.0938 | 3.9376 | 4.545 | 4.0905 | 0 | 0 | 0 | 385.5755 | 1.436 | 53222.538 | 1.0938 | 4.2657 | 4.9237 | 4.1852 | 0 | 0 | 0 | 376.8547 | 0 | 0 | 0 | 0 | 0 | 0 | 0 | 759.346 | 0 | 0 | 0 | 0 | 0 | 0 | 0 | 1236.3929 | 0 | 0 | 0 | 0 | 0 | 0 | 0 | 0 | 1147.235 | 0 | 0 | 0 | 0.0042 | 0 | 0.00057666 | 0.00057666 | 770.136 | 0 | 0 | 0 | 0.0042 | 0 | 0.00057666 | 0.00057666 | 1174.0218 | 0 | 0 | 0 | 0.0042 | 0 | 0 | 0.00057666 | 0.00057666 | 1100.1657
07/07 01:00:00 | 71.06 | 21.7 | 0% | 1.436 | 53222.538 | 1.0938 | 3.9376 | 4.545 | 4.0905 | 0 | 0 | 0 | 385.5755 | 1.436 | 53222.538 | 1.0938 | 4.2657 | 4.9237 | 4.1852 | 0 | 0 | 0 | 376.8547 | 0 | 0 | 0 | 0 | 0 | 0 | 0 | 759.346 | 0 | 0 | 0 | 0 | 0 | 0 | 0 | 1236.3929 | 0 | 0 | 0 | 0 | 0 | 0 | 0 | 0 | 1147.235 | 0 | 0 | 0 | 0.0042 | 0 | 0.00057666 | 0.00057666 | 770.1366 | 0 | 0 | 0 | 0.0042 | 0 | 0.00057666 | 0.00057666 | 1174.0224 | 0 | 0 | 0 | 0.0042 | 0 | 0 | 0.00057666 | 0.00057666 | 1100.1663
07/07 02:00:00 | 71.06 | 21.7 | 0% | 1.436 | 53222.538 | 1.0938 | 3.9376 | 4.545 | 4.0905 | 0 | 0 | 0 | 385.5755 | 1.436 | 53222.538 | 1.0938 | 4.2657 | 4.9237 | 4.1852 | 0 | 0 | 0 | 376.8547 | 0 | 0 | 0 | 0 | 0 | 0 | 0 | 759.346 | 0 | 0 | 0 | 0 | 0 | 0 | 0 | 1236.3929 | 0 | 0 | 0 | 0 | 0 | 0 | 0 | 0 | 1147.235 | 0 | 0 | 0 | 0.0042 | 0 | 0.00057666 | 0.00057666 | 770.1371 | 0 | 0 | 0 | 0.0042 | 0 | 0.00057666 | 0.00057666 | 1174.0229 | 0 | 0 | 0 | 0.0042 | 0 | 0 | 0.00057666 | 0.00057666 | 1100.1669
07/07 03:00:00 | 71.6 | 22 | 0% | 1.4461 | 53597.1295 | 1.0905 | 3.9258 | 4.5593 | 4.1034 | 0 | 0 | 0 | 385.5755 | 1.4461 | 53597.1295 | 1.0905 | 4.253 | 4.9393 | 4.1984 | 0 | 0 | 0 | 376.8547 | 0 | 0 | 0 | 0 | 0 | 0 | 0 | 759.346 | 0 | 0 | 0 | 0 | 0 | 0 | 0 | 1236.3929 | 0 | 0 | 0 | 0 | 0 | 0 | 0 | 0 | 1147.235 | 0 | 0 | 0 | 0.0042 | 0 | 0.00057666 | 0.00057666 | 770.1377 | 0 | 0 | 0 | 0.0042 | 0 | 0.00057666 | 0.00057666 | 1174.0235 | 0 | 0 | 0 | 0.0042 | 0 | 0 | 0.00057666 | 0.00057666 | 1100.1674
07/07 04:00:00 | 69.8 | 21 | 0% | 1.4125 | 52353.4592 | 1.1008 | 3.963 | 4.5116 | 4.0604 | 0 | 0 | 0 | 385.5755 | 1.4125 | 52353.4592 | 1.1008 | 4.2932 | 4.8875 | 4.1544 | 0 | 0 | 0 | 376.8547 | 0 | 0 | 0 | 0 | 0 | 0 | 0 | 759.346 | 0 | 0 | 0 | 0 | 0 | 0 | 0 | 1236.3929 | 0 | 0 | 0 | 0 | 0 | 0 | 0 | 0 | 1147.235 | 0 | 0 | 0 | 0.0042 | 0 | 0.00057666 | 0.00057666 | 770.1383 | 0 | 0 | 0 | 0.0042 | 0 | 0.00057666 | 0.00057666 | 1174.0241 | 0 | 0 | 0 | 0.0042 | 0 | 0 | 0.00057666 | 0.00057666 | 1100.168
07/07 05:00:00 | 69.98 | 21.1 | 0% | 1.4159 | 52477.1875 | 1.0999 | 3.9595 | 4.5163 | 4.0647 | 0 | 0 | 0 | 385.5755 | 1.4159 | 52477.1875 | 1.0999 | 4.2895 | 4.8927 | 4.1588 | 0 | 0 | 0 | 376.8547 | 0 | 0 | 0 | 0 | 0 | 0 | 0 | 759.346 | 0 | 0 | 0 | 0 | 0 | 0 | 0 | 1236.3929 | 0 | 0 | 0 | 0 | 0 | 0 | 0 | 0 | 1147.235 | 0 | 0 | 0 | 0.0042 | 0 | 0.00057666 | 0.00057666 | 770.1389 | 0 | 0 | 0 | 0.0042 | 0 | 0.00057666 | 0.00057666 | 1174.0247 | 0 | 0 | 0 | 0.0042 | 0 | 0 | 0.00057666 | 0.00057666 | 1100.1686
07/07 06:00:00 | 71.06 | 21.7 | 0% | 1.436 | 53222.538 | 1.0938 | 3.9376 | 4.545 | 4.0905 | 0 | 0 | 0 | 385.5755 | 1.436 | 53222.538 | 1.0938 | 4.2657 | 4.9237 | 4.1852 | 0 | 0 | 0 | 376.8547 | 0 | 0 | 0 | 0 | 0 | 0 | 0 | 759.346 | 0 | 0 | 0 | 0 | 0 | 0 | 0 | 1236.3929 | 0 | 0 | 0 | 0 | 0 | 0 | 0 | 0 | 1147.235 | 0 | 0 | 0 | 0.0042 | 0 | 0.00057666 | 0.00057666 | 770.1395 | 0 | 0 | 0 | 0.0042 | 0 | 0.00057666 | 0.00057666 | 1174.0253 | 0 | 0 | 0 | 0.0042 | 0 | 0 | 0.00057666 | 0.00057666 | 1100.1692
07/07 07:00:00 | 73.04 | 22.8 | 0% | 1.4732 | 54602.2855 | 1.0811 | 3.892 | 4.5976 | 4.1378 | 0 | 0 | 0 | 385.5755 | 1.4732 | 54602.2855 | 1.0811 | 4.2164 | 4.9807 | 4.2336 | 0 | 0 | 0 | 376.8547 | 0 | 0 | 0 | 0 | 0 | 0 | 0 | 759.346 | 0 | 0 | 0 | 0 | 0 | 0 | 0 | 1236.3929 | 0 | 0 | 0 | 0 | 0 | 0 | 0 | 0 | 1147.235 | 0 | 0 | 0 | 0.0042 | 0 | 0.00057666 | 0.00057666 | 770.14 | 0 | 0 | 0 | 0.0042 | 0 | 0.00057666 | 0.00057666 | 1174.0258 | 0 | 0 | 0 | 0.0042 | 0 | 0 | 0.00057666 | 0.00057666 | 1100.1698
07/07 08:00:00 | 75.02 | 23.9 | 0% | 1.5109 | 55999.208 | 1.0667 | 3.8401 | 4.6504 | 4.1853 | 0 | 0 | 0 | 385.5755 | 1.5109 | 55999.208 | 1.0667 | 4.1602 | 5.0379 | 4.2822 | 0 | 0 | 0 | 376.8547 | 0 | 0 | 0 | 0 | 0 | 0 | 0 | 759.346 | 0 | 0 | 0 | 0 | 0 | 0 | 0 | 1236.3929 | 0 | 0 | 0 | 0 | 0 | 0 | 0 | 0 | 1147.235 | 0 | 0 | 0 | 0.0042 | 0 | 0.00057666 | 0.00057666 | 770.1406 | 0 | 0 | 0 | 0.0042 | 0 | 0.00057666 | 0.00057666 | 1174.0264 | 0 | 0 | 0 | 0.0042 | 0 | 0 | 0.00057666 | 0.00057666 | 1100.1703
07/07 09:00:00 | 77 | 25 | 0% | 1.5491 | 57413.3053 | 1.0507 | 3.7824 | 4.7036 | 4.2332 | 0 | 0 | 0 | 385.5755 | 1.5491 | 57413.3053 | 1.0507 | 4.0976 | 5.0956 | 4.3312 | 0 | 0 | 0 | 376.8547 | 0 | 0 | 0 | 0 | 0 | 0 | 0 | 759.346 | 0 | 0 | 0 | 0 | 0 | 0 | 0 | 1236.3929 | 0 | 0 | 0 | 0 | 0 | 0 | 0 | 0 | 1147.235 | 0 | 0 | 0 | 0.0042 | 0 | 0.00057666 | 0.00057666 | 770.1412 | 0 | 0 | 0 | 0.0042 | 0 | 0.00057666 | 0.00057666 | 1174.027 | 0 | 0 | 0 | 0.0042 | 0 | 0 | 0.00057666 | 0.00057666 | 1100.1709
07/07 10:00:00 | 78.98 | 26.1 | 0% | 1.5877 | 58844.5776 | 1.0332 | 3.7194 | 4.7574 | 4.2816 | 0 | 0 | 0 | 385.5755 | 1.5877 | 58844.5776 | 1.0332 | 4.0294 | 5.1538 | 4.3808 | 0 | 0 | 0 | 376.8547 | 0 | 0 | 0 | 0 | 0 | 0 | 0 | 759.346 | 0 | 0 | 0 | 0 | 0 | 0 | 0 | 1236.3929 | 0 | 0 | 0 | 0 | 0 | 0 | 0 | 0 | 1147.235 | 0 | 0 | 0 | 0.0042 | 0 | 0.00057666 | 0.00057666 | 770.1418 | 0 | 0 | 0 | 0.0042 | 0 | 0.00057666 | 0.00057666 | 1174.0276 | 0 | 0 | 0 | 0.0042 | 0 | 0 | 0.00057666 | 0.00057666 | 1100.1715
07/07 11:00:00 | 84.02 | 28.9 | 0% | 1.6881 | 62565.316 | 0.9832 | 3.5395 | 4.8978 | 4.408 | 0 | 0 | 0 | 385.5755 | 1.6881 | 62565.316 | 0.9832 | 3.8345 | 5.3059 | 4.51 | 0 | 0 | 0 | 376.8547 | 0 | 0 | 0 | 0 | 0 | 0 | 0 | 759.346 | 0 | 0 | 0 | 0 | 0 | 0 | 0 | 1236.3929 | 0 | 0 | 0 | 0 | 0 | 0 | 0 | 0 | 1147.235 | 0 | 0 | 0 | 0.0042 | 0 | 0.00057666 | 0.00057666 | 770.1423 | 0 | 0 | 0 | 0.0042 | 0 | 0.00057666 | 0.00057666 | 1174.0281 | 0 | 0 | 0 | 0.0042 | 0 | 0 | 0.00057666 | 0.00057666 | 1100.1721
07/07 12:00:00 | 80.96 | 27.2 | 0% | 1.6267 | 60293.0247 | 1.0144 | 3.6518 | 4.8119 | 4.3307 | 0 | 0 | 0 | 385.5755 | 1.6267 | 60293.0247 | 1.0144 | 3.9561 | 5.2129 | 4.4309 | 0 | 0 | 0 | 376.8547 | 0 | 0 | 0 | 0 | 0 | 0 | 0 | 759.346 | 0 | 0 | 0 | 0 | 0 | 0 | 0 | 1236.3929 | 0 | 0 | 0 | 0 | 0 | 0 | 0 | 0 | 1147.235 | 0 | 0 | 0 | 0.0042 | 0 | 0.00057666 | 0.00057666 | 770.1429 | 0 | 0 | 0 | 0.0042 | 0 | 0.00057666 | 0.00057666 | 1174.0287 | 0 | 0 | 0 | 0.0042 | 0 | 0 | 0.00057666 | 0.00057666 | 1100.1726
07/07 13:00:00 | 80.96 | 27.2 | 0% | 1.6267 | 60293.0247 | 1.0144 | 3.6518 | 4.8119 | 4.3307 | 0 | 0 | 0 | 385.5755 | 1.6267 | 60293.0247 | 1.0144 | 3.9561 | 5.2129 | 4.4309 | 0 | 0 | 0 | 376.8547 | 0 | 0 | 0 | 0 | 0 | 0 | 0 | 759.346 | 0 | 0 | 0 | 0 | 0 | 0 | 0 | 1236.3929 | 0 | 0 | 0 | 0 | 0 | 0 | 0 | 0 | 1147.235 | 0 | 0 | 0 | 0.0042 | 0 | 0.00057666 | 0.00057666 | 770.1435 | 0 | 0 | 0 | 0.0042 | 0 | 0.00057666 | 0.00057666 | 1174.0293 | 0 | 0 | 0 | 0.0042 | 0 | 0 | 0.00057666 | 0.00057666 | 1100.1732
07/07 14:00:00 | 87.98 | 31.1 | 0% | 1.769 | 65566.8211 | 0.93988 | 3.3836 | 5.0125 | 4.5113 | 0 | 0 | 0 | 385.5755 | 1.769 | 65566.8211 | 0.93988 | 3.6655 | 5.4302 | 4.6157 | 0 | 0 | 0 | 376.8547 | 0 | 0 | 0 | 0 | 0 | 0 | 0 | 759.346 | 0 | 0 | 0 | 0 | 0 | 0 | 0 | 1236.3929 | 0 | 0 | 0 | 0 | 0 | 0 | 0 | 0 | 1147.235 | 0 | 0 | 0 | 0.0042 | 0 | 0.00057666 | 0.00057666 | 770.1441 | 0 | 0 | 0 | 0.0042 | 0 | 0.00057666 | 0.00057666 | 1174.0299 | 0 | 0 | 0 | 0.0042 | 0 | 0 | 0.00057666 | 0.00057666 | 1100.1738
07/07 15:00:00 | 87.98 | 31.1 | 0% | 1.769 | 65566.8211 | 0.93988 | 3.3836 | 5.0125 | 4.5113 | 0 | 0 | 0 | 385.5755 | 1.769 | 65566.8211 | 0.93988 | 3.6655 | 5.4302 | 4.6157 | 0 | 0 | 0 | 376.8547 | 0 | 0 | 0 | 0 | 0 | 0 | 0 | 759.346 | 0 | 0 | 0 | 0 | 0 | 0 | 0 | 1236.3929 | 0 | 0 | 0 | 0 | 0 | 0 | 0 | 0 | 1147.235 | 0 | 0 | 0 | 0.0042 | 0 | 0.00057666 | 0.00057666 | 770.1446 | 0 | 0 | 0 | 0.0042 | 0 | 0.00057666 | 0.00057666 | 1174.0304 | 0 | 0 | 0 | 0.0042 | 0 | 0 | 0.00057666 | 0.00057666 | 1100.1744
07/07 16:00:00 | 82.94 | 28.3 | 0% | 1.6663 | 61758.6468 | 0.99447 | 3.5801 | 4.8672 | 4.3805 | 0 | 0 | 0 | 385.5755 | 1.6663 | 61758.6468 | 0.99447 | 3.8784 | 5.2728 | 4.4819 | 0 | 0 | 0 | 376.8547 | 0 | 0 | 0 | 0 | 0 | 0 | 0 | 759.346 | 0 | 0 | 0 | 0 | 0 | 0 | 0 | 1236.3929 | 0 | 0 | 0 | 0 | 0 | 0 | 0 | 0 | 1147.235 | 0 | 0 | 0 | 0.0042 | 0 | 0.00057666 | 0.00057666 | 770.1452 | 0 | 0 | 0 | 0.0042 | 0 | 0.00057666 | 0.00057666 | 1174.031 | 0 | 0 | 0 | 0.0042 | 0 | 0 | 0.00057666 | 0.00057666 | 1100.1749
07/07 17:00:00 | 73.94 | 23.3 | 0% | 1.4903 | 55235.1212 | 1.0748 | 3.8692 | 4.6215 | 4.1594 | 0 | 0 | 0 | 385.5755 | 1.4903 | 55235.1212 | 1.0748 | 4.1916 | 5.0067 | 4.2557 | 0 | 0 | 0 | 376.8547 | 0 | 0 | 0 | 0 | 0 | 0 | 0 | 759.346 | 0 | 0 | 0 | 0 | 0 | 0 | 0 | 1236.3929 | 0 | 0 | 0 | 0 | 0 | 0 | 0 | 0 | 1147.235 | 0 | 0 | 0 | 0.0042 | 0 | 0.00057666 | 0.00057666 | 770.1458 | 0 | 0 | 0 | 0.0042 | 0 | 0.00057666 | 0.00057666 | 1174.0316 | 0 | 0 | 0 | 0.0042 | 0 | 0 | 0.00057666 | 0.00057666 | 1100.1755
07/07 18:00:00 | 73.94 | 23.3 | 0% | 1.4903 | 55235.1212 | 1.0748 | 3.8692 | 4.6215 | 4.1594 | 0 | 0 | 0 | 385.5755 | 1.4903 | 55235.1212 | 1.0748 | 4.1916 | 5.0067 | 4.2557 | 0 | 0 | 0 | 376.8547 | 0 | 0 | 0 | 0 | 0 | 0 | 0 | 759.346 | 0 | 0 | 0 | 0 | 0 | 0 | 0 | 1236.3929 | 0 | 0 | 0 | 0 | 0 | 0 | 0 | 0 | 1147.235 | 0 | 0 | 0 | 0.0042 | 0 | 0.00057666 | 0.00057666 | 770.1464 | 0 | 0 | 0 | 0.0042 | 0 | 0.00057666 | 0.00057666 | 1174.0322 | 0 | 0 | 0 | 0.0042 | 0 | 0 | 0.00057666 | 0.00057666 | 1100.1761
07/07 19:00:00 | 73.94 | 23.3 | 0% | 1.4903 | 55235.1212 | 1.0748 | 3.8692 | 4.6215 | 4.1594 | 0 | 0 | 0 | 385.5755 | 1.4903 | 55235.1212 | 1.0748 | 4.1916 | 5.0067 | 4.2557 | 0 | 0 | 0 | 376.8547 | 0 | 0 | 0 | 0 | 0 | 0 | 0 | 759.346 | 0 | 0 | 0 | 0 | 0 | 0 | 0 | 1236.3929 | 0 | 0 | 0 | 0 | 0 | 0 | 0 | 0 | 1147.235 | 0 | 0 | 0 | 0.0042 | 0 | 0.00057666 | 0.00057666 | 770.1469 | 0 | 0 | 0 | 0.0042 | 0 | 0.00057666 | 0.00057666 | 1174.0328 | 0 | 0 | 0 | 0.0042 | 0 | 0 | 0.00057666 | 0.00057666 | 1100.1767
07/07 20:00:00 | 73.94 | 23.3 | 0% | 1.4903 | 55235.1212 | 1.0748 | 3.8692 | 4.6215 | 4.1594 | 0 | 0 | 0 | 385.5755 | 1.4903 | 55235.1212 | 1.0748 | 4.1916 | 5.0067 | 4.2557 | 0 | 0 | 0 | 376.8547 | 0 | 0 | 0 | 0 | 0 | 0 | 0 | 759.346 | 0 | 0 | 0 | 0 | 0 | 0 | 0 | 1236.3929 | 0 | 0 | 0 | 0 | 0 | 0 | 0 | 0 | 1147.235 | 0 | 0 | 0 | 0.0042 | 0 | 0.00057666 | 0.00057666 | 770.1475 | 0 | 0 | 0 | 0.0042 | 0 | 0.00057666 | 0.00057666 | 1174.0333 | 0 | 0 | 0 | 0.0042 | 0 | 0 | 0.00057666 | 0.00057666 | 1100.1772
07/07 21:00:00 | 73.04 | 22.8 | 0% | 1.4732 | 54602.2855 | 1.0811 | 3.892 | 4.5976 | 4.1378 | 0 | 0 | 0 | 385.5755 | 1.4732 | 54602.2855 | 1.0811 | 4.2164 | 4.9807 | 4.2336 | 0 | 0 | 0 | 376.8547 | 0 | 0 | 0 | 0 | 0 | 0 | 0 | 759.346 | 0 | 0 | 0 | 0 | 0 | 0 | 0 | 1236.3929 | 0 | 0 | 0 | 0 | 0 | 0 | 0 | 0 | 1147.235 | 0 | 0 | 0 | 0.0042 | 0 | 0.00057666 | 0.00057666 | 770.1481 | 0 | 0 | 0 | 0.0042 | 0 | 0.00057666 | 0.00057666 | 1174.0339 | 0 | 0 | 0 | 0.0042 | 0 | 0 | 0.00057666 | 0.00057666 | 1100.1778
07/07 22:00:00 | 73.04 | 22.8 | 0% | 1.4732 | 54602.2855 | 1.0811 | 3.892 | 4.5976 | 4.1378 | 0 | 0 | 0 | 385.5755 | 1.4732 | 54602.2855 | 1.0811 | 4.2164 | 4.9807 | 4.2336 | 0 | 0 | 0 | 376.8547 | 0 | 0 | 0 | 0 | 0 | 0 | 0 | 759.346 | 0 | 0 | 0 | 0 | 0 | 0 | 0 | 1236.3929 | 0 | 0 | 0 | 0 | 0 | 0 | 0 | 0 | 1147.235 | 0 | 0 | 0 | 0.0042 | 0 | 0.00057666 | 0.00057666 | 770.1487 | 0 | 0 | 0 | 0.0042 | 0 | 0.00057666 | 0.00057666 | 1174.0345 | 0 | 0 | 0 | 0.0042 | 0 | 0 | 0.00057666 | 0.00057666 | 1100.1784
07/07 23:00:00 | 73.94 | 23.3 | 0% | 1.4903 | 55235.1212 | 1.0748 | 3.8692 | 4.6215 | 4.1594 | 0 | 0 | 0 | 385.5755 | 1.4903 | 55235.1212 | 1.0748 | 4.1916 | 5.0067 | 4.2557 | 0 | 0 | 0 | 376.8547 | 0 | 0 | 0 | 0 | 0 | 0 | 0 | 759.346 | 0 | 0 | 0 | 0 | 0 | 0 | 0 | 1236.3929 | 0 | 0 | 0 | 0 | 0 | 0 | 0 | 0 | 1147.235 | 0 | 0 | 0 | 0.0042 | 0 | 0.00057666 | 0.00057666 | 770.1493 | 0 | 0 | 0 | 0.0042 | 0 | 0.00057666 | 0.00057666 | 1174.0351 | 0 | 0 | 0 | 0.0042 | 0 | 0 | 0.00057666 | 0.00057666 | 1100.179
07/07 24:00:00 | 73.04 | 22.8 | 0% | 1.4732 | 54602.2855 | 1.0811 | 3.892 | 4.5976 | 4.1378 | 0 | 0 | 0 | 385.5755 | 1.4732 | 54602.2855 | 1.0811 | 4.2164 | 4.9807 | 4.2336 | 0 | 0 | 0 | 376.8547 | 0 | 0 | 0 | 0 | 0 | 0 | 0 | 759.346 | 0 | 0 | 0 | 0 | 0 | 0 | 0 | 1236.3929 | 0 | 0 | 0 | 0 | 0 | 0 | 0 | 0 | 1147.235 | 0 | 0 | 0 | 0.0042 | 0 | 0.00057666 | 0.00057666 | 770.1498 | 0 | 0 | 0 | 0.0042 | 0 | 0.00057666 | 0.00057666 | 1174.0356 | 0 | 0 | 0 | 0.0042 | 0 | 0 | 0.00057666 | 0.00057666 | 1100.1796
07/08 01:00:00 | 73.04 | 22.8 | 0% | 1.4732 | 54602.2855 | 1.0811 | 3.892 | 4.5976 | 4.1378 | 0 | 0 | 0 | 385.5755 | 1.4732 | 54602.2855 | 1.0811 | 4.2164 | 4.9807 | 4.2336 | 0 | 0 | 0 | 376.8547 | 0 | 0 | 0 | 0 | 0 | 0 | 0 | 759.346 | 0 | 0 | 0 | 0 | 0 | 0 | 0 | 1236.3929 | 0 | 0 | 0 | 0 | 0 | 0 | 0 | 0 | 1147.235 | 0 | 0 | 0 | 0.0042 | 0 | 0.00057666 | 0.00057666 | 770.1504 | 0 | 0 | 0 | 0.0042 | 0 | 0.00057666 | 0.00057666 | 1174.0362 | 0 | 0 | 0 | 0.0042 | 0 | 0 | 0.00057666 | 0.00057666 | 1100.1801
07/08 02:00:00 | 73.04 | 22.8 | 0% | 1.4732 | 54602.2855 | 1.0811 | 3.892 | 4.5976 | 4.1378 | 0 | 0 | 0 | 385.5755 | 1.4732 | 54602.2855 | 1.0811 | 4.2164 | 4.9807 | 4.2336 | 0 | 0 | 0 | 376.8547 | 0 | 0 | 0 | 0 | 0 | 0 | 0 | 759.346 | 0 | 0 | 0 | 0 | 0 | 0 | 0 | 1236.3929 | 0 | 0 | 0 | 0 | 0 | 0 | 0 | 0 | 1147.235 | 0 | 0 | 0 | 0.0042 | 0 | 0.00057666 | 0.00057666 | 770.151 | 0 | 0 | 0 | 0.0042 | 0 | 0.00057666 | 0.00057666 | 1174.0368 | 0 | 0 | 0 | 0.0042 | 0 | 0 | 0.00057666 | 0.00057666 | 1100.1807
07/08 03:00:00 | 71.96 | 22.2 | 0% | 1.4528 | 53847.5669 | 1.0882 | 3.9177 | 4.5689 | 4.112 | 0 | 0 | 0 | 385.5755 | 1.4528 | 53847.5669 | 1.0882 | 4.2442 | 4.9496 | 4.2072 | 0 | 0 | 0 | 376.8547 | 0 | 0 | 0 | 0 | 0 | 0 | 0 | 759.346 | 0 | 0 | 0 | 0 | 0 | 0 | 0 | 1236.3929 | 0 | 0 | 0 | 0 | 0 | 0 | 0 | 0 | 1147.235 | 0 | 0 | 0 | 0.0042 | 0 | 0.00057666 | 0.00057666 | 770.1516 | 0 | 0 | 0 | 0.0042 | 0 | 0.00057666 | 0.00057666 | 1174.0374 | 0 | 0 | 0 | 0.0042 | 0 | 0 | 0.00057666 | 0.00057666 | 1100.1813
07/08 04:00:00 | 71.96 | 22.2 | 0% | 1.4528 | 53847.5669 | 1.0882 | 3.9177 | 4.5689 | 4.112 | 0 | 0 | 0 | 385.5755 | 1.4528 | 53847.5669 | 1.0882 | 4.2442 | 4.9496 | 4.2072 | 0 | 0 | 0 | 376.8547 | 0 | 0 | 0 | 0 | 0 | 0 | 0 | 759.346 | 0 | 0 | 0 | 0 | 0 | 0 | 0 | 1236.3929 | 0 | 0 | 0 | 0 | 0 | 0 | 0 | 0 | 1147.235 | 0 | 0 | 0 | 0.0042 | 0 | 0.00057666 | 0.00057666 | 770.1521 | 0 | 0 | 0 | 0.0042 | 0 | 0.00057666 | 0.00057666 | 1174.0379 | 0 | 0 | 0 | 0.0042 | 0 | 0 | 0.00057666 | 0.00057666 | 1100.1819
07/08 05:00:00 | 71.06 | 21.7 | 0% | 1.436 | 53222.538 | 1.0938 | 3.9376 | 4.545 | 4.0905 | 0 | 0 | 0 | 385.5755 | 1.436 | 53222.538 | 1.0938 | 4.2657 | 4.9237 | 4.1852 | 0 | 0 | 0 | 376.8547 | 0 | 0 | 0 | 0 | 0 | 0 | 0 | 759.346 | 0 | 0 | 0 | 0 | 0 | 0 | 0 | 1236.3929 | 0 | 0 | 0 | 0 | 0 | 0 | 0 | 0 | 1147.235 | 0 | 0 | 0 | 0.0042 | 0 | 0.00057666 | 0.00057666 | 770.1527 | 0 | 0 | 0 | 0.0042 | 0 | 0.00057666 | 0.00057666 | 1174.0385 | 0 | 0 | 0 | 0.0042 | 0 | 0 | 0.00057666 | 0.00057666 | 1100.1824
07/08 06:00:00 | 73.04 | 22.8 | 0% | 1.4732 | 54602.2855 | 1.0811 | 3.892 | 4.5976 | 4.1378 | 0 | 0 | 0 | 385.5755 | 1.4732 | 54602.2855 | 1.0811 | 4.2164 | 4.9807 | 4.2336 | 0 | 0 | 0 | 376.8547 | 0 | 0 | 0 | 0 | 0 | 0 | 0 | 759.346 | 0 | 0 | 0 | 0 | 0 | 0 | 0 | 1236.3929 | 0 | 0 | 0 | 0 | 0 | 0 | 0 | 0 | 1147.235 | 0 | 0 | 0 | 0.0042 | 0 | 0.00057666 | 0.00057666 | 770.1533 | 0 | 0 | 0 | 0.0042 | 0 | 0.00057666 | 0.00057666 | 1174.0391 | 0 | 0 | 0 | 0.0042 | 0 | 0 | 0.00057666 | 0.00057666 | 1100.183
07/08 07:00:00 | 73.04 | 22.8 | 0% | 1.4732 | 54602.2855 | 1.0811 | 3.892 | 4.5976 | 4.1378 | 0 | 0 | 0 | 385.5755 | 1.4732 | 54602.2855 | 1.0811 | 4.2164 | 4.9807 | 4.2336 | 0 | 0 | 0 | 376.8547 | 0 | 0 | 0 | 0 | 0 | 0 | 0 | 759.346 | 0 | 0 | 0 | 0 | 0 | 0 | 0 | 1236.3929 | 0 | 0 | 0 | 0 | 0 | 0 | 0 | 0 | 1147.235 | 0 | 0 | 0 | 0.0042 | 0 | 0.00057666 | 0.00057666 | 770.1539 | 0 | 0 | 0 | 0.0042 | 0 | 0.00057666 | 0.00057666 | 1174.0397 | 0 | 0 | 0 | 0.0042 | 0 | 0 | 0.00057666 | 0.00057666 | 1100.1836
07/08 08:00:00 | 75.92 | 24.4 | 0% | 1.5282 | 56639.8504 | 1.0596 | 3.8146 | 4.6745 | 4.2071 | 0 | 0 | 0 | 385.5755 | 1.5282 | 56639.8504 | 1.0596 | 4.1325 | 5.0641 | 4.3044 | 0 | 0 | 0 | 376.8547 | 0 | 0 | 0 | 0 | 0 | 0 | 0 | 759.346 | 0 | 0 | 0 | 0 | 0 | 0 | 0 | 1236.3929 | 0 | 0 | 0 | 0 | 0 | 0 | 0 | 0 | 1147.235 | 0 | 0 | 0 | 0.0042 | 0 | 0.00057666 | 0.00057666 | 770.1544 | 0 | 0 | 0 | 0.0042 | 0 | 0.00057666 | 0.00057666 | 1174.0402 | 0 | 0 | 0 | 0.0042 | 0 | 0 | 0.00057666 | 0.00057666 | 1100.1842
07/08 09:00:00 | 77 | 25 | 0% | 1.5491 | 57413.3053 | 1.0507 | 3.7824 | 4.7036 | 4.2332 | 0 | 0 | 0 | 385.5755 | 1.5491 | 57413.3053 | 1.0507 | 4.0976 | 5.0956 | 4.3312 | 0 | 0 | 0 | 376.8547 | 0 | 0 | 0 | 0 | 0 | 0 | 0 | 759.346 | 0 | 0 | 0 | 0 | 0 | 0 | 0 | 1236.3929 | 0 | 0 | 0 | 0 | 0 | 0 | 0 | 0 | 1147.235 | 0 | 0 | 0 | 0.0042 | 0 | 0.00057666 | 0.00057666 | 770.155 | 0 | 0 | 0 | 0.0042 | 0 | 0.00057666 | 0.00057666 | 1174.0408 | 0 | 0 | 0 | 0.0042 | 0 | 0 | 0.00057666 | 0.00057666 | 1100.1847
07/08 10:00:00 | 78.98 | 26.1 | 0% | 1.5877 | 58844.5776 | 1.0332 | 3.7194 | 4.7574 | 4.2816 | 0 | 0 | 0 | 385.5755 | 1.5877 | 58844.5776 | 1.0332 | 4.0294 | 5.1538 | 4.3808 | 0 | 0 | 0 | 376.8547 | 0 | 0 | 0 | 0 | 0 | 0 | 0 | 759.346 | 0 | 0 | 0 | 0 | 0 | 0 | 0 | 1236.3929 | 0 | 0 | 0 | 0 | 0 | 0 | 0 | 0 | 1147.235 | 0 | 0 | 0 | 0.0042 | 0 | 0.00057666 | 0.00057666 | 770.1556 | 0 | 0 | 0 | 0.0042 | 0 | 0.00057666 | 0.00057666 | 1174.0414 | 0 | 0 | 0 | 0.0042 | 0 | 0 | 0.00057666 | 0.00057666 | 1100.1853
07/08 11:00:00 | 80.06 | 26.7 | 0% | 1.6089 | 59632.5105 | 1.0231 | 3.6831 | 4.787 | 4.3083 | 0 | 0 | 0 | 385.5755 | 1.6089 | 59632.5105 | 1.0231 | 3.99 | 5.1859 | 4.408 | 0 | 0 | 0 | 376.8547 | 0 | 0 | 0 | 0 | 0 | 0 | 0 | 759.346 | 0 | 0 | 0 | 0 | 0 | 0 | 0 | 1236.3929 | 0 | 0 | 0 | 0 | 0 | 0 | 0 | 0 | 1147.235 | 0 | 0 | 0 | 0.0042 | 0 | 0.00057666 | 0.00057666 | 770.1562 | 0 | 0 | 0 | 0.0042 | 0 | 0.00057666 | 0.00057666 | 1174.042 | 0 | 0 | 0 | 0.0042 | 0 | 0 | 0.00057666 | 0.00057666 | 1100.1859
07/08 12:00:00 | 82.04 | 27.8 | 0% | 1.6483 | 61090.3258 | 1.0036 | 3.6131 | 4.8419 | 4.3578 | 0 | 0 | 0 | 385.5755 | 1.6483 | 61090.3258 | 1.0036 | 3.9142 | 5.2454 | 4.4586 | 0 | 0 | 0 | 376.8547 | 0 | 0 | 0 | 0 | 0 | 0 | 0 | 759.346 | 0 | 0 | 0 | 0 | 0 | 0 | 0 | 1236.3929 | 0 | 0 | 0 | 0 | 0 | 0 | 0 | 0 | 1147.235 | 0 | 0 | 0 | 0.0042 | 0 | 0.00057666 | 0.00057666 | 770.1568 | 0 | 0 | 0 | 0.0042 | 0 | 0.00057666 | 0.00057666 | 1174.0426 | 0 | 0 | 0 | 0.0042 | 0 | 0 | 0.00057666 | 0.00057666 | 1100.1865
07/08 13:00:00 | 82.04 | 27.8 | 0% | 1.6483 | 61090.3258 | 1.0036 | 3.6131 | 4.8419 | 4.3578 | 0 | 0 | 0 | 385.5755 | 1.6483 | 61090.3258 | 1.0036 | 3.9142 | 5.2454 | 4.4586 | 0 | 0 | 0 | 376.8547 | 0 | 0 | 0 | 0 | 0 | 0 | 0 | 759.346 | 0 | 0 | 0 | 0 | 0 | 0 | 0 | 1236.3929 | 0 | 0 | 0 | 0 | 0 | 0 | 0 | 0 | 1147.235 | 0 | 0 | 0 | 0.0042 | 0 | 0.00057666 | 0.00057666 | 770.1573 | 0 | 0 | 0 | 0.0042 | 0 | 0.00057666 | 0.00057666 | 1174.0431 | 0 | 0 | 0 | 0.0042 | 0 | 0 | 0.00057666 | 0.00057666 | 1100.1871
07/08 14:00:00 | 82.94 | 28.3 | 0% | 1.6663 | 61758.6468 | 0.99447 | 3.5801 | 4.8672 | 4.3805 | 0 | 0 | 0 | 385.5755 | 1.6663 | 61758.6468 | 0.99447 | 3.8784 | 5.2728 | 4.4819 | 0 | 0 | 0 | 376.8547 | 0 | 0 | 0 | 0 | 0 | 0 | 0 | 759.346 | 0 | 0 | 0 | 0 | 0 | 0 | 0 | 1236.3929 | 0 | 0 | 0 | 0 | 0 | 0 | 0 | 0 | 1147.235 | 0 | 0 | 0 | 0.0042 | 0 | 0.00057666 | 0.00057666 | 770.1579 | 0 | 0 | 0 | 0.0042 | 0 | 0.00057666 | 0.00057666 | 1174.0437 | 0 | 0 | 0 | 0.0042 | 0 | 0 | 0.00057666 | 0.00057666 | 1100.1876
07/08 15:00:00 | 84.92 | 29.4 | 0% | 1.7063 | 63241.4437 | 0.97361 | 3.505 | 4.9235 | 4.4311 | 0 | 0 | 0 | 385.5755 | 1.7063 | 63241.4437 | 0.97361 | 3.7971 | 5.3338 | 4.5337 | 0 | 0 | 0 | 376.8547 | 0 | 0 | 0 | 0 | 0 | 0 | 0 | 759.346 | 0 | 0 | 0 | 0 | 0 | 0 | 0 | 1236.3929 | 0 | 0 | 0 | 0 | 0 | 0 | 0 | 0 | 1147.235 | 0 | 0 | 0 | 0.0042 | 0 | 0.00057666 | 0.00057666 | 770.1585 | 0 | 0 | 0 | 0.0042 | 0 | 0.00057666 | 0.00057666 | 1174.0443 | 0 | 0 | 0 | 0.0042 | 0 | 0 | 0.00057666 | 0.00057666 | 1100.1882
07/08 16:00:00 | 84.92 | 29.4 | 0% | 1.7063 | 63241.4437 | 0.97361 | 3.505 | 4.9235 | 4.4311 | 0 | 0 | 0 | 385.5755 | 1.7063 | 63241.4437 | 0.97361 | 3.7971 | 5.3338 | 4.5337 | 0 | 0 | 0 | 376.8547 | 0 | 0 | 0 | 0 | 0 | 0 | 0 | 759.346 | 0 | 0 | 0 | 0 | 0 | 0 | 0 | 1236.3929 | 0 | 0 | 0 | 0 | 0 | 0 | 0 | 0 | 1147.235 | 0 | 0 | 0 | 0.0042 | 0 | 0.00057666 | 0.00057666 | 770.1591 | 0 | 0 | 0 | 0.0042 | 0 | 0.00057666 | 0.00057666 | 1174.0449 | 0 | 0 | 0 | 0.0042 | 0 | 0 | 0.00057666 | 0.00057666 | 1100.1888
07/08 17:00:00 | 84.92 | 29.4 | 0% | 1.7063 | 63241.4437 | 0.97361 | 3.505 | 4.9235 | 4.4311 | 0 | 0 | 0 | 385.5755 | 1.7063 | 63241.4437 | 0.97361 | 3.7971 | 5.3338 | 4.5337 | 0 | 0 | 0 | 376.8547 | 0 | 0 | 0 | 0 | 0 | 0 | 0 | 759.346 | 0 | 0 | 0 | 0 | 0 | 0 | 0 | 1236.3929 | 0 | 0 | 0 | 0 | 0 | 0 | 0 | 0 | 1147.235 | 0 | 0 | 0 | 0.0042 | 0 | 0.00057666 | 0.00057666 | 770.1596 | 0 | 0 | 0 | 0.0042 | 0 | 0.00057666 | 0.00057666 | 1174.0454 | 0 | 0 | 0 | 0.0042 | 0 | 0 | 0.00057666 | 0.00057666 | 1100.1894
07/08 18:00:00 | 86 | 30 | 0% | 1.7283 | 64057.4811 | 0.96189 | 3.4628 | 4.9546 | 4.4591 | 0 | 0 | 0 | 385.5755 | 1.7283 | 64057.4811 | 0.96189 | 3.7514 | 5.3675 | 4.5624 | 0 | 0 | 0 | 376.8547 | 0 | 0 | 0 | 0 | 0 | 0 | 0 | 759.346 | 0 | 0 | 0 | 0 | 0 | 0 | 0 | 1236.3929 | 0 | 0 | 0 | 0 | 0 | 0 | 0 | 0 | 1147.235 | 0 | 0 | 0 | 0.0042 | 0 | 0.00057666 | 0.00057666 | 770.1602 | 0 | 0 | 0 | 0.0042 | 0 | 0.00057666 | 0.00057666 | 1174.046 | 0 | 0 | 0 | 0.0042 | 0 | 0 | 0.00057666 | 0.00057666 | 1100.1899
07/08 19:00:00 | 84.92 | 29.4 | 0% | 1.7063 | 63241.4437 | 0.97361 | 3.505 | 4.9235 | 4.4311 | 0 | 0 | 0 | 385.5755 | 1.7063 | 63241.4437 | 0.97361 | 3.7971 | 5.3338 | 4.5337 | 0 | 0 | 0 | 376.8547 | 0 | 0 | 0 | 0 | 0 | 0 | 0 | 759.346 | 0 | 0 | 0 | 0 | 0 | 0 | 0 | 1236.3929 | 0 | 0 | 0 | 0 | 0 | 0 | 0 | 0 | 1147.235 | 0 | 0 | 0 | 0.0042 | 0 | 0.00057666 | 0.00057666 | 770.1608 | 0 | 0 | 0 | 0.0042 | 0 | 0.00057666 | 0.00057666 | 1174.0466 | 0 | 0 | 0 | 0.0042 | 0 | 0 | 0.00057666 | 0.00057666 | 1100.1905
07/08 20:00:00 | 75.92 | 24.4 | 0% | 1.5282 | 56639.8504 | 1.0596 | 3.8146 | 4.6745 | 4.2071 | 0 | 0 | 0 | 385.5755 | 1.5282 | 56639.8504 | 1.0596 | 4.1325 | 5.0641 | 4.3044 | 0 | 0 | 0 | 376.8547 | 0 | 0 | 0 | 0 | 0 | 0 | 0 | 759.346 | 0 | 0 | 0 | 0 | 0 | 0 | 0 | 1236.3929 | 0 | 0 | 0 | 0 | 0 | 0 | 0 | 0 | 1147.235 | 0 | 0 | 0 | 0.0042 | 0 | 0.00057666 | 0.00057666 | 770.1614 | 0 | 0 | 0 | 0.0042 | 0 | 0.00057666 | 0.00057666 | 1174.0472 | 0 | 0 | 0 | 0.0042 | 0 | 0 | 0.00057666 | 0.00057666 | 1100.1911
07/08 21:00:00 | 75.92 | 24.4 | 0% | 1.5282 | 56639.8504 | 1.0596 | 3.8146 | 4.6745 | 4.2071 | 0 | 0 | 0 | 385.5755 | 1.5282 | 56639.8504 | 1.0596 | 4.1325 | 5.0641 | 4.3044 | 0 | 0 | 0 | 376.8547 | 0 | 0 | 0 | 0 | 0 | 0 | 0 | 759.346 | 0 | 0 | 0 | 0 | 0 | 0 | 0 | 1236.3929 | 0 | 0 | 0 | 0 | 0 | 0 | 0 | 0 | 1147.235 | 0 | 0 | 0 | 0.0042 | 0 | 0.00057666 | 0.00057666 | 770.1619 | 0 | 0 | 0 | 0.0042 | 0 | 0.00057666 | 0.00057666 | 1174.0477 | 0 | 0 | 0 | 0.0042 | 0 | 0 | 0.00057666 | 0.00057666 | 1100.1917
07/08 22:00:00 | 73.94 | 23.3 | 0% | 1.4903 | 55235.1212 | 1.0748 | 3.8692 | 4.6215 | 4.1594 | 0 | 0 | 0 | 385.5755 | 1.4903 | 55235.1212 | 1.0748 | 4.1916 | 5.0067 | 4.2557 | 0 | 0 | 0 | 376.8547 | 0 | 0 | 0 | 0 | 0 | 0 | 0 | 759.346 | 0 | 0 | 0 | 0 | 0 | 0 | 0 | 1236.3929 | 0 | 0 | 0 | 0 | 0 | 0 | 0 | 0 | 1147.235 | 0 | 0 | 0 | 0.0042 | 0 | 0.00057666 | 0.00057666 | 770.1625 | 0 | 0 | 0 | 0.0042 | 0 | 0.00057666 | 0.00057666 | 1174.0483 | 0 | 0 | 0 | 0.0042 | 0 | 0 | 0.00057666 | 0.00057666 | 1100.1922
07/08 23:00:00 | 73.04 | 22.8 | 0% | 1.4732 | 54602.2855 | 1.0811 | 3.892 | 4.5976 | 4.1378 | 0 | 0 | 0 | 385.5755 | 1.4732 | 54602.2855 | 1.0811 | 4.2164 | 4.9807 | 4.2336 | 0 | 0 | 0 | 376.8547 | 0 | 0 | 0 | 0 | 0 | 0 | 0 | 759.346 | 0 | 0 | 0 | 0 | 0 | 0 | 0 | 1236.3929 | 0 | 0 | 0 | 0 | 0 | 0 | 0 | 0 | 1147.235 | 0 | 0 | 0 | 0.0042 | 0 | 0.00057666 | 0.00057666 | 770.1631 | 0 | 0 | 0 | 0.0042 | 0 | 0.00057666 | 0.00057666 | 1174.0489 | 0 | 0 | 0 | 0.0042 | 0 | 0 | 0.00057666 | 0.00057666 | 1100.1928
07/08 24:00:00 | 71.06 | 21.7 | 0% | 1.436 | 53222.538 | 1.0938 | 3.9376 | 4.545 | 4.0905 | 0 | 0 | 0 | 385.5755 | 1.436 | 53222.538 | 1.0938 | 4.2657 | 4.9237 | 4.1852 | 0 | 0 | 0 | 376.8547 | 0 | 0 | 0 | 0 | 0 | 0 | 0 | 759.346 | 0 | 0 | 0 | 0 | 0 | 0 | 0 | 1236.3929 | 0 | 0 | 0 | 0 | 0 | 0 | 0 | 0 | 1147.235 | 0 | 0 | 0 | 0.0042 | 0 | 0.00057666 | 0.00057666 | 770.1637 | 0 | 0 | 0 | 0.0042 | 0 | 0.00057666 | 0.00057666 | 1174.0495 | 0 | 0 | 0 | 0.0042 | 0 | 0 | 0.00057666 | 0.00057666 | 1100.1934
07/09 01:00:00 | 71.06 | 21.7 | 0% | 1.436 | 53222.538 | 1.0938 | 3.9376 | 4.545 | 4.0905 | 0 | 0 | 0 | 385.5755 | 1.436 | 53222.538 | 1.0938 | 4.2657 | 4.9237 | 4.1852 | 0 | 0 | 0 | 376.8547 | 0 | 0 | 0 | 0 | 0 | 0 | 0 | 759.346 | 0 | 0 | 0 | 0 | 0 | 0 | 0 | 1236.3929 | 0 | 0 | 0 | 0 | 0 | 0 | 0 | 0 | 1147.235 | 0 | 0 | 0 | 0.0042 | 0 | 0.00057666 | 0.00057666 | 770.1642 | 0 | 0 | 0 | 0.0042 | 0 | 0.00057666 | 0.00057666 | 1174.0501 | 0 | 0 | 0 | 0.0042 | 0 | 0 | 0.00057666 | 0.00057666 | 1100.194
07/09 02:00:00 | 66.92 | 19.4 | 0% | 1.3596 | 50393.1104 | 1.1139 | 4.01 | 4.435 | 3.9915 | 0 | 0 | 0 | 385.5755 | 1.3596 | 50393.1104 | 1.1139 | 4.3441 | 4.8046 | 4.0839 | 0 | 0 | 0 | 376.8547 | 0 | 0 | 0 | 0 | 0 | 0 | 0 | 759.346 | 0 | 0 | 0 | 0 | 0 | 0 | 0 | 1236.3929 | 0 | 0 | 0 | 0 | 0 | 0 | 0 | 0 | 1147.235 | 0 | 0 | 0 | 0.0042 | 0 | 0.00057666 | 0.00057666 | 770.1648 | 0 | 0 | 0 | 0.0042 | 0 | 0.00057666 | 0.00057666 | 1174.0506 | 0 | 0 | 0 | 0.0042 | 0 | 0 | 0.00057666 | 0.00057666 | 1100.1945
07/09 03:00:00 | 66.92 | 19.4 | 0% | 1.3596 | 50393.1104 | 1.1139 | 4.01 | 4.435 | 3.9915 | 0 | 0 | 0 | 385.5755 | 1.3596 | 50393.1104 | 1.1139 | 4.3441 | 4.8046 | 4.0839 | 0 | 0 | 0 | 376.8547 | 0 | 0 | 0 | 0 | 0 | 0 | 0 | 759.346 | 0 | 0 | 0 | 0 | 0 | 0 | 0 | 1236.3929 | 0 | 0 | 0 | 0 | 0 | 0 | 0 | 0 | 1147.235 | 0 | 0 | 0 | 0.0042 | 0 | 0.00057666 | 0.00057666 | 770.1654 | 0 | 0 | 0 | 0.0042 | 0 | 0.00057666 | 0.00057666 | 1174.0512 | 0 | 0 | 0 | 0.0042 | 0 | 0 | 0.00057666 | 0.00057666 | 1100.1951
07/09 04:00:00 | 66.02 | 18.9 | 0% | 1.3433 | 49787.9534 | 1.117 | 4.0213 | 4.4109 | 3.9698 | 0 | 0 | 0 | 385.5755 | 1.3433 | 49787.9534 | 1.117 | 4.3565 | 4.7785 | 4.0617 | 0 | 0 | 0 | 376.8547 | 0 | 0 | 0 | 0 | 0 | 0 | 0 | 759.346 | 0 | 0 | 0 | 0 | 0 | 0 | 0 | 1236.3929 | 0 | 0 | 0 | 0 | 0 | 0 | 0 | 0 | 1147.235 | 0 | 0 | 0 | 0.0042 | 0 | 0.00057666 | 0.00057666 | 770.166 | 0 | 0 | 0 | 0.0042 | 0 | 0.00057666 | 0.00057666 | 1174.0518 | 0 | 0 | 0 | 0.0042 | 0 | 0 | 0.00057666 | 0.00057666 | 1100.1957
07/09 05:00:00 | 64.94 | 18.3 | 0% | 1.3238 | 49066.449 | 1.1202 | 4.0329 | 4.3819 | 3.9437 | 0 | 0 | 0 | 385.5755 | 1.3238 | 49066.449 | 1.1202 | 4.3689 | 4.7471 | 4.035 | 0 | 0 | 0 | 376.8547 | 0 | 0 | 0 | 0 | 0 | 0 | 0 | 759.346 | 0 | 0 | 0 | 0 | 0 | 0 | 0 | 1236.3929 | 0 | 0 | 0 | 0 | 0 | 0 | 0 | 0 | 1147.235 | 0 | 0 | 0 | 0.0042 | 0 | 0.00057666 | 0.00057666 | 770.1666 | 0 | 0 | 0 | 0.0042 | 0 | 0.00057666 | 0.00057666 | 1174.0524 | 0 | 0 | 0 | 0.0042 | 0 | 0 | 0.00057666 | 0.00057666 | 1100.1963
07/09 06:00:00 | 69.08 | 20.6 | 0% | 1.3992 | 51859.9654 | 1.1045 | 3.9762 | 4.4925 | 4.0432 | 0 | 0 | 0 | 385.5755 | 1.3992 | 51859.9654 | 1.1045 | 4.3075 | 4.8668 | 4.1368 | 0 | 0 | 0 | 376.8547 | 0 | 0 | 0 | 0 | 0 | 0 | 0 | 759.346 | 0 | 0 | 0 | 0 | 0 | 0 | 0 | 1236.3929 | 0 | 0 | 0 | 0 | 0 | 0 | 0 | 0 | 1147.235 | 0 | 0 | 0 | 0.0042 | 0 | 0.00057666 | 0.00057666 | 770.1671 | 0 | 0 | 0 | 0.0042 | 0 | 0.00057666 | 0.00057666 | 1174.0529 | 0 | 0 | 0 | 0.0042 | 0 | 0 | 0.00057666 | 0.00057666 | 1100.1969
07/09 07:00:00 | 69.08 | 20.6 | 0% | 1.3992 | 51859.9654 | 1.1045 | 3.9762 | 4.4925 | 4.0432 | 0 | 0 | 0 | 385.5755 | 1.3992 | 51859.9654 | 1.1045 | 4.3075 | 4.8668 | 4.1368 | 0 | 0 | 0 | 376.8547 | 0 | 0 | 0 | 0 | 0 | 0 | 0 | 759.346 | 0 | 0 | 0 | 0 | 0 | 0 | 0 | 1236.3929 | 0 | 0 | 0 | 0 | 0 | 0 | 0 | 0 | 1147.235 | 0 | 0 | 0 | 0.0042 | 0 | 0.00057666 | 0.00057666 | 770.1677 | 0 | 0 | 0 | 0.0042 | 0 | 0.00057666 | 0.00057666 | 1174.0535 | 0 | 0 | 0 | 0.0042 | 0 | 0 | 0.00057666 | 0.00057666 | 1100.1974
07/09 08:00:00 | 78.08 | 25.6 | 0% | 1.5701 | 58191.8702 | 1.0413 | 3.7487 | 4.7329 | 4.2596 | 0 | 0 | 0 | 385.5755 | 1.5701 | 58191.8702 | 1.0413 | 4.0611 | 5.1273 | 4.3582 | 0 | 0 | 0 | 376.8547 | 0 | 0 | 0 | 0 | 0 | 0 | 0 | 759.346 | 0 | 0 | 0 | 0 | 0 | 0 | 0 | 1236.3929 | 0 | 0 | 0 | 0 | 0 | 0 | 0 | 0 | 1147.235 | 0 | 0 | 0 | 0.0042 | 0 | 0.00057666 | 0.00057666 | 770.1683 | 0 | 0 | 0 | 0.0042 | 0 | 0.00057666 | 0.00057666 | 1174.0541 | 0 | 0 | 0 | 0.0042 | 0 | 0 | 0.00057666 | 0.00057666 | 1100.198
07/09 09:00:00 | 80.06 | 26.7 | 0% | 1.6089 | 59632.5105 | 1.0231 | 3.6831 | 4.787 | 4.3083 | 0 | 0 | 0 | 385.5755 | 1.6089 | 59632.5105 | 1.0231 | 3.99 | 5.1859 | 4.408 | 0 | 0 | 0 | 376.8547 | 0 | 0 | 0 | 0 | 0 | 0 | 0 | 759.346 | 0 | 0 | 0 | 0 | 0 | 0 | 0 | 1236.3929 | 0 | 0 | 0 | 0 | 0 | 0 | 0 | 0 | 1147.235 | 0 | 0 | 0 | 0.0042 | 0 | 0.00057666 | 0.00057666 | 770.1689 | 0 | 0 | 0 | 0.0042 | 0 | 0.00057666 | 0.00057666 | 1174.0547 | 0 | 0 | 0 | 0.0042 | 0 | 0 | 0.00057666 | 0.00057666 | 1100.1986
07/09 10:00:00 | 82.94 | 28.3 | 0% | 1.6663 | 61758.6468 | 0.99447 | 3.5801 | 4.8672 | 4.3805 | 0 | 0 | 0 | 385.5755 | 1.6663 | 61758.6468 | 0.99447 | 3.8784 | 5.2728 | 4.4819 | 0 | 0 | 0 | 376.8547 | 0 | 0 | 0 | 0 | 0 | 0 | 0 | 759.346 | 0 | 0 | 0 | 0 | 0 | 0 | 0 | 1236.3929 | 0 | 0 | 0 | 0 | 0 | 0 | 0 | 0 | 1147.235 | 0 | 0 | 0 | 0.0042 | 0 | 0.00057666 | 0.00057666 | 770.1694 | 0 | 0 | 0 | 0.0042 | 0 | 0.00057666 | 0.00057666 | 1174.0552 | 0 | 0 | 0 | 0.0042 | 0 | 0 | 0.00057666 | 0.00057666 | 1100.1992
07/09 11:00:00 | 84.92 | 29.4 | 0% | 1.7063 | 63241.4437 | 0.97361 | 3.505 | 4.9235 | 4.4311 | 0 | 0 | 0 | 385.5755 | 1.7063 | 63241.4437 | 0.97361 | 3.7971 | 5.3338 | 4.5337 | 0 | 0 | 0 | 376.8547 | 0 | 0 | 0 | 0 | 0 | 0 | 0 | 759.346 | 0 | 0 | 0 | 0 | 0 | 0 | 0 | 1236.3929 | 0 | 0 | 0 | 0 | 0 | 0 | 0 | 0 | 1147.235 | 0 | 0 | 0 | 0.0042 | 0 | 0.00057666 | 0.00057666 | 770.17 | 0 | 0 | 0 | 0.0042 | 0 | 0.00057666 | 0.00057666 | 1174.0558 | 0 | 0 | 0 | 0.0042 | 0 | 0 | 0.00057666 | 0.00057666 | 1100.1997
07/09 12:00:00 | 86 | 30 | 0% | 1.7283 | 64057.4811 | 0.96189 | 3.4628 | 4.9546 | 4.4591 | 0 | 0 | 0 | 385.5755 | 1.7283 | 64057.4811 | 0.96189 | 3.7514 | 5.3675 | 4.5624 | 0 | 0 | 0 | 376.8547 | 0 | 0 | 0 | 0 | 0 | 0 | 0 | 759.346 | 0 | 0 | 0 | 0 | 0 | 0 | 0 | 1236.3929 | 0 | 0 | 0 | 0 | 0 | 0 | 0 | 0 | 1147.235 | 0 | 0 | 0 | 0.0042 | 0 | 0.00057666 | 0.00057666 | 770.1706 | 0 | 0 | 0 | 0.0042 | 0 | 0.00057666 | 0.00057666 | 1174.0564 | 0 | 0 | 0 | 0.0042 | 0 | 0 | 0.00057666 | 0.00057666 | 1100.2003
07/09 13:00:00 | 86 | 30 | 0% | 1.7283 | 64057.4811 | 0.96189 | 3.4628 | 4.9546 | 4.4591 | 0 | 0 | 0 | 385.5755 | 1.7283 | 64057.4811 | 0.96189 | 3.7514 | 5.3675 | 4.5624 | 0 | 0 | 0 | 376.8547 | 0 | 0 | 0 | 0 | 0 | 0 | 0 | 759.346 | 0 | 0 | 0 | 0 | 0 | 0 | 0 | 1236.3929 | 0 | 0 | 0 | 0 | 0 | 0 | 0 | 0 | 1147.235 | 0 | 0 | 0 | 0.0042 | 0 | 0.00057666 | 0.00057666 | 770.1712 | 0 | 0 | 0 | 0.0042 | 0 | 0.00057666 | 0.00057666 | 1174.057 | 0 | 0 | 0 | 0.0042 | 0 | 0 | 0.00057666 | 0.00057666 | 1100.2009
07/09 14:00:00 | 89.06 | 31.7 | 0% | 1.7914 | 66397.3365 | 0.92764 | 3.3395 | 5.0446 | 4.5401 | 0 | 0 | 0 | 385.5755 | 1.7914 | 66397.3365 | 0.92764 | 3.6178 | 5.4649 | 4.6452 | 0 | 0 | 0 | 376.8547 | 0 | 0 | 0 | 0 | 0 | 0 | 0 | 759.346 | 0 | 0 | 0 | 0 | 0 | 0 | 0 | 1236.3929 | 0 | 0 | 0 | 0 | 0 | 0 | 0 | 0 | 1147.235 | 0 | 0 | 0 | 0.0042 | 0 | 0.00057666 | 0.00057666 | 770.1717 | 0 | 0 | 0 | 0.0042 | 0 | 0.00057666 | 0.00057666 | 1174.0575 | 0 | 0 | 0 | 0.0042 | 0 | 0 | 0.00057666 | 0.00057666 | 1100.2015
07/09 15:00:00 | 89.06 | 31.7 | 0% | 1.7914 | 66397.3365 | 0.92764 | 3.3395 | 5.0446 | 4.5401 | 0 | 0 | 0 | 385.5755 | 1.7914 | 66397.3365 | 0.92764 | 3.6178 | 5.4649 | 4.6452 | 0 | 0 | 0 | 376.8547 | 0 | 0 | 0 | 0 | 0 | 0 | 0 | 759.346 | 0 | 0 | 0 | 0 | 0 | 0 | 0 | 1236.3929 | 0 | 0 | 0 | 0 | 0 | 0 | 0 | 0 | 1147.235 | 0 | 0 | 0 | 0.0042 | 0 | 0.00057666 | 0.00057666 | 770.1723 | 0 | 0 | 0 | 0.0042 | 0 | 0.00057666 | 0.00057666 | 1174.0581 | 0 | 0 | 0 | 0.0042 | 0 | 0 | 0.00057666 | 0.00057666 | 1100.202
07/09 16:00:00 | 89.96 | 32.2 | 0% | 1.8102 | 67093.336 | 0.91733 | 3.3024 | 5.0715 | 4.5644 | 0 | 0 | 0 | 385.5755 | 1.8102 | 67093.336 | 0.91733 | 3.5776 | 5.4942 | 4.67 | 0 | 0 | 0 | 376.8547 | 0 | 0 | 0 | 0 | 0 | 0 | 0 | 759.346 | 0 | 0 | 0 | 0 | 0 | 0 | 0 | 1236.3929 | 0 | 0 | 0 | 0 | 0 | 0 | 0 | 0 | 1147.235 | 0 | 0 | 0 | 0.0042 | 0 | 0.00057666 | 0.00057666 | 770.1729 | 0 | 0 | 0 | 0.0042 | 0 | 0.00057666 | 0.00057666 | 1174.0587 | 0 | 0 | 0 | 0.0042 | 0 | 0 | 0.00057666 | 0.00057666 | 1100.2026
07/09 17:00:00 | 89.96 | 32.2 | 0% | 1.8102 | 67093.336 | 0.91733 | 3.3024 | 5.0715 | 4.5644 | 0 | 0 | 0 | 385.5755 | 1.8102 | 67093.336 | 0.91733 | 3.5776 | 5.4942 | 4.67 | 0 | 0 | 0 | 376.8547 | 0 | 0 | 0 | 0 | 0 | 0 | 0 | 759.346 | 0 | 0 | 0 | 0 | 0 | 0 | 0 | 1236.3929 | 0 | 0 | 0 | 0 | 0 | 0 | 0 | 0 | 1147.235 | 0 | 0 | 0 | 0.0042 | 0 | 0.00057666 | 0.00057666 | 770.1735 | 0 | 0 | 0 | 0.0042 | 0 | 0.00057666 | 0.00057666 | 1174.0593 | 0 | 0 | 0 | 0.0042 | 0 | 0 | 0.00057666 | 0.00057666 | 1100.2032
07/09 18:00:00 | 89.06 | 31.7 | 0% | 1.7914 | 66397.3365 | 0.92764 | 3.3395 | 5.0446 | 4.5401 | 0 | 0 | 0 | 385.5755 | 1.7914 | 66397.3365 | 0.92764 | 3.6178 | 5.4649 | 4.6452 | 0 | 0 | 0 | 376.8547 | 0 | 0 | 0 | 0 | 0 | 0 | 0 | 759.346 | 0 | 0 | 0 | 0 | 0 | 0 | 0 | 1236.3929 | 0 | 0 | 0 | 0 | 0 | 0 | 0 | 0 | 1147.235 | 0 | 0 | 0 | 0.0042 | 0 | 0.00057666 | 0.00057666 | 770.1741 | 0 | 0 | 0 | 0.0042 | 0 | 0.00057666 | 0.00057666 | 1174.0599 | 0 | 0 | 0 | 0.0042 | 0 | 0 | 0.00057666 | 0.00057666 | 1100.2038
07/09 19:00:00 | 87.08 | 30.6 | 0% | 1.7505 | 64878.6283 | 0.94996 | 3.4199 | 4.9861 | 4.4874 | 0 | 0 | 0 | 385.5755 | 1.7505 | 64878.6283 | 0.94996 | 3.7048 | 5.4016 | 4.5913 | 0 | 0 | 0 | 376.8547 | 0 | 0 | 0 | 0 | 0 | 0 | 0 | 759.346 | 0 | 0 | 0 | 0 | 0 | 0 | 0 | 1236.3929 | 0 | 0 | 0 | 0 | 0 | 0 | 0 | 0 | 1147.235 | 0 | 0 | 0 | 0.0042 | 0 | 0.00057666 | 0.00057666 | 770.1746 | 0 | 0 | 0 | 0.0042 | 0 | 0.00057666 | 0.00057666 | 1174.0604 | 0 | 0 | 0 | 0.0042 | 0 | 0 | 0.00057666 | 0.00057666 | 1100.2044
07/09 20:00:00 | 75.02 | 23.9 | 0% | 1.5109 | 55999.208 | 1.0667 | 3.8401 | 4.6504 | 4.1853 | 0 | 0 | 0 | 385.5755 | 1.5109 | 55999.208 | 1.0667 | 4.1602 | 5.0379 | 4.2822 | 0 | 0 | 0 | 376.8547 | 0 | 0 | 0 | 0 | 0 | 0 | 0 | 759.346 | 0 | 0 | 0 | 0 | 0 | 0 | 0 | 1236.3929 | 0 | 0 | 0 | 0 | 0 | 0 | 0 | 0 | 1147.235 | 0 | 0 | 0 | 0.0042 | 0 | 0.00057666 | 0.00057666 | 770.1752 | 0 | 0 | 0 | 0.0042 | 0 | 0.00057666 | 0.00057666 | 1174.061 | 0 | 0 | 0 | 0.0042 | 0 | 0 | 0.00057666 | 0.00057666 | 1100.2049
07/09 21:00:00 | 73.04 | 22.8 | 0% | 1.4732 | 54602.2855 | 1.0811 | 3.892 | 4.5976 | 4.1378 | 0 | 0 | 0 | 385.5755 | 1.4732 | 54602.2855 | 1.0811 | 4.2164 | 4.9807 | 4.2336 | 0 | 0 | 0 | 376.8547 | 0 | 0 | 0 | 0 | 0 | 0 | 0 | 759.346 | 0 | 0 | 0 | 0 | 0 | 0 | 0 | 1236.3929 | 0 | 0 | 0 | 0 | 0 | 0 | 0 | 0 | 1147.235 | 0 | 0 | 0 | 0.0042 | 0 | 0.00057666 | 0.00057666 | 770.1758 | 0 | 0 | 0 | 0.0042 | 0 | 0.00057666 | 0.00057666 | 1174.0616 | 0 | 0 | 0 | 0.0042 | 0 | 0 | 0.00057666 | 0.00057666 | 1100.2055
07/09 22:00:00 | 73.94 | 23.3 | 0% | 1.4903 | 55235.1212 | 1.0748 | 3.8692 | 4.6215 | 4.1594 | 0 | 0 | 0 | 385.5755 | 1.4903 | 55235.1212 | 1.0748 | 4.1916 | 5.0067 | 4.2557 | 0 | 0 | 0 | 376.8547 | 0 | 0 | 0 | 0 | 0 | 0 | 0 | 759.346 | 0 | 0 | 0 | 0 | 0 | 0 | 0 | 1236.3929 | 0 | 0 | 0 | 0 | 0 | 0 | 0 | 0 | 1147.235 | 0 | 0 | 0 | 0.0042 | 0 | 0.00057666 | 0.00057666 | 770.1764 | 0 | 0 | 0 | 0.0042 | 0 | 0.00057666 | 0.00057666 | 1174.0622 | 0 | 0 | 0 | 0.0042 | 0 | 0 | 0.00057666 | 0.00057666 | 1100.2061
07/09 23:00:00 | 71.06 | 21.7 | 0% | 1.436 | 53222.538 | 1.0938 | 3.9376 | 4.545 | 4.0905 | 0 | 0 | 0 | 385.5755 | 1.436 | 53222.538 | 1.0938 | 4.2657 | 4.9237 | 4.1852 | 0 | 0 | 0 | 376.8547 | 0 | 0 | 0 | 0 | 0 | 0 | 0 | 759.346 | 0 | 0 | 0 | 0 | 0 | 0 | 0 | 1236.3929 | 0 | 0 | 0 | 0 | 0 | 0 | 0 | 0 | 1147.235 | 0 | 0 | 0 | 0.0042 | 0 | 0.00057666 | 0.00057666 | 770.1769 | 0 | 0 | 0 | 0.0042 | 0 | 0.00057666 | 0.00057666 | 1174.0627 | 0 | 0 | 0 | 0.0042 | 0 | 0 | 0.00057666 | 0.00057666 | 1100.2067
07/09 24:00:00 | 69.98 | 21.1 | 0% | 1.4159 | 52477.1875 | 1.0999 | 3.9595 | 4.5163 | 4.0647 | 0 | 0 | 0 | 385.5755 | 1.4159 | 52477.1875 | 1.0999 | 4.2895 | 4.8927 | 4.1588 | 0 | 0 | 0 | 376.8547 | 0 | 0 | 0 | 0 | 0 | 0 | 0 | 759.346 | 0 | 0 | 0 | 0 | 0 | 0 | 0 | 1236.3929 | 0 | 0 | 0 | 0 | 0 | 0 | 0 | 0 | 1147.235 | 0 | 0 | 0 | 0.0042 | 0 | 0.00057666 | 0.00057666 | 770.1775 | 0 | 0 | 0 | 0.0042 | 0 | 0.00057666 | 0.00057666 | 1174.0633 | 0 | 0 | 0 | 0.0042 | 0 | 0 | 0.00057666 | 0.00057666 | 1100.2072
07/10 01:00:00 | 69.98 | 21.1 | 0% | 1.4159 | 52477.1875 | 1.0999 | 3.9595 | 4.5163 | 4.0647 | 0 | 0 | 0 | 385.5755 | 1.4159 | 52477.1875 | 1.0999 | 4.2895 | 4.8927 | 4.1588 | 0 | 0 | 0 | 376.8547 | 0 | 0 | 0 | 0 | 0 | 0 | 0 | 759.346 | 0 | 0 | 0 | 0 | 0 | 0 | 0 | 1236.3929 | 0 | 0 | 0 | 0 | 0 | 0 | 0 | 0 | 1147.235 | 0 | 0 | 0 | 0.0042 | 0 | 0.00057666 | 0.00057666 | 770.1781 | 0 | 0 | 0 | 0.0042 | 0 | 0.00057666 | 0.00057666 | 1174.0639 | 0 | 0 | 0 | 0.0042 | 0 | 0 | 0.00057666 | 0.00057666 | 1100.2078
07/10 02:00:00 | 69.08 | 20.6 | 0% | 1.3992 | 51859.9654 | 1.1045 | 3.9762 | 4.4925 | 4.0432 | 0 | 0 | 0 | 385.5755 | 1.3992 | 51859.9654 | 1.1045 | 4.3075 | 4.8668 | 4.1368 | 0 | 0 | 0 | 376.8547 | 0 | 0 | 0 | 0 | 0 | 0 | 0 | 759.346 | 0 | 0 | 0 | 0 | 0 | 0 | 0 | 1236.3929 | 0 | 0 | 0 | 0 | 0 | 0 | 0 | 0 | 1147.235 | 0 | 0 | 0 | 0.0042 | 0 | 0.00057666 | 0.00057666 | 770.1787 | 0 | 0 | 0 | 0.0042 | 0 | 0.00057666 | 0.00057666 | 1174.0645 | 0 | 0 | 0 | 0.0042 | 0 | 0 | 0.00057666 | 0.00057666 | 1100.2084
07/10 03:00:00 | 69.08 | 20.6 | 0% | 1.3992 | 51859.9654 | 1.1045 | 3.9762 | 4.4925 | 4.0432 | 0 | 0 | 0 | 385.5755 | 1.3992 | 51859.9654 | 1.1045 | 4.3075 | 4.8668 | 4.1368 | 0 | 0 | 0 | 376.8547 | 0 | 0 | 0 | 0 | 0 | 0 | 0 | 759.346 | 0 | 0 | 0 | 0 | 0 | 0 | 0 | 1236.3929 | 0 | 0 | 0 | 0 | 0 | 0 | 0 | 0 | 1147.235 | 0 | 0 | 0 | 0.0042 | 0 | 0.00057666 | 0.00057666 | 770.1792 | 0 | 0 | 0 | 0.0042 | 0 | 0.00057666 | 0.00057666 | 1174.065 | 0 | 0 | 0 | 0.0042 | 0 | 0 | 0.00057666 | 0.00057666 | 1100.209
07/10 04:00:00 | 68 | 20 | 0% | 1.3794 | 51123.983 | 1.1095 | 3.9942 | 4.4638 | 4.0174 | 0 | 0 | 0 | 385.5755 | 1.3794 | 51123.983 | 1.1095 | 4.327 | 4.8357 | 4.1104 | 0 | 0 | 0 | 376.8547 | 0 | 0 | 0 | 0 | 0 | 0 | 0 | 759.346 | 0 | 0 | 0 | 0 | 0 | 0 | 0 | 1236.3929 | 0 | 0 | 0 | 0 | 0 | 0 | 0 | 0 | 1147.235 | 0 | 0 | 0 | 0.0042 | 0 | 0.00057666 | 0.00057666 | 770.1798 | 0 | 0 | 0 | 0.0042 | 0 | 0.00057666 | 0.00057666 | 1174.0656 | 0 | 0 | 0 | 0.0042 | 0 | 0 | 0.00057666 | 0.00057666 | 1100.2095
07/10 05:00:00 | 68 | 20 | 0% | 1.3794 | 51123.983 | 1.1095 | 3.9942 | 4.4638 | 4.0174 | 0 | 0 | 0 | 385.5755 | 1.3794 | 51123.983 | 1.1095 | 4.327 | 4.8357 | 4.1104 | 0 | 0 | 0 | 376.8547 | 0 | 0 | 0 | 0 | 0 | 0 | 0 | 759.346 | 0 | 0 | 0 | 0 | 0 | 0 | 0 | 1236.3929 | 0 | 0 | 0 | 0 | 0 | 0 | 0 | 0 | 1147.235 | 0 | 0 | 0 | 0.0042 | 0 | 0.00057666 | 0.00057666 | 770.1804 | 0 | 0 | 0 | 0.0042 | 0 | 0.00057666 | 0.00057666 | 1174.0662 | 0 | 0 | 0 | 0.0042 | 0 | 0 | 0.00057666 | 0.00057666 | 1100.2101
07/10 06:00:00 | 71.06 | 21.7 | 0% | 1.436 | 53222.538 | 1.0938 | 3.9376 | 4.545 | 4.0905 | 0 | 0 | 0 | 385.5755 | 1.436 | 53222.538 | 1.0938 | 4.2657 | 4.9237 | 4.1852 | 0 | 0 | 0 | 376.8547 | 0 | 0 | 0 | 0 | 0 | 0 | 0 | 759.346 | 0 | 0 | 0 | 0 | 0 | 0 | 0 | 1236.3929 | 0 | 0 | 0 | 0 | 0 | 0 | 0 | 0 | 1147.235 | 0 | 0 | 0 | 0.0042 | 0 | 0.00057666 | 0.00057666 | 770.181 | 0 | 0 | 0 | 0.0042 | 0 | 0.00057666 | 0.00057666 | 1174.0668 | 0 | 0 | 0 | 0.0042 | 0 | 0 | 0.00057666 | 0.00057666 | 1100.2107
07/10 07:00:00 | 71.06 | 21.7 | 0% | 1.436 | 53222.538 | 1.0938 | 3.9376 | 4.545 | 4.0905 | 0 | 0 | 0 | 385.5755 | 1.436 | 53222.538 | 1.0938 | 4.2657 | 4.9237 | 4.1852 | 0 | 0 | 0 | 376.8547 | 0 | 0 | 0 | 0 | 0 | 0 | 0 | 759.346 | 0 | 0 | 0 | 0 | 0 | 0 | 0 | 1236.3929 | 0 | 0 | 0 | 0 | 0 | 0 | 0 | 0 | 1147.235 | 0 | 0 | 0 | 0.0042 | 0 | 0.00057666 | 0.00057666 | 770.1815 | 0 | 0 | 0 | 0.0042 | 0 | 0.00057666 | 0.00057666 | 1174.0673 | 0 | 0 | 0 | 0.0042 | 0 | 0 | 0.00057666 | 0.00057666 | 1100.2113
07/10 08:00:00 | 80.96 | 27.2 | 0% | 1.6267 | 60293.0247 | 1.0144 | 3.6518 | 4.8119 | 4.3307 | 0 | 0 | 0 | 385.5755 | 1.6267 | 60293.0247 | 1.0144 | 3.9561 | 5.2129 | 4.4309 | 0 | 0 | 0 | 376.8547 | 0 | 0 | 0 | 0 | 0 | 0 | 0 | 759.346 | 0 | 0 | 0 | 0 | 0 | 0 | 0 | 1236.3929 | 0 | 0 | 0 | 0 | 0 | 0 | 0 | 0 | 1147.235 | 0 | 0 | 0 | 0.0042 | 0 | 0.00057666 | 0.00057666 | 770.1821 | 0 | 0 | 0 | 0.0042 | 0 | 0.00057666 | 0.00057666 | 1174.0679 | 0 | 0 | 0 | 0.0042 | 0 | 0 | 0.00057666 | 0.00057666 | 1100.2118
07/10 09:00:00 | 84.92 | 29.4 | 0% | 1.7063 | 63241.4437 | 0.97361 | 3.505 | 4.9235 | 4.4311 | 0 | 0 | 0 | 385.5755 | 1.7063 | 63241.4437 | 0.97361 | 3.7971 | 5.3338 | 4.5337 | 0 | 0 | 0 | 376.8547 | 0 | 0 | 0 | 0 | 0 | 0 | 0 | 759.346 | 0 | 0 | 0 | 0 | 0 | 0 | 0 | 1236.3929 | 0 | 0 | 0 | 0 | 0 | 0 | 0 | 0 | 1147.235 | 0 | 0 | 0 | 0.0042 | 0 | 0.00057666 | 0.00057666 | 770.1827 | 0 | 0 | 0 | 0.0042 | 0 | 0.00057666 | 0.00057666 | 1174.0685 | 0 | 0 | 0 | 0.0042 | 0 | 0 | 0.00057666 | 0.00057666 | 1100.2124
07/10 10:00:00 | 87.98 | 31.1 | 0% | 1.769 | 65566.8211 | 0.93988 | 3.3836 | 5.0125 | 4.5113 | 0 | 0 | 0 | 385.5755 | 1.769 | 65566.8211 | 0.93988 | 3.6655 | 5.4302 | 4.6157 | 0 | 0 | 0 | 376.8547 | 0 | 0 | 0 | 0 | 0 | 0 | 0 | 759.346 | 0 | 0 | 0 | 0 | 0 | 0 | 0 | 1236.3929 | 0 | 0 | 0 | 0 | 0 | 0 | 0 | 0 | 1147.235 | 0 | 0 | 0 | 0.0042 | 0 | 0.00057666 | 0.00057666 | 770.1833 | 0 | 0 | 0 | 0.0042 | 0 | 0.00057666 | 0.00057666 | 1174.0691 | 0 | 0 | 0 | 0.0042 | 0 | 0 | 0.00057666 | 0.00057666 | 1100.213
07/10 11:00:00 | 91.04 | 32.8 | 0% | 1.8329 | 67933.2195 | 0.90486 | 3.2575 | 5.1042 | 4.5938 | 0 | 0 | 0 | 385.5755 | 1.8329 | 67933.2195 | 0.90486 | 3.529 | 5.5296 | 4.7002 | 0 | 0 | 0 | 376.8547 | 0 | 0 | 0 | 0 | 0 | 0 | 0 | 759.346 | 0 | 0 | 0 | 0 | 0 | 0 | 0 | 1236.3929 | 0 | 0 | 0 | 0 | 0 | 0 | 0 | 0 | 1147.235 | 0 | 0 | 0 | 0.0042 | 0 | 0.00057666 | 0.00057666 | 770.1839 | 0 | 0 | 0 | 0.0042 | 0 | 0.00057666 | 0.00057666 | 1174.0697 | 0 | 0 | 0 | 0.0042 | 0 | 0 | 0.00057666 | 0.00057666 | 1100.2136
07/10 12:00:00 | 89.06 | 31.7 | 0% | 1.7914 | 66397.3365 | 0.92764 | 3.3395 | 5.0446 | 4.5401 | 0 | 0 | 0 | 385.5755 | 1.7914 | 66397.3365 | 0.92764 | 3.6178 | 5.4649 | 4.6452 | 0 | 0 | 0 | 376.8547 | 0 | 0 | 0 | 0 | 0 | 0 | 0 | 759.346 | 0 | 0 | 0 | 0 | 0 | 0 | 0 | 1236.3929 | 0 | 0 | 0 | 0 | 0 | 0 | 0 | 0 | 1147.235 | 0 | 0 | 0 | 0.0042 | 0 | 0.00057666 | 0.00057666 | 770.1844 | 0 | 0 | 0 | 0.0042 | 0 | 0.00057666 | 0.00057666 | 1174.0702 | 0 | 0 | 0 | 0.0042 | 0 | 0 | 0.00057666 | 0.00057666 | 1100.2142
07/10 13:00:00 | 89.06 | 31.7 | 0% | 1.7914 | 66397.3365 | 0.92764 | 3.3395 | 5.0446 | 4.5401 | 0 | 0 | 0 | 385.5755 | 1.7914 | 66397.3365 | 0.92764 | 3.6178 | 5.4649 | 4.6452 | 0 | 0 | 0 | 376.8547 | 0 | 0 | 0 | 0 | 0 | 0 | 0 | 759.346 | 0 | 0 | 0 | 0 | 0 | 0 | 0 | 1236.3929 | 0 | 0 | 0 | 0 | 0 | 0 | 0 | 0 | 1147.235 | 0 | 0 | 0 | 0.0042 | 0 | 0.00057666 | 0.00057666 | 770.185 | 0 | 0 | 0 | 0.0042 | 0 | 0.00057666 | 0.00057666 | 1174.0708 | 0 | 0 | 0 | 0.0042 | 0 | 0 | 0.00057666 | 0.00057666 | 1100.2147
07/10 14:00:00 | 91.94 | 33.3 | 0% | 1.8519 | 68637.0258 | 0.89439 | 3.2198 | 5.1318 | 4.6186 | 0 | 0 | 0 | 385.5755 | 1.8519 | 68637.0258 | 0.89439 | 3.4881 | 5.5594 | 4.7255 | 0 | 0 | 0 | 376.8547 | 0 | 0 | 0 | 0 | 0 | 0 | 0 | 759.346 | 0 | 0 | 0 | 0 | 0 | 0 | 0 | 1236.3929 | 0 | 0 | 0 | 0 | 0 | 0 | 0 | 0 | 1147.235 | 0 | 0 | 0 | 0.0042 | 0 | 0.00057666 | 0.00057666 | 770.1856 | 0 | 0 | 0 | 0.0042 | 0 | 0.00057666 | 0.00057666 | 1174.0714 | 0 | 0 | 0 | 0.0042 | 0 | 0 | 0.00057666 | 0.00057666 | 1100.2153
07/10 15:00:00 | 91.94 | 33.3 | 0% | 1.8519 | 68637.0258 | 0.89439 | 3.2198 | 5.1318 | 4.6186 | 0 | 0 | 0 | 385.5755 | 1.8519 | 68637.0258 | 0.89439 | 3.4881 | 5.5594 | 4.7255 | 0 | 0 | 0 | 376.8547 | 0 | 0 | 0 | 0 | 0 | 0 | 0 | 759.346 | 0 | 0 | 0 | 0 | 0 | 0 | 0 | 1236.3929 | 0 | 0 | 0 | 0 | 0 | 0 | 0 | 0 | 1147.235 | 0 | 0 | 0 | 0.0042 | 0 | 0.00057666 | 0.00057666 | 770.1862 | 0 | 0 | 0 | 0.0042 | 0 | 0.00057666 | 0.00057666 | 1174.072 | 0 | 0 | 0 | 0.0042 | 0 | 0 | 0.00057666 | 0.00057666 | 1100.2159
07/10 16:00:00 | 91.94 | 33.3 | 0% | 1.8519 | 68637.0258 | 0.89439 | 3.2198 | 5.1318 | 4.6186 | 0 | 0 | 0 | 385.5755 | 1.8519 | 68637.0258 | 0.89439 | 3.4881 | 5.5594 | 4.7255 | 0 | 0 | 0 | 376.8547 | 0 | 0 | 0 | 0 | 0 | 0 | 0 | 759.346 | 0 | 0 | 0 | 0 | 0 | 0 | 0 | 1236.3929 | 0 | 0 | 0 | 0 | 0 | 0 | 0 | 0 | 1147.235 | 0 | 0 | 0 | 0.0042 | 0 | 0.00057666 | 0.00057666 | 770.1867 | 0 | 0 | 0 | 0.0042 | 0 | 0.00057666 | 0.00057666 | 1174.0725 | 0 | 0 | 0 | 0.0042 | 0 | 0 | 0.00057666 | 0.00057666 | 1100.2165
07/10 17:00:00 | 91.04 | 32.8 | 0% | 1.8329 | 67933.2195 | 0.90486 | 3.2575 | 5.1042 | 4.5938 | 0 | 0 | 0 | 385.5755 | 1.8329 | 67933.2195 | 0.90486 | 3.529 | 5.5296 | 4.7002 | 0 | 0 | 0 | 376.8547 | 0 | 0 | 0 | 0 | 0 | 0 | 0 | 759.346 | 0 | 0 | 0 | 0 | 0 | 0 | 0 | 1236.3929 | 0 | 0 | 0 | 0 | 0 | 0 | 0 | 0 | 1147.235 | 0 | 0 | 0 | 0.0042 | 0 | 0.00057666 | 0.00057666 | 770.1873 | 0 | 0 | 0 | 0.0042 | 0 | 0.00057666 | 0.00057666 | 1174.0731 | 0 | 0 | 0 | 0.0042 | 0 | 0 | 0.00057666 | 0.00057666 | 1100.217
07/10 18:00:00 | 91.04 | 32.8 | 0% | 1.8329 | 67933.2195 | 0.90486 | 3.2575 | 5.1042 | 4.5938 | 0 | 0 | 0 | 385.5755 | 1.8329 | 67933.2195 | 0.90486 | 3.529 | 5.5296 | 4.7002 | 0 | 0 | 0 | 376.8547 | 0 | 0 | 0 | 0 | 0 | 0 | 0 | 759.346 | 0 | 0 | 0 | 0 | 0 | 0 | 0 | 1236.3929 | 0 | 0 | 0 | 0 | 0 | 0 | 0 | 0 | 1147.235 | 0 | 0 | 0 | 0.0042 | 0 | 0.00057666 | 0.00057666 | 770.1879 | 0 | 0 | 0 | 0.0042 | 0 | 0.00057666 | 0.00057666 | 1174.0737 | 0 | 0 | 0 | 0.0042 | 0 | 0 | 0.00057666 | 0.00057666 | 1100.2176
07/10 19:00:00 | 89.06 | 31.7 | 0% | 1.7914 | 66397.3365 | 0.92764 | 3.3395 | 5.0446 | 4.5401 | 0 | 0 | 0 | 385.5755 | 1.7914 | 66397.3365 | 0.92764 | 3.6178 | 5.4649 | 4.6452 | 0 | 0 | 0 | 376.8547 | 0 | 0 | 0 | 0 | 0 | 0 | 0 | 759.346 | 0 | 0 | 0 | 0 | 0 | 0 | 0 | 1236.3929 | 0 | 0 | 0 | 0 | 0 | 0 | 0 | 0 | 1147.235 | 0 | 0 | 0 | 0.0042 | 0 | 0.00057666 | 0.00057666 | 770.1885 | 0 | 0 | 0 | 0.0042 | 0 | 0.00057666 | 0.00057666 | 1174.0743 | 0 | 0 | 0 | 0.0042 | 0 | 0 | 0.00057666 | 0.00057666 | 1100.2182
07/10 20:00:00 | 80.06 | 26.7 | 0% | 1.6089 | 59632.5105 | 1.0231 | 3.6831 | 4.787 | 4.3083 | 0 | 0 | 0 | 385.5755 | 1.6089 | 59632.5105 | 1.0231 | 3.99 | 5.1859 | 4.408 | 0 | 0 | 0 | 376.8547 | 0 | 0 | 0 | 0 | 0 | 0 | 0 | 759.346 | 0 | 0 | 0 | 0 | 0 | 0 | 0 | 1236.3929 | 0 | 0 | 0 | 0 | 0 | 0 | 0 | 0 | 1147.235 | 0 | 0 | 0 | 0.0042 | 0 | 0.00057666 | 0.00057666 | 770.189 | 0 | 0 | 0 | 0.0042 | 0 | 0.00057666 | 0.00057666 | 1174.0748 | 0 | 0 | 0 | 0.0042 | 0 | 0 | 0.00057666 | 0.00057666 | 1100.2188
07/10 21:00:00 | 78.08 | 25.6 | 0% | 1.5701 | 58191.8702 | 1.0413 | 3.7487 | 4.7329 | 4.2596 | 0 | 0 | 0 | 385.5755 | 1.5701 | 58191.8702 | 1.0413 | 4.0611 | 5.1273 | 4.3582 | 0 | 0 | 0 | 376.8547 | 0 | 0 | 0 | 0 | 0 | 0 | 0 | 759.346 | 0 | 0 | 0 | 0 | 0 | 0 | 0 | 1236.3929 | 0 | 0 | 0 | 0 | 0 | 0 | 0 | 0 | 1147.235 | 0 | 0 | 0 | 0.0042 | 0 | 0.00057666 | 0.00057666 | 770.1896 | 0 | 0 | 0 | 0.0042 | 0 | 0.00057666 | 0.00057666 | 1174.0754 | 0 | 0 | 0 | 0.0042 | 0 | 0 | 0.00057666 | 0.00057666 | 1100.2193
07/10 22:00:00 | 75.92 | 24.4 | 0% | 1.5282 | 56639.8504 | 1.0596 | 3.8146 | 4.6745 | 4.2071 | 0 | 0 | 0 | 385.5755 | 1.5282 | 56639.8504 | 1.0596 | 4.1325 | 5.0641 | 4.3044 | 0 | 0 | 0 | 376.8547 | 0 | 0 | 0 | 0 | 0 | 0 | 0 | 759.346 | 0 | 0 | 0 | 0 | 0 | 0 | 0 | 1236.3929 | 0 | 0 | 0 | 0 | 0 | 0 | 0 | 0 | 1147.235 | 0 | 0 | 0 | 0.0042 | 0 | 0.00057666 | 0.00057666 | 770.1902 | 0 | 0 | 0 | 0.0042 | 0 | 0.00057666 | 0.00057666 | 1174.076 | 0 | 0 | 0 | 0.0042 | 0 | 0 | 0.00057666 | 0.00057666 | 1100.2199
07/10 23:00:00 | 75.02 | 23.9 | 0% | 1.5109 | 55999.208 | 1.0667 | 3.8401 | 4.6504 | 4.1853 | 0 | 0 | 0 | 385.5755 | 1.5109 | 55999.208 | 1.0667 | 4.1602 | 5.0379 | 4.2822 | 0 | 0 | 0 | 376.8547 | 0 | 0 | 0 | 0 | 0 | 0 | 0 | 759.346 | 0 | 0 | 0 | 0 | 0 | 0 | 0 | 1236.3929 | 0 | 0 | 0 | 0 | 0 | 0 | 0 | 0 | 1147.235 | 0 | 0 | 0 | 0.0042 | 0 | 0.00057666 | 0.00057666 | 770.1908 | 0 | 0 | 0 | 0.0042 | 0 | 0.00057666 | 0.00057666 | 1174.0766 | 0 | 0 | 0 | 0.0042 | 0 | 0 | 0.00057666 | 0.00057666 | 1100.2205
07/10 24:00:00 | 75.02 | 23.9 | 0% | 1.5109 | 55999.208 | 1.0667 | 3.8401 | 4.6504 | 4.1853 | 0 | 0 | 0 | 385.5755 | 1.5109 | 55999.208 | 1.0667 | 4.1602 | 5.0379 | 4.2822 | 0 | 0 | 0 | 376.8547 | 0 | 0 | 0 | 0 | 0 | 0 | 0 | 759.346 | 0 | 0 | 0 | 0 | 0 | 0 | 0 | 1236.3929 | 0 | 0 | 0 | 0 | 0 | 0 | 0 | 0 | 1147.235 | 0 | 0 | 0 | 0.0042 | 0 | 0.00057666 | 0.00057666 | 770.1914 | 0 | 0 | 0 | 0.0042 | 0 | 0.00057666 | 0.00057666 | 1174.0772 | 0 | 0 | 0 | 0.0042 | 0 | 0 | 0.00057666 | 0.00057666 | 1100.2211
07/11 01:00:00 | 75.02 | 23.9 | 0% | 1.5109 | 55999.208 | 1.0667 | 3.8401 | 4.6504 | 4.1853 | 0 | 0 | 0 | 385.5755 | 1.5109 | 55999.208 | 1.0667 | 4.1602 | 5.0379 | 4.2822 | 0 | 0 | 0 | 376.8547 | 0 | 0 | 0 | 0 | 0 | 0 | 0 | 759.346 | 0 | 0 | 0 | 0 | 0 | 0 | 0 | 1236.3929 | 0 | 0 | 0 | 0 | 0 | 0 | 0 | 0 | 1147.235 | 0 | 0 | 0 | 0.0042 | 0 | 0.00057666 | 0.00057666 | 770.1919 | 0 | 0 | 0 | 0.0042 | 0 | 0.00057666 | 0.00057666 | 1174.0777 | 0 | 0 | 0 | 0.0042 | 0 | 0 | 0.00057666 | 0.00057666 | 1100.2217
07/11 02:00:00 | 71.06 | 21.7 | 0% | 1.436 | 53222.538 | 1.0938 | 3.9376 | 4.545 | 4.0905 | 0 | 0 | 0 | 385.5755 | 1.436 | 53222.538 | 1.0938 | 4.2657 | 4.9237 | 4.1852 | 0 | 0 | 0 | 376.8547 | 0 | 0 | 0 | 0 | 0 | 0 | 0 | 759.346 | 0 | 0 | 0 | 0 | 0 | 0 | 0 | 1236.3929 | 0 | 0 | 0 | 0 | 0 | 0 | 0 | 0 | 1147.235 | 0 | 0 | 0 | 0.0042 | 0 | 0.00057666 | 0.00057666 | 770.1925 | 0 | 0 | 0 | 0.0042 | 0 | 0.00057666 | 0.00057666 | 1174.0783 | 0 | 0 | 0 | 0.0042 | 0 | 0 | 0.00057666 | 0.00057666 | 1100.2222
07/11 03:00:00 | 71.96 | 22.2 | 0% | 1.4528 | 53847.5669 | 1.0882 | 3.9177 | 4.5689 | 4.112 | 0 | 0 | 0 | 385.5755 | 1.4528 | 53847.5669 | 1.0882 | 4.2442 | 4.9496 | 4.2072 | 0 | 0 | 0 | 376.8547 | 0 | 0 | 0 | 0 | 0 | 0 | 0 | 759.346 | 0 | 0 | 0 | 0 | 0 | 0 | 0 | 1236.3929 | 0 | 0 | 0 | 0 | 0 | 0 | 0 | 0 | 1147.235 | 0 | 0 | 0 | 0.0042 | 0 | 0.00057666 | 0.00057666 | 770.1931 | 0 | 0 | 0 | 0.0042 | 0 | 0.00057666 | 0.00057666 | 1174.0789 | 0 | 0 | 0 | 0.0042 | 0 | 0 | 0.00057666 | 0.00057666 | 1100.2228
07/11 04:00:00 | 71.06 | 21.7 | 0% | 1.436 | 53222.538 | 1.0938 | 3.9376 | 4.545 | 4.0905 | 0 | 0 | 0 | 385.5755 | 1.436 | 53222.538 | 1.0938 | 4.2657 | 4.9237 | 4.1852 | 0 | 0 | 0 | 376.8547 | 0 | 0 | 0 | 0 | 0 | 0 | 0 | 759.346 | 0 | 0 | 0 | 0 | 0 | 0 | 0 | 1236.3929 | 0 | 0 | 0 | 0 | 0 | 0 | 0 | 0 | 1147.235 | 0 | 0 | 0 | 0.0042 | 0 | 0.00057666 | 0.00057666 | 770.1937 | 0 | 0 | 0 | 0.0042 | 0 | 0.00057666 | 0.00057666 | 1174.0795 | 0 | 0 | 0 | 0.0042 | 0 | 0 | 0.00057666 | 0.00057666 | 1100.2234
07/11 05:00:00 | 69.98 | 21.1 | 0% | 1.4159 | 52477.1875 | 1.0999 | 3.9595 | 4.5163 | 4.0647 | 0 | 0 | 0 | 385.5755 | 1.4159 | 52477.1875 | 1.0999 | 4.2895 | 4.8927 | 4.1588 | 0 | 0 | 0 | 376.8547 | 0 | 0 | 0 | 0 | 0 | 0 | 0 | 759.346 | 0 | 0 | 0 | 0 | 0 | 0 | 0 | 1236.3929 | 0 | 0 | 0 | 0 | 0 | 0 | 0 | 0 | 1147.235 | 0 | 0 | 0 | 0.0042 | 0 | 0.00057666 | 0.00057666 | 770.1942 | 0 | 0 | 0 | 0.0042 | 0 | 0.00057666 | 0.00057666 | 1174.08 | 0 | 0 | 0 | 0.0042 | 0 | 0 | 0.00057666 | 0.00057666 | 1100.224
07/11 06:00:00 | 73.94 | 23.3 | 0% | 1.4903 | 55235.1212 | 1.0748 | 3.8692 | 4.6215 | 4.1594 | 0 | 0 | 0 | 385.5755 | 1.4903 | 55235.1212 | 1.0748 | 4.1916 | 5.0067 | 4.2557 | 0 | 0 | 0 | 376.8547 | 0 | 0 | 0 | 0 | 0 | 0 | 0 | 759.346 | 0 | 0 | 0 | 0 | 0 | 0 | 0 | 1236.3929 | 0 | 0 | 0 | 0 | 0 | 0 | 0 | 0 | 1147.235 | 0 | 0 | 0 | 0.0042 | 0 | 0.00057666 | 0.00057666 | 770.1948 | 0 | 0 | 0 | 0.0042 | 0 | 0.00057666 | 0.00057666 | 1174.0806 | 0 | 0 | 0 | 0.0042 | 0 | 0 | 0.00057666 | 0.00057666 | 1100.2245
07/11 07:00:00 | 73.94 | 23.3 | 0% | 1.4903 | 55235.1212 | 1.0748 | 3.8692 | 4.6215 | 4.1594 | 0 | 0 | 0 | 385.5755 | 1.4903 | 55235.1212 | 1.0748 | 4.1916 | 5.0067 | 4.2557 | 0 | 0 | 0 | 376.8547 | 0 | 0 | 0 | 0 | 0 | 0 | 0 | 759.346 | 0 | 0 | 0 | 0 | 0 | 0 | 0 | 1236.3929 | 0 | 0 | 0 | 0 | 0 | 0 | 0 | 0 | 1147.235 | 0 | 0 | 0 | 0.0042 | 0 | 0.00057666 | 0.00057666 | 770.1954 | 0 | 0 | 0 | 0.0042 | 0 | 0.00057666 | 0.00057666 | 1174.0812 | 0 | 0 | 0 | 0.0042 | 0 | 0 | 0.00057666 | 0.00057666 | 1100.2251
07/11 08:00:00 | 82.04 | 27.8 | 0% | 1.6483 | 61090.3258 | 1.0036 | 3.6131 | 4.8419 | 4.3578 | 0 | 0 | 0 | 385.5755 | 1.6483 | 61090.3258 | 1.0036 | 3.9142 | 5.2454 | 4.4586 | 0 | 0 | 0 | 376.8547 | 0 | 0 | 0 | 0 | 0 | 0 | 0 | 759.346 | 0 | 0 | 0 | 0 | 0 | 0 | 0 | 1236.3929 | 0 | 0 | 0 | 0 | 0 | 0 | 0 | 0 | 1147.235 | 0 | 0 | 0 | 0.0042 | 0 | 0.00057666 | 0.00057666 | 770.196 | 0 | 0 | 0 | 0.0042 | 0 | 0.00057666 | 0.00057666 | 1174.0818 | 0 | 0 | 0 | 0.0042 | 0 | 0 | 0.00057666 | 0.00057666 | 1100.2257
07/11 09:00:00 | 86 | 30 | 0% | 1.7283 | 64057.4811 | 0.96189 | 3.4628 | 4.9546 | 4.4591 | 0 | 0 | 0 | 385.5755 | 1.7283 | 64057.4811 | 0.96189 | 3.7514 | 5.3675 | 4.5624 | 0 | 0 | 0 | 376.8547 | 0 | 0 | 0 | 0 | 0 | 0 | 0 | 759.346 | 0 | 0 | 0 | 0 | 0 | 0 | 0 | 1236.3929 | 0 | 0 | 0 | 0 | 0 | 0 | 0 | 0 | 1147.235 | 0 | 0 | 0 | 0.0042 | 0 | 0.00057666 | 0.00057666 | 770.1965 | 0 | 0 | 0 | 0.0042 | 0 | 0.00057666 | 0.00057666 | 1174.0823 | 0 | 0 | 0 | 0.0042 | 0 | 0 | 0.00057666 | 0.00057666 | 1100.2263
07/11 10:00:00 | 87.98 | 31.1 | 0% | 1.769 | 65566.8211 | 0.93988 | 3.3836 | 5.0125 | 4.5113 | 0 | 0 | 0 | 385.5755 | 1.769 | 65566.8211 | 0.93988 | 3.6655 | 5.4302 | 4.6157 | 0 | 0 | 0 | 376.8547 | 0 | 0 | 0 | 0 | 0 | 0 | 0 | 759.346 | 0 | 0 | 0 | 0 | 0 | 0 | 0 | 1236.3929 | 0 | 0 | 0 | 0 | 0 | 0 | 0 | 0 | 1147.235 | 0 | 0 | 0 | 0.0042 | 0 | 0.00057666 | 0.00057666 | 770.1971 | 0 | 0 | 0 | 0.0042 | 0 | 0.00057666 | 0.00057666 | 1174.0829 | 0 | 0 | 0 | 0.0042 | 0 | 0 | 0.00057666 | 0.00057666 | 1100.2268
07/11 11:00:00 | 89.96 | 32.2 | 0% | 1.8102 | 67093.336 | 0.91733 | 3.3024 | 5.0715 | 4.5644 | 0 | 0 | 0 | 385.5755 | 1.8102 | 67093.336 | 0.91733 | 3.5776 | 5.4942 | 4.67 | 0 | 0 | 0 | 376.8547 | 0 | 0 | 0 | 0 | 0 | 0 | 0 | 759.346 | 0 | 0 | 0 | 0 | 0 | 0 | 0 | 1236.3929 | 0 | 0 | 0 | 0 | 0 | 0 | 0 | 0 | 1147.235 | 0 | 0 | 0 | 0.0042 | 0 | 0.00057666 | 0.00057666 | 770.1977 | 0 | 0 | 0 | 0.0042 | 0 | 0.00057666 | 0.00057666 | 1174.0835 | 0 | 0 | 0 | 0.0042 | 0 | 0 | 0.00057666 | 0.00057666 | 1100.2274
07/11 12:00:00 | 91.04 | 32.8 | 0% | 1.8329 | 67933.2195 | 0.90486 | 3.2575 | 5.1042 | 4.5938 | 0 | 0 | 0 | 385.5755 | 1.8329 | 67933.2195 | 0.90486 | 3.529 | 5.5296 | 4.7002 | 0 | 0 | 0 | 376.8547 | 0 | 0 | 0 | 0 | 0 | 0 | 0 | 759.346 | 0 | 0 | 0 | 0 | 0 | 0 | 0 | 1236.3929 | 0 | 0 | 0 | 0 | 0 | 0 | 0 | 0 | 1147.235 | 0 | 0 | 0 | 0.0042 | 0 | 0.00057666 | 0.00057666 | 770.1983 | 0 | 0 | 0 | 0.0042 | 0 | 0.00057666 | 0.00057666 | 1174.0841 | 0 | 0 | 0 | 0.0042 | 0 | 0 | 0.00057666 | 0.00057666 | 1100.228
07/11 13:00:00 | 91.04 | 32.8 | 0% | 1.8329 | 67933.2195 | 0.90486 | 3.2575 | 5.1042 | 4.5938 | 0 | 0 | 0 | 385.5755 | 1.8329 | 67933.2195 | 0.90486 | 3.529 | 5.5296 | 4.7002 | 0 | 0 | 0 | 376.8547 | 0 | 0 | 0 | 0 | 0 | 0 | 0 | 759.346 | 0 | 0 | 0 | 0 | 0 | 0 | 0 | 1236.3929 | 0 | 0 | 0 | 0 | 0 | 0 | 0 | 0 | 1147.235 | 0 | 0 | 0 | 0.0042 | 0 | 0.00057666 | 0.00057666 | 770.1988 | 0 | 0 | 0 | 0.0042 | 0 | 0.00057666 | 0.00057666 | 1174.0846 | 0 | 0 | 0 | 0.0042 | 0 | 0 | 0.00057666 | 0.00057666 | 1100.2286
07/11 14:00:00 | 93.02 | 33.9 | 0% | 1.8748 | 69486.2775 | 0.88176 | 3.1744 | 5.1651 | 4.6486 | 0 | 0 | 0 | 385.5755 | 1.8748 | 69486.2775 | 0.88176 | 3.4389 | 5.5955 | 4.7562 | 0 | 0 | 0 | 376.8547 | 0 | 0 | 0 | 0 | 0 | 0 | 0 | 759.346 | 0 | 0 | 0 | 0 | 0 | 0 | 0 | 1236.3929 | 0 | 0 | 0 | 0 | 0 | 0 | 0 | 0 | 1147.235 | 0 | 0 | 0 | 0.0042 | 0 | 0.00057666 | 0.00057666 | 770.1994 | 0 | 0 | 0 | 0.0042 | 0 | 0.00057666 | 0.00057666 | 1174.0852 | 0 | 0 | 0 | 0.0042 | 0 | 0 | 0.00057666 | 0.00057666 | 1100.2291
07/11 15:00:00 | 93.92 | 34.4 | 0% | 1.894 | 70197.8905 | 0.8712 | 3.1363 | 5.1932 | 4.6739 | 0 | 0 | 0 | 385.5755 | 1.894 | 70197.8905 | 0.8712 | 3.3977 | 5.626 | 4.7821 | 0 | 0 | 0 | 376.8547 | 0 | 0 | 0 | 0 | 0 | 0 | 0 | 759.346 | 0 | 0 | 0 | 0 | 0 | 0 | 0 | 1236.3929 | 0 | 0 | 0 | 0 | 0 | 0 | 0 | 0 | 1147.235 | 0 | 0 | 0 | 0.0042 | 0 | 0.00057666 | 0.00057666 | 770.2 | 0 | 0 | 0 | 0.0042 | 0 | 0.00057666 | 0.00057666 | 1174.0858 | 0 | 0 | 0 | 0.0042 | 0 | 0 | 0.00057666 | 0.00057666 | 1100.2297
07/11 16:00:00 | 93.92 | 34.4 | 0% | 1.894 | 70197.8905 | 0.8712 | 3.1363 | 5.1932 | 4.6739 | 0 | 0 | 0 | 385.5755 | 1.894 | 70197.8905 | 0.8712 | 3.3977 | 5.626 | 4.7821 | 0 | 0 | 0 | 376.8547 | 0 | 0 | 0 | 0 | 0 | 0 | 0 | 759.346 | 0 | 0 | 0 | 0 | 0 | 0 | 0 | 1236.3929 | 0 | 0 | 0 | 0 | 0 | 0 | 0 | 0 | 1147.235 | 0 | 0 | 0 | 0.0042 | 0 | 0.00057666 | 0.00057666 | 770.2006 | 0 | 0 | 0 | 0.0042 | 0 | 0.00057666 | 0.00057666 | 1174.0864 | 0 | 0 | 0 | 0.0042 | 0 | 0 | 0.00057666 | 0.00057666 | 1100.2303
07/11 17:00:00 | 93.02 | 33.9 | 0% | 1.8748 | 69486.2775 | 0.88176 | 3.1744 | 5.1651 | 4.6486 | 0 | 0 | 0 | 385.5755 | 1.8748 | 69486.2775 | 0.88176 | 3.4389 | 5.5955 | 4.7562 | 0 | 0 | 0 | 376.8547 | 0 | 0 | 0 | 0 | 0 | 0 | 0 | 759.346 | 0 | 0 | 0 | 0 | 0 | 0 | 0 | 1236.3929 | 0 | 0 | 0 | 0 | 0 | 0 | 0 | 0 | 1147.235 | 0 | 0 | 0 | 0.0042 | 0 | 0.00057666 | 0.00057666 | 770.2012 | 0 | 0 | 0 | 0.0042 | 0 | 0.00057666 | 0.00057666 | 1174.087 | 0 | 0 | 0 | 0.0042 | 0 | 0 | 0.00057666 | 0.00057666 | 1100.2309
07/11 18:00:00 | 91.04 | 32.8 | 0% | 1.8329 | 67933.2195 | 0.90486 | 3.2575 | 5.1042 | 4.5938 | 0 | 0 | 0 | 385.5755 | 1.8329 | 67933.2195 | 0.90486 | 3.529 | 5.5296 | 4.7002 | 0 | 0 | 0 | 376.8547 | 0 | 0 | 0 | 0 | 0 | 0 | 0 | 759.346 | 0 | 0 | 0 | 0 | 0 | 0 | 0 | 1236.3929 | 0 | 0 | 0 | 0 | 0 | 0 | 0 | 0 | 1147.235 | 0 | 0 | 0 | 0.0042 | 0 | 0.00057666 | 0.00057666 | 770.2017 | 0 | 0 | 0 | 0.0042 | 0 | 0.00057666 | 0.00057666 | 1174.0875 | 0 | 0 | 0 | 0.0042 | 0 | 0 | 0.00057666 | 0.00057666 | 1100.2315
07/11 19:00:00 | 91.04 | 32.8 | 0% | 1.8329 | 67933.2195 | 0.90486 | 3.2575 | 5.1042 | 4.5938 | 0 | 0 | 0 | 385.5755 | 1.8329 | 67933.2195 | 0.90486 | 3.529 | 5.5296 | 4.7002 | 0 | 0 | 0 | 376.8547 | 0 | 0 | 0 | 0 | 0 | 0 | 0 | 759.346 | 0 | 0 | 0 | 0 | 0 | 0 | 0 | 1236.3929 | 0 | 0 | 0 | 0 | 0 | 0 | 0 | 0 | 1147.235 | 0 | 0 | 0 | 0.0042 | 0 | 0.00057666 | 0.00057666 | 770.2023 | 0 | 0 | 0 | 0.0042 | 0 | 0.00057666 | 0.00057666 | 1174.0881 | 0 | 0 | 0 | 0.0042 | 0 | 0 | 0.00057666 | 0.00057666 | 1100.232
07/11 20:00:00 | 82.04 | 27.8 | 0% | 1.6483 | 61090.3258 | 1.0036 | 3.6131 | 4.8419 | 4.3578 | 0 | 0 | 0 | 385.5755 | 1.6483 | 61090.3258 | 1.0036 | 3.9142 | 5.2454 | 4.4586 | 0 | 0 | 0 | 376.8547 | 0 | 0 | 0 | 0 | 0 | 0 | 0 | 759.346 | 0 | 0 | 0 | 0 | 0 | 0 | 0 | 1236.3929 | 0 | 0 | 0 | 0 | 0 | 0 | 0 | 0 | 1147.235 | 0 | 0 | 0 | 0.0042 | 0 | 0.00057666 | 0.00057666 | 770.2029 | 0 | 0 | 0 | 0.0042 | 0 | 0.00057666 | 0.00057666 | 1174.0887 | 0 | 0 | 0 | 0.0042 | 0 | 0 | 0.00057666 | 0.00057666 | 1100.2326
07/11 21:00:00 | 80.06 | 26.7 | 0% | 1.6089 | 59632.5105 | 1.0231 | 3.6831 | 4.787 | 4.3083 | 0 | 0 | 0 | 385.5755 | 1.6089 | 59632.5105 | 1.0231 | 3.99 | 5.1859 | 4.408 | 0 | 0 | 0 | 376.8547 | 0 | 0 | 0 | 0 | 0 | 0 | 0 | 759.346 | 0 | 0 | 0 | 0 | 0 | 0 | 0 | 1236.3929 | 0 | 0 | 0 | 0 | 0 | 0 | 0 | 0 | 1147.235 | 0 | 0 | 0 | 0.0042 | 0 | 0.00057666 | 0.00057666 | 770.2035 | 0 | 0 | 0 | 0.0042 | 0 | 0.00057666 | 0.00057666 | 1174.0893 | 0 | 0 | 0 | 0.0042 | 0 | 0 | 0.00057666 | 0.00057666 | 1100.2332
07/11 22:00:00 | 78.98 | 26.1 | 0% | 1.5877 | 58844.5776 | 1.0332 | 3.7194 | 4.7574 | 4.2816 | 0 | 0 | 0 | 385.5755 | 1.5877 | 58844.5776 | 1.0332 | 4.0294 | 5.1538 | 4.3808 | 0 | 0 | 0 | 376.8547 | 0 | 0 | 0 | 0 | 0 | 0 | 0 | 759.346 | 0 | 0 | 0 | 0 | 0 | 0 | 0 | 1236.3929 | 0 | 0 | 0 | 0 | 0 | 0 | 0 | 0 | 1147.235 | 0 | 0 | 0 | 0.0042 | 0 | 0.00057666 | 0.00057666 | 770.204 | 0 | 0 | 0 | 0.0042 | 0 | 0.00057666 | 0.00057666 | 1174.0898 | 0 | 0 | 0 | 0.0042 | 0 | 0 | 0.00057666 | 0.00057666 | 1100.2338
07/11 23:00:00 | 80.06 | 26.7 | 0% | 1.6089 | 59632.5105 | 1.0231 | 3.6831 | 4.787 | 4.3083 | 0 | 0 | 0 | 385.5755 | 1.6089 | 59632.5105 | 1.0231 | 3.99 | 5.1859 | 4.408 | 0 | 0 | 0 | 376.8547 | 0 | 0 | 0 | 0 | 0 | 0 | 0 | 759.346 | 0 | 0 | 0 | 0 | 0 | 0 | 0 | 1236.3929 | 0 | 0 | 0 | 0 | 0 | 0 | 0 | 0 | 1147.235 | 0 | 0 | 0 | 0.0042 | 0 | 0.00057666 | 0.00057666 | 770.2046 | 0 | 0 | 0 | 0.0042 | 0 | 0.00057666 | 0.00057666 | 1174.0904 | 0 | 0 | 0 | 0.0042 | 0 | 0 | 0.00057666 | 0.00057666 | 1100.2343
07/11 24:00:00 | 77 | 25 | 0% | 1.5491 | 57413.3053 | 1.0507 | 3.7824 | 4.7036 | 4.2332 | 0 | 0 | 0 | 385.5755 | 1.5491 | 57413.3053 | 1.0507 | 4.0976 | 5.0956 | 4.3312 | 0 | 0 | 0 | 376.8547 | 0 | 0 | 0 | 0 | 0 | 0 | 0 | 759.346 | 0 | 0 | 0 | 0 | 0 | 0 | 0 | 1236.3929 | 0 | 0 | 0 | 0 | 0 | 0 | 0 | 0 | 1147.235 | 0 | 0 | 0 | 0.0042 | 0 | 0.00057666 | 0.00057666 | 770.2052 | 0 | 0 | 0 | 0.0042 | 0 | 0.00057666 | 0.00057666 | 1174.091 | 0 | 0 | 0 | 0.0042 | 0 | 0 | 0.00057666 | 0.00057666 | 1100.2349
07/12 01:00:00 | 77 | 25 | 0% | 1.5491 | 57413.3053 | 1.0507 | 3.7824 | 4.7036 | 4.2332 | 0 | 0 | 0 | 385.5755 | 1.5491 | 57413.3053 | 1.0507 | 4.0976 | 5.0956 | 4.3312 | 0 | 0 | 0 | 376.8547 | 0 | 0 | 0 | 0 | 0 | 0 | 0 | 759.346 | 0 | 0 | 0 | 0 | 0 | 0 | 0 | 1236.3929 | 0 | 0 | 0 | 0 | 0 | 0 | 0 | 0 | 1147.235 | 0 | 0 | 0 | 0.0042 | 0 | 0.00057666 | 0.00057666 | 770.2058 | 0 | 0 | 0 | 0.0042 | 0 | 0.00057666 | 0.00057666 | 1174.0916 | 0 | 0 | 0 | 0.0042 | 0 | 0 | 0.00057666 | 0.00057666 | 1100.2355
07/12 02:00:00 | 75.02 | 23.9 | 0% | 1.5109 | 55999.208 | 1.0667 | 3.8401 | 4.6504 | 4.1853 | 0 | 0 | 0 | 385.5755 | 1.5109 | 55999.208 | 1.0667 | 4.1602 | 5.0379 | 4.2822 | 0 | 0 | 0 | 376.8547 | 0 | 0 | 0 | 0 | 0 | 0 | 0 | 759.346 | 0 | 0 | 0 | 0 | 0 | 0 | 0 | 1236.3929 | 0 | 0 | 0 | 0 | 0 | 0 | 0 | 0 | 1147.235 | 0 | 0 | 0 | 0.0042 | 0 | 0.00057666 | 0.00057666 | 770.2063 | 0 | 0 | 0 | 0.0042 | 0 | 0.00057666 | 0.00057666 | 1174.0921 | 0 | 0 | 0 | 0.0042 | 0 | 0 | 0.00057666 | 0.00057666 | 1100.2361
07/12 03:00:00 | 73.94 | 23.3 | 0% | 1.4903 | 55235.1212 | 1.0748 | 3.8692 | 4.6215 | 4.1594 | 0 | 0 | 0 | 385.5755 | 1.4903 | 55235.1212 | 1.0748 | 4.1916 | 5.0067 | 4.2557 | 0 | 0 | 0 | 376.8547 | 0 | 0 | 0 | 0 | 0 | 0 | 0 | 759.346 | 0 | 0 | 0 | 0 | 0 | 0 | 0 | 1236.3929 | 0 | 0 | 0 | 0 | 0 | 0 | 0 | 0 | 1147.235 | 0 | 0 | 0 | 0.0042 | 0 | 0.00057666 | 0.00057666 | 770.2069 | 0 | 0 | 0 | 0.0042 | 0 | 0.00057666 | 0.00057666 | 1174.0927 | 0 | 0 | 0 | 0.0042 | 0 | 0 | 0.00057666 | 0.00057666 | 1100.2366
07/12 04:00:00 | 73.94 | 23.3 | 0% | 1.4903 | 55235.1212 | 1.0748 | 3.8692 | 4.6215 | 4.1594 | 0 | 0 | 0 | 385.5755 | 1.4903 | 55235.1212 | 1.0748 | 4.1916 | 5.0067 | 4.2557 | 0 | 0 | 0 | 376.8547 | 0 | 0 | 0 | 0 | 0 | 0 | 0 | 759.346 | 0 | 0 | 0 | 0 | 0 | 0 | 0 | 1236.3929 | 0 | 0 | 0 | 0 | 0 | 0 | 0 | 0 | 1147.235 | 0 | 0 | 0 | 0.0042 | 0 | 0.00057666 | 0.00057666 | 770.2075 | 0 | 0 | 0 | 0.0042 | 0 | 0.00057666 | 0.00057666 | 1174.0933 | 0 | 0 | 0 | 0.0042 | 0 | 0 | 0.00057666 | 0.00057666 | 1100.2372
07/12 05:00:00 | 73.04 | 22.8 | 0% | 1.4732 | 54602.2855 | 1.0811 | 3.892 | 4.5976 | 4.1378 | 0 | 0 | 0 | 385.5755 | 1.4732 | 54602.2855 | 1.0811 | 4.2164 | 4.9807 | 4.2336 | 0 | 0 | 0 | 376.8547 | 0 | 0 | 0 | 0 | 0 | 0 | 0 | 759.346 | 0 | 0 | 0 | 0 | 0 | 0 | 0 | 1236.3929 | 0 | 0 | 0 | 0 | 0 | 0 | 0 | 0 | 1147.235 | 0 | 0 | 0 | 0.0042 | 0 | 0.00057666 | 0.00057666 | 770.2081 | 0 | 0 | 0 | 0.0042 | 0 | 0.00057666 | 0.00057666 | 1174.0939 | 0 | 0 | 0 | 0.0042 | 0 | 0 | 0.00057666 | 0.00057666 | 1100.2378
07/12 06:00:00 | 75.92 | 24.4 | 0% | 1.5282 | 56639.8504 | 1.0596 | 3.8146 | 4.6745 | 4.2071 | 0 | 0 | 0 | 385.5755 | 1.5282 | 56639.8504 | 1.0596 | 4.1325 | 5.0641 | 4.3044 | 0 | 0 | 0 | 376.8547 | 0 | 0 | 0 | 0 | 0 | 0 | 0 | 759.346 | 0 | 0 | 0 | 0 | 0 | 0 | 0 | 1236.3929 | 0 | 0 | 0 | 0 | 0 | 0 | 0 | 0 | 1147.235 | 0 | 0 | 0 | 0.0042 | 0 | 0.00057666 | 0.00057666 | 770.2087 | 0 | 0 | 0 | 0.0042 | 0 | 0.00057666 | 0.00057666 | 1174.0945 | 0 | 0 | 0 | 0.0042 | 0 | 0 | 0.00057666 | 0.00057666 | 1100.2384
07/12 07:00:00 | 75.92 | 24.4 | 0% | 1.5282 | 56639.8504 | 1.0596 | 3.8146 | 4.6745 | 4.2071 | 0 | 0 | 0 | 385.5755 | 1.5282 | 56639.8504 | 1.0596 | 4.1325 | 5.0641 | 4.3044 | 0 | 0 | 0 | 376.8547 | 0 | 0 | 0 | 0 | 0 | 0 | 0 | 759.346 | 0 | 0 | 0 | 0 | 0 | 0 | 0 | 1236.3929 | 0 | 0 | 0 | 0 | 0 | 0 | 0 | 0 | 1147.235 | 0 | 0 | 0 | 0.0042 | 0 | 0.00057666 | 0.00057666 | 770.2092 | 0 | 0 | 0 | 0.0042 | 0 | 0.00057666 | 0.00057666 | 1174.095 | 0 | 0 | 0 | 0.0042 | 0 | 0 | 0.00057666 | 0.00057666 | 1100.239
07/12 08:00:00 | 82.94 | 28.3 | 0% | 1.6663 | 61758.6468 | 0.99447 | 3.5801 | 4.8672 | 4.3805 | 0 | 0 | 0 | 385.5755 | 1.6663 | 61758.6468 | 0.99447 | 3.8784 | 5.2728 | 4.4819 | 0 | 0 | 0 | 376.8547 | 0 | 0 | 0 | 0 | 0 | 0 | 0 | 759.346 | 0 | 0 | 0 | 0 | 0 | 0 | 0 | 1236.3929 | 0 | 0 | 0 | 0 | 0 | 0 | 0 | 0 | 1147.235 | 0 | 0 | 0 | 0.0042 | 0 | 0.00057666 | 0.00057666 | 770.2098 | 0 | 0 | 0 | 0.0042 | 0 | 0.00057666 | 0.00057666 | 1174.0956 | 0 | 0 | 0 | 0.0042 | 0 | 0 | 0.00057666 | 0.00057666 | 1100.2395
07/12 09:00:00 | 87.08 | 30.6 | 0% | 1.7505 | 64878.6283 | 0.94996 | 3.4199 | 4.9861 | 4.4874 | 0 | 0 | 0 | 385.5755 | 1.7505 | 64878.6283 | 0.94996 | 3.7048 | 5.4016 | 4.5913 | 0 | 0 | 0 | 376.8547 | 0 | 0 | 0 | 0 | 0 | 0 | 0 | 759.346 | 0 | 0 | 0 | 0 | 0 | 0 | 0 | 1236.3929 | 0 | 0 | 0 | 0 | 0 | 0 | 0 | 0 | 1147.235 | 0 | 0 | 0 | 0.0042 | 0 | 0.00057666 | 0.00057666 | 770.2104 | 0 | 0 | 0 | 0.0042 | 0 | 0.00057666 | 0.00057666 | 1174.0962 | 0 | 0 | 0 | 0.0042 | 0 | 0 | 0.00057666 | 0.00057666 | 1100.2401
07/12 10:00:00 | 89.06 | 31.7 | 0% | 1.7914 | 66397.3365 | 0.92764 | 3.3395 | 5.0446 | 4.5401 | 0 | 0 | 0 | 385.5755 | 1.7914 | 66397.3365 | 0.92764 | 3.6178 | 5.4649 | 4.6452 | 0 | 0 | 0 | 376.8547 | 0 | 0 | 0 | 0 | 0 | 0 | 0 | 759.346 | 0 | 0 | 0 | 0 | 0 | 0 | 0 | 1236.3929 | 0 | 0 | 0 | 0 | 0 | 0 | 0 | 0 | 1147.235 | 0 | 0 | 0 | 0.0042 | 0 | 0.00057666 | 0.00057666 | 770.211 | 0 | 0 | 0 | 0.0042 | 0 | 0.00057666 | 0.00057666 | 1174.0968 | 0 | 0 | 0 | 0.0042 | 0 | 0 | 0.00057666 | 0.00057666 | 1100.2407
07/12 11:00:00 | 89.96 | 32.2 | 0% | 1.8102 | 67093.336 | 0.91733 | 3.3024 | 5.0715 | 4.5644 | 0 | 0 | 0 | 385.5755 | 1.8102 | 67093.336 | 0.91733 | 3.5776 | 5.4942 | 4.67 | 0 | 0 | 0 | 376.8547 | 0 | 0 | 0 | 0 | 0 | 0 | 0 | 759.346 | 0 | 0 | 0 | 0 | 0 | 0 | 0 | 1236.3929 | 0 | 0 | 0 | 0 | 0 | 0 | 0 | 0 | 1147.235 | 0 | 0 | 0 | 0.0042 | 0 | 0.00057666 | 0.00057666 | 770.2115 | 0 | 0 | 0 | 0.0042 | 0 | 0.00057666 | 0.00057666 | 1174.0973 | 0 | 0 | 0 | 0.0042 | 0 | 0 | 0.00057666 | 0.00057666 | 1100.2413
07/12 12:00:00 | 89.96 | 32.2 | 0% | 1.8102 | 67093.336 | 0.91733 | 3.3024 | 5.0715 | 4.5644 | 0 | 0 | 0 | 385.5755 | 1.8102 | 67093.336 | 0.91733 | 3.5776 | 5.4942 | 4.67 | 0 | 0 | 0 | 376.8547 | 0 | 0 | 0 | 0 | 0 | 0 | 0 | 759.346 | 0 | 0 | 0 | 0 | 0 | 0 | 0 | 1236.3929 | 0 | 0 | 0 | 0 | 0 | 0 | 0 | 0 | 1147.235 | 0 | 0 | 0 | 0.0042 | 0 | 0.00057666 | 0.00057666 | 770.2121 | 0 | 0 | 0 | 0.0042 | 0 | 0.00057666 | 0.00057666 | 1174.0979 | 0 | 0 | 0 | 0.0042 | 0 | 0 | 0.00057666 | 0.00057666 | 1100.2418
07/12 13:00:00 | 89.96 | 32.2 | 0% | 1.8102 | 67093.336 | 0.91733 | 3.3024 | 5.0715 | 4.5644 | 0 | 0 | 0 | 385.5755 | 1.8102 | 67093.336 | 0.91733 | 3.5776 | 5.4942 | 4.67 | 0 | 0 | 0 | 376.8547 | 0 | 0 | 0 | 0 | 0 | 0 | 0 | 759.346 | 0 | 0 | 0 | 0 | 0 | 0 | 0 | 1236.3929 | 0 | 0 | 0 | 0 | 0 | 0 | 0 | 0 | 1147.235 | 0 | 0 | 0 | 0.0042 | 0 | 0.00057666 | 0.00057666 | 770.2127 | 0 | 0 | 0 | 0.0042 | 0 | 0.00057666 | 0.00057666 | 1174.0985 | 0 | 0 | 0 | 0.0042 | 0 | 0 | 0.00057666 | 0.00057666 | 1100.2424
07/12 14:00:00 | 89.96 | 32.2 | 0% | 1.8102 | 67093.336 | 0.91733 | 3.3024 | 5.0715 | 4.5644 | 0 | 0 | 0 | 385.5755 | 1.8102 | 67093.336 | 0.91733 | 3.5776 | 5.4942 | 4.67 | 0 | 0 | 0 | 376.8547 | 0 | 0 | 0 | 0 | 0 | 0 | 0 | 759.346 | 0 | 0 | 0 | 0 | 0 | 0 | 0 | 1236.3929 | 0 | 0 | 0 | 0 | 0 | 0 | 0 | 0 | 1147.235 | 0 | 0 | 0 | 0.0042 | 0 | 0.00057666 | 0.00057666 | 770.2133 | 0 | 0 | 0 | 0.0042 | 0 | 0.00057666 | 0.00057666 | 1174.0991 | 0 | 0 | 0 | 0.0042 | 0 | 0 | 0.00057666 | 0.00057666 | 1100.243
07/12 15:00:00 | 91.94 | 33.3 | 0% | 1.8519 | 68637.0258 | 0.89439 | 3.2198 | 5.1318 | 4.6186 | 0 | 0 | 0 | 385.5755 | 1.8519 | 68637.0258 | 0.89439 | 3.4881 | 5.5594 | 4.7255 | 0 | 0 | 0 | 376.8547 | 0 | 0 | 0 | 0 | 0 | 0 | 0 | 759.346 | 0 | 0 | 0 | 0 | 0 | 0 | 0 | 1236.3929 | 0 | 0 | 0 | 0 | 0 | 0 | 0 | 0 | 1147.235 | 0 | 0 | 0 | 0.0042 | 0 | 0.00057666 | 0.00057666 | 770.2138 | 0 | 0 | 0 | 0.0042 | 0 | 0.00057666 | 0.00057666 | 1174.0996 | 0 | 0 | 0 | 0.0042 | 0 | 0 | 0.00057666 | 0.00057666 | 1100.2436
07/12 16:00:00 | 91.94 | 33.3 | 0% | 1.8519 | 68637.0258 | 0.89439 | 3.2198 | 5.1318 | 4.6186 | 0 | 0 | 0 | 385.5755 | 1.8519 | 68637.0258 | 0.89439 | 3.4881 | 5.5594 | 4.7255 | 0 | 0 | 0 | 376.8547 | 0 | 0 | 0 | 0 | 0 | 0 | 0 | 759.346 | 0 | 0 | 0 | 0 | 0 | 0 | 0 | 1236.3929 | 0 | 0 | 0 | 0 | 0 | 0 | 0 | 0 | 1147.235 | 0 | 0 | 0 | 0.0042 | 0 | 0.00057666 | 0.00057666 | 770.2144 | 0 | 0 | 0 | 0.0042 | 0 | 0.00057666 | 0.00057666 | 1174.1002 | 0 | 0 | 0 | 0.0042 | 0 | 0 | 0.00057666 | 0.00057666 | 1100.2441
07/12 17:00:00 | 91.94 | 33.3 | 0% | 1.8519 | 68637.0258 | 0.89439 | 3.2198 | 5.1318 | 4.6186 | 0 | 0 | 0 | 385.5755 | 1.8519 | 68637.0258 | 0.89439 | 3.4881 | 5.5594 | 4.7255 | 0 | 0 | 0 | 376.8547 | 0 | 0 | 0 | 0 | 0 | 0 | 0 | 759.346 | 0 | 0 | 0 | 0 | 0 | 0 | 0 | 1236.3929 | 0 | 0 | 0 | 0 | 0 | 0 | 0 | 0 | 1147.235 | 0 | 0 | 0 | 0.0042 | 0 | 0.00057666 | 0.00057666 | 770.215 | 0 | 0 | 0 | 0.0042 | 0 | 0.00057666 | 0.00057666 | 1174.1008 | 0 | 0 | 0 | 0.0042 | 0 | 0 | 0.00057666 | 0.00057666 | 1100.2447
07/12 18:00:00 | 86 | 30 | 0% | 1.7283 | 64057.4811 | 0.96189 | 3.4628 | 4.9546 | 4.4591 | 0 | 0 | 0 | 385.5755 | 1.7283 | 64057.4811 | 0.96189 | 3.7514 | 5.3675 | 4.5624 | 0 | 0 | 0 | 376.8547 | 0 | 0 | 0 | 0 | 0 | 0 | 0 | 759.346 | 0 | 0 | 0 | 0 | 0 | 0 | 0 | 1236.3929 | 0 | 0 | 0 | 0 | 0 | 0 | 0 | 0 | 1147.235 | 0 | 0 | 0 | 0.0042 | 0 | 0.00057666 | 0.00057666 | 770.2156 | 0 | 0 | 0 | 0.0042 | 0 | 0.00057666 | 0.00057666 | 1174.1014 | 0 | 0 | 0 | 0.0042 | 0 | 0 | 0.00057666 | 0.00057666 | 1100.2453
07/12 19:00:00 | 86 | 30 | 0% | 1.7283 | 64057.4811 | 0.96189 | 3.4628 | 4.9546 | 4.4591 | 0 | 0 | 0 | 385.5755 | 1.7283 | 64057.4811 | 0.96189 | 3.7514 | 5.3675 | 4.5624 | 0 | 0 | 0 | 376.8547 | 0 | 0 | 0 | 0 | 0 | 0 | 0 | 759.346 | 0 | 0 | 0 | 0 | 0 | 0 | 0 | 1236.3929 | 0 | 0 | 0 | 0 | 0 | 0 | 0 | 0 | 1147.235 | 0 | 0 | 0 | 0.0042 | 0 | 0.00057666 | 0.00057666 | 770.2161 | 0 | 0 | 0 | 0.0042 | 0 | 0.00057666 | 0.00057666 | 1174.1019 | 0 | 0 | 0 | 0.0042 | 0 | 0 | 0.00057666 | 0.00057666 | 1100.2459
07/12 20:00:00 | 78.98 | 26.1 | 0% | 1.5877 | 58844.5776 | 1.0332 | 3.7194 | 4.7574 | 4.2816 | 0 | 0 | 0 | 385.5755 | 1.5877 | 58844.5776 | 1.0332 | 4.0294 | 5.1538 | 4.3808 | 0 | 0 | 0 | 376.8547 | 0 | 0 | 0 | 0 | 0 | 0 | 0 | 759.346 | 0 | 0 | 0 | 0 | 0 | 0 | 0 | 1236.3929 | 0 | 0 | 0 | 0 | 0 | 0 | 0 | 0 | 1147.235 | 0 | 0 | 0 | 0.0042 | 0 | 0.00057666 | 0.00057666 | 770.2167 | 0 | 0 | 0 | 0.0042 | 0 | 0.00057666 | 0.00057666 | 1174.1025 | 0 | 0 | 0 | 0.0042 | 0 | 0 | 0.00057666 | 0.00057666 | 1100.2464
07/12 21:00:00 | 78.08 | 25.6 | 0% | 1.5701 | 58191.8702 | 1.0413 | 3.7487 | 4.7329 | 4.2596 | 0 | 0 | 0 | 385.5755 | 1.5701 | 58191.8702 | 1.0413 | 4.0611 | 5.1273 | 4.3582 | 0 | 0 | 0 | 376.8547 | 0 | 0 | 0 | 0 | 0 | 0 | 0 | 759.346 | 0 | 0 | 0 | 0 | 0 | 0 | 0 | 1236.3929 | 0 | 0 | 0 | 0 | 0 | 0 | 0 | 0 | 1147.235 | 0 | 0 | 0 | 0.0042 | 0 | 0.00057666 | 0.00057666 | 770.2173 | 0 | 0 | 0 | 0.0042 | 0 | 0.00057666 | 0.00057666 | 1174.1031 | 0 | 0 | 0 | 0.0042 | 0 | 0 | 0.00057666 | 0.00057666 | 1100.247
07/12 22:00:00 | 78.08 | 25.6 | 0% | 1.5701 | 58191.8702 | 1.0413 | 3.7487 | 4.7329 | 4.2596 | 0 | 0 | 0 | 385.5755 | 1.5701 | 58191.8702 | 1.0413 | 4.0611 | 5.1273 | 4.3582 | 0 | 0 | 0 | 376.8547 | 0 | 0 | 0 | 0 | 0 | 0 | 0 | 759.346 | 0 | 0 | 0 | 0 | 0 | 0 | 0 | 1236.3929 | 0 | 0 | 0 | 0 | 0 | 0 | 0 | 0 | 1147.235 | 0 | 0 | 0 | 0.0042 | 0 | 0.00057666 | 0.00057666 | 770.2179 | 0 | 0 | 0 | 0.0042 | 0 | 0.00057666 | 0.00057666 | 1174.1037 | 0 | 0 | 0 | 0.0042 | 0 | 0 | 0.00057666 | 0.00057666 | 1100.2476
07/12 23:00:00 | 75.92 | 24.4 | 0% | 1.5282 | 56639.8504 | 1.0596 | 3.8146 | 4.6745 | 4.2071 | 0 | 0 | 0 | 385.5755 | 1.5282 | 56639.8504 | 1.0596 | 4.1325 | 5.0641 | 4.3044 | 0 | 0 | 0 | 376.8547 | 0 | 0 | 0 | 0 | 0 | 0 | 0 | 759.346 | 0 | 0 | 0 | 0 | 0 | 0 | 0 | 1236.3929 | 0 | 0 | 0 | 0 | 0 | 0 | 0 | 0 | 1147.235 | 0 | 0 | 0 | 0.0042 | 0 | 0.00057666 | 0.00057666 | 770.2185 | 0 | 0 | 0 | 0.0042 | 0 | 0.00057666 | 0.00057666 | 1174.1043 | 0 | 0 | 0 | 0.0042 | 0 | 0 | 0.00057666 | 0.00057666 | 1100.2482
07/12 24:00:00 | 75.02 | 23.9 | 0% | 1.5109 | 55999.208 | 1.0667 | 3.8401 | 4.6504 | 4.1853 | 0 | 0 | 0 | 385.5755 | 1.5109 | 55999.208 | 1.0667 | 4.1602 | 5.0379 | 4.2822 | 0 | 0 | 0 | 376.8547 | 0 | 0 | 0 | 0 | 0 | 0 | 0 | 759.346 | 0 | 0 | 0 | 0 | 0 | 0 | 0 | 1236.3929 | 0 | 0 | 0 | 0 | 0 | 0 | 0 | 0 | 1147.235 | 0 | 0 | 0 | 0.0042 | 0 | 0.00057666 | 0.00057666 | 770.219 | 0 | 0 | 0 | 0.0042 | 0 | 0.00057666 | 0.00057666 | 1174.1048 | 0 | 0 | 0 | 0.0042 | 0 | 0 | 0.00057666 | 0.00057666 | 1100.2488
07/13 01:00:00 | 75.02 | 23.9 | 0% | 1.5109 | 55999.208 | 1.0667 | 3.8401 | 4.6504 | 4.1853 | 0 | 0 | 0 | 385.5755 | 1.5109 | 55999.208 | 1.0667 | 4.1602 | 5.0379 | 4.2822 | 0 | 0 | 0 | 376.8547 | 0 | 0 | 0 | 0 | 0 | 0 | 0 | 759.346 | 0 | 0 | 0 | 0 | 0 | 0 | 0 | 1236.3929 | 0 | 0 | 0 | 0 | 0 | 0 | 0 | 0 | 1147.235 | 0 | 0 | 0 | 0.0042 | 0 | 0.00057666 | 0.00057666 | 770.2196 | 0 | 0 | 0 | 0.0042 | 0 | 0.00057666 | 0.00057666 | 1174.1054 | 0 | 0 | 0 | 0.0042 | 0 | 0 | 0.00057666 | 0.00057666 | 1100.2493
07/13 02:00:00 | 75.92 | 24.4 | 0% | 1.5282 | 56639.8504 | 1.0596 | 3.8146 | 4.6745 | 4.2071 | 0 | 0 | 0 | 385.5755 | 1.5282 | 56639.8504 | 1.0596 | 4.1325 | 5.0641 | 4.3044 | 0 | 0 | 0 | 376.8547 | 0 | 0 | 0 | 0 | 0 | 0 | 0 | 759.346 | 0 | 0 | 0 | 0 | 0 | 0 | 0 | 1236.3929 | 0 | 0 | 0 | 0 | 0 | 0 | 0 | 0 | 1147.235 | 0 | 0 | 0 | 0.0042 | 0 | 0.00057666 | 0.00057666 | 770.2202 | 0 | 0 | 0 | 0.0042 | 0 | 0.00057666 | 0.00057666 | 1174.106 | 0 | 0 | 0 | 0.0042 | 0 | 0 | 0.00057666 | 0.00057666 | 1100.2499
07/13 03:00:00 | 73.04 | 22.8 | 0% | 1.4732 | 54602.2855 | 1.0811 | 3.892 | 4.5976 | 4.1378 | 0 | 0 | 0 | 385.5755 | 1.4732 | 54602.2855 | 1.0811 | 4.2164 | 4.9807 | 4.2336 | 0 | 0 | 0 | 376.8547 | 0 | 0 | 0 | 0 | 0 | 0 | 0 | 759.346 | 0 | 0 | 0 | 0 | 0 | 0 | 0 | 1236.3929 | 0 | 0 | 0 | 0 | 0 | 0 | 0 | 0 | 1147.235 | 0 | 0 | 0 | 0.0042 | 0 | 0.00057666 | 0.00057666 | 770.2208 | 0 | 0 | 0 | 0.0042 | 0 | 0.00057666 | 0.00057666 | 1174.1066 | 0 | 0 | 0 | 0.0042 | 0 | 0 | 0.00057666 | 0.00057666 | 1100.2505
07/13 04:00:00 | 73.94 | 23.3 | 0% | 1.4903 | 55235.1212 | 1.0748 | 3.8692 | 4.6215 | 4.1594 | 0 | 0 | 0 | 385.5755 | 1.4903 | 55235.1212 | 1.0748 | 4.1916 | 5.0067 | 4.2557 | 0 | 0 | 0 | 376.8547 | 0 | 0 | 0 | 0 | 0 | 0 | 0 | 759.346 | 0 | 0 | 0 | 0 | 0 | 0 | 0 | 1236.3929 | 0 | 0 | 0 | 0 | 0 | 0 | 0 | 0 | 1147.235 | 0 | 0 | 0 | 0.0042 | 0 | 0.00057666 | 0.00057666 | 770.2213 | 0 | 0 | 0 | 0.0042 | 0 | 0.00057666 | 0.00057666 | 1174.1071 | 0 | 0 | 0 | 0.0042 | 0 | 0 | 0.00057666 | 0.00057666 | 1100.2511
07/13 05:00:00 | 73.94 | 23.3 | 0% | 1.4903 | 55235.1212 | 1.0748 | 3.8692 | 4.6215 | 4.1594 | 0 | 0 | 0 | 385.5755 | 1.4903 | 55235.1212 | 1.0748 | 4.1916 | 5.0067 | 4.2557 | 0 | 0 | 0 | 376.8547 | 0 | 0 | 0 | 0 | 0 | 0 | 0 | 759.346 | 0 | 0 | 0 | 0 | 0 | 0 | 0 | 1236.3929 | 0 | 0 | 0 | 0 | 0 | 0 | 0 | 0 | 1147.235 | 0 | 0 | 0 | 0.0042 | 0 | 0.00057666 | 0.00057666 | 770.2219 | 0 | 0 | 0 | 0.0042 | 0 | 0.00057666 | 0.00057666 | 1174.1077 | 0 | 0 | 0 | 0.0042 | 0 | 0 | 0.00057666 | 0.00057666 | 1100.2516
07/13 06:00:00 | 73.04 | 22.8 | 0% | 1.4732 | 54602.2855 | 1.0811 | 3.892 | 4.5976 | 4.1378 | 0 | 0 | 0 | 385.5755 | 1.4732 | 54602.2855 | 1.0811 | 4.2164 | 4.9807 | 4.2336 | 0 | 0 | 0 | 376.8547 | 0 | 0 | 0 | 0 | 0 | 0 | 0 | 759.346 | 0 | 0 | 0 | 0 | 0 | 0 | 0 | 1236.3929 | 0 | 0 | 0 | 0 | 0 | 0 | 0 | 0 | 1147.235 | 0 | 0 | 0 | 0.0042 | 0 | 0.00057666 | 0.00057666 | 770.2225 | 0 | 0 | 0 | 0.0042 | 0 | 0.00057666 | 0.00057666 | 1174.1083 | 0 | 0 | 0 | 0.0042 | 0 | 0 | 0.00057666 | 0.00057666 | 1100.2522
07/13 07:00:00 | 75.92 | 24.4 | 0% | 1.5282 | 56639.8504 | 1.0596 | 3.8146 | 4.6745 | 4.2071 | 0 | 0 | 0 | 385.5755 | 1.5282 | 56639.8504 | 1.0596 | 4.1325 | 5.0641 | 4.3044 | 0 | 0 | 0 | 376.8547 | 0 | 0 | 0 | 0 | 0 | 0 | 0 | 759.346 | 0 | 0 | 0 | 0 | 0 | 0 | 0 | 1236.3929 | 0 | 0 | 0 | 0 | 0 | 0 | 0 | 0 | 1147.235 | 0 | 0 | 0 | 0.0042 | 0 | 0.00057666 | 0.00057666 | 770.2231 | 0 | 0 | 0 | 0.0042 | 0 | 0.00057666 | 0.00057666 | 1174.1089 | 0 | 0 | 0 | 0.0042 | 0 | 0 | 0.00057666 | 0.00057666 | 1100.2528
07/13 08:00:00 | 80.96 | 27.2 | 0% | 1.6267 | 60293.0247 | 1.0144 | 3.6518 | 4.8119 | 4.3307 | 0 | 0 | 0 | 385.5755 | 1.6267 | 60293.0247 | 1.0144 | 3.9561 | 5.2129 | 4.4309 | 0 | 0 | 0 | 376.8547 | 0 | 0 | 0 | 0 | 0 | 0 | 0 | 759.346 | 0 | 0 | 0 | 0 | 0 | 0 | 0 | 1236.3929 | 0 | 0 | 0 | 0 | 0 | 0 | 0 | 0 | 1147.235 | 0 | 0 | 0 | 0.0042 | 0 | 0.00057666 | 0.00057666 | 770.2236 | 0 | 0 | 0 | 0.0042 | 0 | 0.00057666 | 0.00057666 | 1174.1094 | 0 | 0 | 0 | 0.0042 | 0 | 0 | 0.00057666 | 0.00057666 | 1100.2534
07/13 09:00:00 | 82.04 | 27.8 | 0% | 1.6483 | 61090.3258 | 1.0036 | 3.6131 | 4.8419 | 4.3578 | 0 | 0 | 0 | 385.5755 | 1.6483 | 61090.3258 | 1.0036 | 3.9142 | 5.2454 | 4.4586 | 0 | 0 | 0 | 376.8547 | 0 | 0 | 0 | 0 | 0 | 0 | 0 | 759.346 | 0 | 0 | 0 | 0 | 0 | 0 | 0 | 1236.3929 | 0 | 0 | 0 | 0 | 0 | 0 | 0 | 0 | 1147.235 | 0 | 0 | 0 | 0.0042 | 0 | 0.00057666 | 0.00057666 | 770.2242 | 0 | 0 | 0 | 0.0042 | 0 | 0.00057666 | 0.00057666 | 1174.11 | 0 | 0 | 0 | 0.0042 | 0 | 0 | 0.00057666 | 0.00057666 | 1100.2539
07/13 10:00:00 | 84.92 | 29.4 | 0% | 1.7063 | 63241.4437 | 0.97361 | 3.505 | 4.9235 | 4.4311 | 0 | 0 | 0 | 385.5755 | 1.7063 | 63241.4437 | 0.97361 | 3.7971 | 5.3338 | 4.5337 | 0 | 0 | 0 | 376.8547 | 0 | 0 | 0 | 0 | 0 | 0 | 0 | 759.346 | 0 | 0 | 0 | 0 | 0 | 0 | 0 | 1236.3929 | 0 | 0 | 0 | 0 | 0 | 0 | 0 | 0 | 1147.235 | 0 | 0 | 0 | 0.0042 | 0 | 0.00057666 | 0.00057666 | 770.2248 | 0 | 0 | 0 | 0.0042 | 0 | 0.00057666 | 0.00057666 | 1174.1106 | 0 | 0 | 0 | 0.0042 | 0 | 0 | 0.00057666 | 0.00057666 | 1100.2545
07/13 11:00:00 | 84.92 | 29.4 | 0% | 1.7063 | 63241.4437 | 0.97361 | 3.505 | 4.9235 | 4.4311 | 0 | 0 | 0 | 385.5755 | 1.7063 | 63241.4437 | 0.97361 | 3.7971 | 5.3338 | 4.5337 | 0 | 0 | 0 | 376.8547 | 0 | 0 | 0 | 0 | 0 | 0 | 0 | 759.346 | 0 | 0 | 0 | 0 | 0 | 0 | 0 | 1236.3929 | 0 | 0 | 0 | 0 | 0 | 0 | 0 | 0 | 1147.235 | 0 | 0 | 0 | 0.0042 | 0 | 0.00057666 | 0.00057666 | 770.2254 | 0 | 0 | 0 | 0.0042 | 0 | 0.00057666 | 0.00057666 | 1174.1112 | 0 | 0 | 0 | 0.0042 | 0 | 0 | 0.00057666 | 0.00057666 | 1100.2551
07/13 12:00:00 | 89.96 | 32.2 | 0% | 1.8102 | 67093.336 | 0.91733 | 3.3024 | 5.0715 | 4.5644 | 0 | 0 | 0 | 385.5755 | 1.8102 | 67093.336 | 0.91733 | 3.5776 | 5.4942 | 4.67 | 0 | 0 | 0 | 376.8547 | 0 | 0 | 0 | 0 | 0 | 0 | 0 | 759.346 | 0 | 0 | 0 | 0 | 0 | 0 | 0 | 1236.3929 | 0 | 0 | 0 | 0 | 0 | 0 | 0 | 0 | 1147.235 | 0 | 0 | 0 | 0.0042 | 0 | 0.00057666 | 0.00057666 | 770.226 | 0 | 0 | 0 | 0.0042 | 0 | 0.00057666 | 0.00057666 | 1174.1118 | 0 | 0 | 0 | 0.0042 | 0 | 0 | 0.00057666 | 0.00057666 | 1100.2557
07/13 13:00:00 | 89.96 | 32.2 | 0% | 1.8102 | 67093.336 | 0.91733 | 3.3024 | 5.0715 | 4.5644 | 0 | 0 | 0 | 385.5755 | 1.8102 | 67093.336 | 0.91733 | 3.5776 | 5.4942 | 4.67 | 0 | 0 | 0 | 376.8547 | 0 | 0 | 0 | 0 | 0 | 0 | 0 | 759.346 | 0 | 0 | 0 | 0 | 0 | 0 | 0 | 1236.3929 | 0 | 0 | 0 | 0 | 0 | 0 | 0 | 0 | 1147.235 | 0 | 0 | 0 | 0.0042 | 0 | 0.00057666 | 0.00057666 | 770.2265 | 0 | 0 | 0 | 0.0042 | 0 | 0.00057666 | 0.00057666 | 1174.1123 | 0 | 0 | 0 | 0.0042 | 0 | 0 | 0.00057666 | 0.00057666 | 1100.2563
07/13 14:00:00 | 91.04 | 32.8 | 0% | 1.8329 | 67933.2195 | 0.90486 | 3.2575 | 5.1042 | 4.5938 | 0 | 0 | 0 | 385.5755 | 1.8329 | 67933.2195 | 0.90486 | 3.529 | 5.5296 | 4.7002 | 0 | 0 | 0 | 376.8547 | 0 | 0 | 0 | 0 | 0 | 0 | 0 | 759.346 | 0 | 0 | 0 | 0 | 0 | 0 | 0 | 1236.3929 | 0 | 0 | 0 | 0 | 0 | 0 | 0 | 0 | 1147.235 | 0 | 0 | 0 | 0.0042 | 0 | 0.00057666 | 0.00057666 | 770.2271 | 0 | 0 | 0 | 0.0042 | 0 | 0.00057666 | 0.00057666 | 1174.1129 | 0 | 0 | 0 | 0.0042 | 0 | 0 | 0.00057666 | 0.00057666 | 1100.2568
07/13 15:00:00 | 93.02 | 33.9 | 0% | 1.8748 | 69486.2775 | 0.88176 | 3.1744 | 5.1651 | 4.6486 | 0 | 0 | 0 | 385.5755 | 1.8748 | 69486.2775 | 0.88176 | 3.4389 | 5.5955 | 4.7562 | 0 | 0 | 0 | 376.8547 | 0 | 0 | 0 | 0 | 0 | 0 | 0 | 759.346 | 0 | 0 | 0 | 0 | 0 | 0 | 0 | 1236.3929 | 0 | 0 | 0 | 0 | 0 | 0 | 0 | 0 | 1147.235 | 0 | 0 | 0 | 0.0042 | 0 | 0.00057666 | 0.00057666 | 770.2277 | 0 | 0 | 0 | 0.0042 | 0 | 0.00057666 | 0.00057666 | 1174.1135 | 0 | 0 | 0 | 0.0042 | 0 | 0 | 0.00057666 | 0.00057666 | 1100.2574
07/13 16:00:00 | 93.92 | 34.4 | 0% | 1.894 | 70197.8905 | 0.8712 | 3.1363 | 5.1932 | 4.6739 | 0 | 0 | 0 | 385.5755 | 1.894 | 70197.8905 | 0.8712 | 3.3977 | 5.626 | 4.7821 | 0 | 0 | 0 | 376.8547 | 0 | 0 | 0 | 0 | 0 | 0 | 0 | 759.346 | 0 | 0 | 0 | 0 | 0 | 0 | 0 | 1236.3929 | 0 | 0 | 0 | 0 | 0 | 0 | 0 | 0 | 1147.235 | 0 | 0 | 0 | 0.0042 | 0 | 0.00057666 | 0.00057666 | 770.2283 | 0 | 0 | 0 | 0.0042 | 0 | 0.00057666 | 0.00057666 | 1174.1141 | 0 | 0 | 0 | 0.0042 | 0 | 0 | 0.00057666 | 0.00057666 | 1100.258
07/13 17:00:00 | 89.96 | 32.2 | 0% | 1.8102 | 67093.336 | 0.91733 | 3.3024 | 5.0715 | 4.5644 | 0 | 0 | 0 | 385.5755 | 1.8102 | 67093.336 | 0.91733 | 3.5776 | 5.4942 | 4.67 | 0 | 0 | 0 | 376.8547 | 0 | 0 | 0 | 0 | 0 | 0 | 0 | 759.346 | 0 | 0 | 0 | 0 | 0 | 0 | 0 | 1236.3929 | 0 | 0 | 0 | 0 | 0 | 0 | 0 | 0 | 1147.235 | 0 | 0 | 0 | 0.0042 | 0 | 0.00057666 | 0.00057666 | 770.2288 | 0 | 0 | 0 | 0.0042 | 0 | 0.00057666 | 0.00057666 | 1174.1146 | 0 | 0 | 0 | 0.0042 | 0 | 0 | 0.00057666 | 0.00057666 | 1100.2586
07/13 18:00:00 | 89.96 | 32.2 | 0% | 1.8102 | 67093.336 | 0.91733 | 3.3024 | 5.0715 | 4.5644 | 0 | 0 | 0 | 385.5755 | 1.8102 | 67093.336 | 0.91733 | 3.5776 | 5.4942 | 4.67 | 0 | 0 | 0 | 376.8547 | 0 | 0 | 0 | 0 | 0 | 0 | 0 | 759.346 | 0 | 0 | 0 | 0 | 0 | 0 | 0 | 1236.3929 | 0 | 0 | 0 | 0 | 0 | 0 | 0 | 0 | 1147.235 | 0 | 0 | 0 | 0.0042 | 0 | 0.00057666 | 0.00057666 | 770.2294 | 0 | 0 | 0 | 0.0042 | 0 | 0.00057666 | 0.00057666 | 1174.1152 | 0 | 0 | 0 | 0.0042 | 0 | 0 | 0.00057666 | 0.00057666 | 1100.2591
07/13 19:00:00 | 87.98 | 31.1 | 0% | 1.769 | 65566.8211 | 0.93988 | 3.3836 | 5.0125 | 4.5113 | 0 | 0 | 0 | 385.5755 | 1.769 | 65566.8211 | 0.93988 | 3.6655 | 5.4302 | 4.6157 | 0 | 0 | 0 | 376.8547 | 0 | 0 | 0 | 0 | 0 | 0 | 0 | 759.346 | 0 | 0 | 0 | 0 | 0 | 0 | 0 | 1236.3929 | 0 | 0 | 0 | 0 | 0 | 0 | 0 | 0 | 1147.235 | 0 | 0 | 0 | 0.0042 | 0 | 0.00057666 | 0.00057666 | 770.23 | 0 | 0 | 0 | 0.0042 | 0 | 0.00057666 | 0.00057666 | 1174.1158 | 0 | 0 | 0 | 0.0042 | 0 | 0 | 0.00057666 | 0.00057666 | 1100.2597
07/13 20:00:00 | 80.06 | 26.7 | 0% | 1.6089 | 59632.5105 | 1.0231 | 3.6831 | 4.787 | 4.3083 | 0 | 0 | 0 | 385.5755 | 1.6089 | 59632.5105 | 1.0231 | 3.99 | 5.1859 | 4.408 | 0 | 0 | 0 | 376.8547 | 0 | 0 | 0 | 0 | 0 | 0 | 0 | 759.346 | 0 | 0 | 0 | 0 | 0 | 0 | 0 | 1236.3929 | 0 | 0 | 0 | 0 | 0 | 0 | 0 | 0 | 1147.235 | 0 | 0 | 0 | 0.0042 | 0 | 0.00057666 | 0.00057666 | 770.2306 | 0 | 0 | 0 | 0.0042 | 0 | 0.00057666 | 0.00057666 | 1174.1164 | 0 | 0 | 0 | 0.0042 | 0 | 0 | 0.00057666 | 0.00057666 | 1100.2603
07/13 21:00:00 | 78.98 | 26.1 | 0% | 1.5877 | 58844.5776 | 1.0332 | 3.7194 | 4.7574 | 4.2816 | 0 | 0 | 0 | 385.5755 | 1.5877 | 58844.5776 | 1.0332 | 4.0294 | 5.1538 | 4.3808 | 0 | 0 | 0 | 376.8547 | 0 | 0 | 0 | 0 | 0 | 0 | 0 | 759.346 | 0 | 0 | 0 | 0 | 0 | 0 | 0 | 1236.3929 | 0 | 0 | 0 | 0 | 0 | 0 | 0 | 0 | 1147.235 | 0 | 0 | 0 | 0.0042 | 0 | 0.00057666 | 0.00057666 | 770.2311 | 0 | 0 | 0 | 0.0042 | 0 | 0.00057666 | 0.00057666 | 1174.1169 | 0 | 0 | 0 | 0.0042 | 0 | 0 | 0.00057666 | 0.00057666 | 1100.2609
07/13 22:00:00 | 78.08 | 25.6 | 0% | 1.5701 | 58191.8702 | 1.0413 | 3.7487 | 4.7329 | 4.2596 | 0 | 0 | 0 | 385.5755 | 1.5701 | 58191.8702 | 1.0413 | 4.0611 | 5.1273 | 4.3582 | 0 | 0 | 0 | 376.8547 | 0 | 0 | 0 | 0 | 0 | 0 | 0 | 759.346 | 0 | 0 | 0 | 0 | 0 | 0 | 0 | 1236.3929 | 0 | 0 | 0 | 0 | 0 | 0 | 0 | 0 | 1147.235 | 0 | 0 | 0 | 0.0042 | 0 | 0.00057666 | 0.00057666 | 770.2317 | 0 | 0 | 0 | 0.0042 | 0 | 0.00057666 | 0.00057666 | 1174.1175 | 0 | 0 | 0 | 0.0042 | 0 | 0 | 0.00057666 | 0.00057666 | 1100.2614
07/13 23:00:00 | 75.92 | 24.4 | 0% | 1.5282 | 56639.8504 | 1.0596 | 3.8146 | 4.6745 | 4.2071 | 0 | 0 | 0 | 385.5755 | 1.5282 | 56639.8504 | 1.0596 | 4.1325 | 5.0641 | 4.3044 | 0 | 0 | 0 | 376.8547 | 0 | 0 | 0 | 0 | 0 | 0 | 0 | 759.346 | 0 | 0 | 0 | 0 | 0 | 0 | 0 | 1236.3929 | 0 | 0 | 0 | 0 | 0 | 0 | 0 | 0 | 1147.235 | 0 | 0 | 0 | 0.0042 | 0 | 0.00057666 | 0.00057666 | 770.2323 | 0 | 0 | 0 | 0.0042 | 0 | 0.00057666 | 0.00057666 | 1174.1181 | 0 | 0 | 0 | 0.0042 | 0 | 0 | 0.00057666 | 0.00057666 | 1100.262
07/13 24:00:00 | 75.92 | 24.4 | 0% | 1.5282 | 56639.8504 | 1.0596 | 3.8146 | 4.6745 | 4.2071 | 0 | 0 | 0 | 385.5755 | 1.5282 | 56639.8504 | 1.0596 | 4.1325 | 5.0641 | 4.3044 | 0 | 0 | 0 | 376.8547 | 0 | 0 | 0 | 0 | 0 | 0 | 0 | 759.346 | 0 | 0 | 0 | 0 | 0 | 0 | 0 | 1236.3929 | 0 | 0 | 0 | 0 | 0 | 0 | 0 | 0 | 1147.235 | 0 | 0 | 0 | 0.0042 | 0 | 0.00057666 | 0.00057666 | 770.2329 | 0 | 0 | 0 | 0.0042 | 0 | 0.00057666 | 0.00057666 | 1174.1187 | 0 | 0 | 0 | 0.0042 | 0 | 0 | 0.00057666 | 0.00057666 | 1100.2626
07/14 01:00:00 | 75.92 | 24.4 | 0% | 1.5282 | 56639.8504 | 1.0596 | 3.8146 | 4.6745 | 4.2071 | 0 | 0 | 0 | 385.5755 | 1.5282 | 56639.8504 | 1.0596 | 4.1325 | 5.0641 | 4.3044 | 0 | 0 | 0 | 376.8547 | 0 | 0 | 0 | 0 | 0 | 0 | 0 | 759.346 | 0 | 0 | 0 | 0 | 0 | 0 | 0 | 1236.3929 | 0 | 0 | 0 | 0 | 0 | 0 | 0 | 0 | 1147.235 | 0 | 0 | 0 | 0.0042 | 0 | 0.00057666 | 0.00057666 | 770.2334 | 0 | 0 | 0 | 0.0042 | 0 | 0.00057666 | 0.00057666 | 1174.1192 | 0 | 0 | 0 | 0.0042 | 0 | 0 | 0.00057666 | 0.00057666 | 1100.2632
07/14 02:00:00 | 75.02 | 23.9 | 0% | 1.5109 | 55999.208 | 1.0667 | 3.8401 | 4.6504 | 4.1853 | 0 | 0 | 0 | 385.5755 | 1.5109 | 55999.208 | 1.0667 | 4.1602 | 5.0379 | 4.2822 | 0 | 0 | 0 | 376.8547 | 0 | 0 | 0 | 0 | 0 | 0 | 0 | 759.346 | 0 | 0 | 0 | 0 | 0 | 0 | 0 | 1236.3929 | 0 | 0 | 0 | 0 | 0 | 0 | 0 | 0 | 1147.235 | 0 | 0 | 0 | 0.0042 | 0 | 0.00057666 | 0.00057666 | 770.234 | 0 | 0 | 0 | 0.0042 | 0 | 0.00057666 | 0.00057666 | 1174.1198 | 0 | 0 | 0 | 0.0042 | 0 | 0 | 0.00057666 | 0.00057666 | 1100.2637
07/14 03:00:00 | 75.02 | 23.9 | 0% | 1.5109 | 55999.208 | 1.0667 | 3.8401 | 4.6504 | 4.1853 | 0 | 0 | 0 | 385.5755 | 1.5109 | 55999.208 | 1.0667 | 4.1602 | 5.0379 | 4.2822 | 0 | 0 | 0 | 376.8547 | 0 | 0 | 0 | 0 | 0 | 0 | 0 | 759.346 | 0 | 0 | 0 | 0 | 0 | 0 | 0 | 1236.3929 | 0 | 0 | 0 | 0 | 0 | 0 | 0 | 0 | 1147.235 | 0 | 0 | 0 | 0.0042 | 0 | 0.00057666 | 0.00057666 | 770.2346 | 0 | 0 | 0 | 0.0042 | 0 | 0.00057666 | 0.00057666 | 1174.1204 | 0 | 0 | 0 | 0.0042 | 0 | 0 | 0.00057666 | 0.00057666 | 1100.2643
07/14 04:00:00 | 75.92 | 24.4 | 0% | 1.5282 | 56639.8504 | 1.0596 | 3.8146 | 4.6745 | 4.2071 | 0 | 0 | 0 | 385.5755 | 1.5282 | 56639.8504 | 1.0596 | 4.1325 | 5.0641 | 4.3044 | 0 | 0 | 0 | 376.8547 | 0 | 0 | 0 | 0 | 0 | 0 | 0 | 759.346 | 0 | 0 | 0 | 0 | 0 | 0 | 0 | 1236.3929 | 0 | 0 | 0 | 0 | 0 | 0 | 0 | 0 | 1147.235 | 0 | 0 | 0 | 0.0042 | 0 | 0.00057666 | 0.00057666 | 770.2352 | 0 | 0 | 0 | 0.0042 | 0 | 0.00057666 | 0.00057666 | 1174.121 | 0 | 0 | 0 | 0.0042 | 0 | 0 | 0.00057666 | 0.00057666 | 1100.2649
07/14 05:00:00 | 75.92 | 24.4 | 0% | 1.5282 | 56639.8504 | 1.0596 | 3.8146 | 4.6745 | 4.2071 | 0 | 0 | 0 | 385.5755 | 1.5282 | 56639.8504 | 1.0596 | 4.1325 | 5.0641 | 4.3044 | 0 | 0 | 0 | 376.8547 | 0 | 0 | 0 | 0 | 0 | 0 | 0 | 759.346 | 0 | 0 | 0 | 0 | 0 | 0 | 0 | 1236.3929 | 0 | 0 | 0 | 0 | 0 | 0 | 0 | 0 | 1147.235 | 0 | 0 | 0 | 0.0042 | 0 | 0.00057666 | 0.00057666 | 770.2358 | 0 | 0 | 0 | 0.0042 | 0 | 0.00057666 | 0.00057666 | 1174.1216 | 0 | 0 | 0 | 0.0042 | 0 | 0 | 0.00057666 | 0.00057666 | 1100.2655
07/14 06:00:00 | 77 | 25 | 0% | 1.5491 | 57413.3053 | 1.0507 | 3.7824 | 4.7036 | 4.2332 | 0 | 0 | 0 | 385.5755 | 1.5491 | 57413.3053 | 1.0507 | 4.0976 | 5.0956 | 4.3312 | 0 | 0 | 0 | 376.8547 | 0 | 0 | 0 | 0 | 0 | 0 | 0 | 759.346 | 0 | 0 | 0 | 0 | 0 | 0 | 0 | 1236.3929 | 0 | 0 | 0 | 0 | 0 | 0 | 0 | 0 | 1147.235 | 0 | 0 | 0 | 0.0042 | 0 | 0.00057666 | 0.00057666 | 770.2363 | 0 | 0 | 0 | 0.0042 | 0 | 0.00057666 | 0.00057666 | 1174.1221 | 0 | 0 | 0 | 0.0042 | 0 | 0 | 0.00057666 | 0.00057666 | 1100.2661
07/14 07:00:00 | 75.92 | 24.4 | 0% | 1.5282 | 56639.8504 | 1.0596 | 3.8146 | 4.6745 | 4.2071 | 0 | 0 | 0 | 385.5755 | 1.5282 | 56639.8504 | 1.0596 | 4.1325 | 5.0641 | 4.3044 | 0 | 0 | 0 | 376.8547 | 0 | 0 | 0 | 0 | 0 | 0 | 0 | 759.346 | 0 | 0 | 0 | 0 | 0 | 0 | 0 | 1236.3929 | 0 | 0 | 0 | 0 | 0 | 0 | 0 | 0 | 1147.235 | 0 | 0 | 0 | 0.0042 | 0 | 0.00057666 | 0.00057666 | 770.2369 | 0 | 0 | 0 | 0.0042 | 0 | 0.00057666 | 0.00057666 | 1174.1227 | 0 | 0 | 0 | 0.0042 | 0 | 0 | 0.00057666 | 0.00057666 | 1100.2666
07/14 08:00:00 | 80.96 | 27.2 | 0% | 1.6267 | 60293.0247 | 1.0144 | 3.6518 | 4.8119 | 4.3307 | 0 | 0 | 0 | 385.5755 | 1.6267 | 60293.0247 | 1.0144 | 3.9561 | 5.2129 | 4.4309 | 0 | 0 | 0 | 376.8547 | 0 | 0 | 0 | 0 | 0 | 0 | 0 | 759.346 | 0 | 0 | 0 | 0 | 0 | 0 | 0 | 1236.3929 | 0 | 0 | 0 | 0 | 0 | 0 | 0 | 0 | 1147.235 | 0 | 0 | 0 | 0.0042 | 0 | 0.00057666 | 0.00057666 | 770.2375 | 0 | 0 | 0 | 0.0042 | 0 | 0.00057666 | 0.00057666 | 1174.1233 | 0 | 0 | 0 | 0.0042 | 0 | 0 | 0.00057666 | 0.00057666 | 1100.2672
07/14 09:00:00 | 82.04 | 27.8 | 0% | 1.6483 | 61090.3258 | 1.0036 | 3.6131 | 4.8419 | 4.3578 | 0 | 0 | 0 | 385.5755 | 1.6483 | 61090.3258 | 1.0036 | 3.9142 | 5.2454 | 4.4586 | 0 | 0 | 0 | 376.8547 | 0 | 0 | 0 | 0 | 0 | 0 | 0 | 759.346 | 0 | 0 | 0 | 0 | 0 | 0 | 0 | 1236.3929 | 0 | 0 | 0 | 0 | 0 | 0 | 0 | 0 | 1147.235 | 0 | 0 | 0 | 0.0042 | 0 | 0.00057666 | 0.00057666 | 770.2381 | 0 | 0 | 0 | 0.0042 | 0 | 0.00057666 | 0.00057666 | 1174.1239 | 0 | 0 | 0 | 0.0042 | 0 | 0 | 0.00057666 | 0.00057666 | 1100.2678
07/14 10:00:00 | 84.02 | 28.9 | 0% | 1.6881 | 62565.316 | 0.9832 | 3.5395 | 4.8978 | 4.408 | 0 | 0 | 0 | 385.5755 | 1.6881 | 62565.316 | 0.9832 | 3.8345 | 5.3059 | 4.51 | 0 | 0 | 0 | 376.8547 | 0 | 0 | 0 | 0 | 0 | 0 | 0 | 759.346 | 0 | 0 | 0 | 0 | 0 | 0 | 0 | 1236.3929 | 0 | 0 | 0 | 0 | 0 | 0 | 0 | 0 | 1147.235 | 0 | 0 | 0 | 0.0042 | 0 | 0.00057666 | 0.00057666 | 770.2386 | 0 | 0 | 0 | 0.0042 | 0 | 0.00057666 | 0.00057666 | 1174.1244 | 0 | 0 | 0 | 0.0042 | 0 | 0 | 0.00057666 | 0.00057666 | 1100.2684
07/14 11:00:00 | 84.92 | 29.4 | 0% | 1.7063 | 63241.4437 | 0.97361 | 3.505 | 4.9235 | 4.4311 | 0 | 0 | 0 | 385.5755 | 1.7063 | 63241.4437 | 0.97361 | 3.7971 | 5.3338 | 4.5337 | 0 | 0 | 0 | 376.8547 | 0 | 0 | 0 | 0 | 0 | 0 | 0 | 759.346 | 0 | 0 | 0 | 0 | 0 | 0 | 0 | 1236.3929 | 0 | 0 | 0 | 0 | 0 | 0 | 0 | 0 | 1147.235 | 0 | 0 | 0 | 0.0042 | 0 | 0.00057666 | 0.00057666 | 770.2392 | 0 | 0 | 0 | 0.0042 | 0 | 0.00057666 | 0.00057666 | 1174.125 | 0 | 0 | 0 | 0.0042 | 0 | 0 | 0.00057666 | 0.00057666 | 1100.2689
07/14 12:00:00 | 87.08 | 30.6 | 0% | 1.7505 | 64878.6283 | 0.94996 | 3.4199 | 4.9861 | 4.4874 | 0 | 0 | 0 | 385.5755 | 1.7505 | 64878.6283 | 0.94996 | 3.7048 | 5.4016 | 4.5913 | 0 | 0 | 0 | 376.8547 | 0 | 0 | 0 | 0 | 0 | 0 | 0 | 759.346 | 0 | 0 | 0 | 0 | 0 | 0 | 0 | 1236.3929 | 0 | 0 | 0 | 0 | 0 | 0 | 0 | 0 | 1147.235 | 0 | 0 | 0 | 0.0042 | 0 | 0.00057666 | 0.00057666 | 770.2398 | 0 | 0 | 0 | 0.0042 | 0 | 0.00057666 | 0.00057666 | 1174.1256 | 0 | 0 | 0 | 0.0042 | 0 | 0 | 0.00057666 | 0.00057666 | 1100.2695
07/14 13:00:00 | 87.08 | 30.6 | 0% | 1.7505 | 64878.6283 | 0.94996 | 3.4199 | 4.9861 | 4.4874 | 0 | 0 | 0 | 385.5755 | 1.7505 | 64878.6283 | 0.94996 | 3.7048 | 5.4016 | 4.5913 | 0 | 0 | 0 | 376.8547 | 0 | 0 | 0 | 0 | 0 | 0 | 0 | 759.346 | 0 | 0 | 0 | 0 | 0 | 0 | 0 | 1236.3929 | 0 | 0 | 0 | 0 | 0 | 0 | 0 | 0 | 1147.235 | 0 | 0 | 0 | 0.0042 | 0 | 0.00057666 | 0.00057666 | 770.2404 | 0 | 0 | 0 | 0.0042 | 0 | 0.00057666 | 0.00057666 | 1174.1262 | 0 | 0 | 0 | 0.0042 | 0 | 0 | 0.00057666 | 0.00057666 | 1100.2701
07/14 14:00:00 | 89.06 | 31.7 | 0% | 1.7914 | 66397.3365 | 0.92764 | 3.3395 | 5.0446 | 4.5401 | 0 | 0 | 0 | 385.5755 | 1.7914 | 66397.3365 | 0.92764 | 3.6178 | 5.4649 | 4.6452 | 0 | 0 | 0 | 376.8547 | 0 | 0 | 0 | 0 | 0 | 0 | 0 | 759.346 | 0 | 0 | 0 | 0 | 0 | 0 | 0 | 1236.3929 | 0 | 0 | 0 | 0 | 0 | 0 | 0 | 0 | 1147.235 | 0 | 0 | 0 | 0.0042 | 0 | 0.00057666 | 0.00057666 | 770.2409 | 0 | 0 | 0 | 0.0042 | 0 | 0.00057666 | 0.00057666 | 1174.1267 | 0 | 0 | 0 | 0.0042 | 0 | 0 | 0.00057666 | 0.00057666 | 1100.2707
07/14 15:00:00 | 89.96 | 32.2 | 0% | 1.8102 | 67093.336 | 0.91733 | 3.3024 | 5.0715 | 4.5644 | 0 | 0 | 0 | 385.5755 | 1.8102 | 67093.336 | 0.91733 | 3.5776 | 5.4942 | 4.67 | 0 | 0 | 0 | 376.8547 | 0 | 0 | 0 | 0 | 0 | 0 | 0 | 759.346 | 0 | 0 | 0 | 0 | 0 | 0 | 0 | 1236.3929 | 0 | 0 | 0 | 0 | 0 | 0 | 0 | 0 | 1147.235 | 0 | 0 | 0 | 0.0042 | 0 | 0.00057666 | 0.00057666 | 770.2415 | 0 | 0 | 0 | 0.0042 | 0 | 0.00057666 | 0.00057666 | 1174.1273 | 0 | 0 | 0 | 0.0042 | 0 | 0 | 0.00057666 | 0.00057666 | 1100.2712
07/14 16:00:00 | 89.96 | 32.2 | 0% | 1.8102 | 67093.336 | 0.91733 | 3.3024 | 5.0715 | 4.5644 | 0 | 0 | 0 | 385.5755 | 1.8102 | 67093.336 | 0.91733 | 3.5776 | 5.4942 | 4.67 | 0 | 0 | 0 | 376.8547 | 0 | 0 | 0 | 0 | 0 | 0 | 0 | 759.346 | 0 | 0 | 0 | 0 | 0 | 0 | 0 | 1236.3929 | 0 | 0 | 0 | 0 | 0 | 0 | 0 | 0 | 1147.235 | 0 | 0 | 0 | 0.0042 | 0 | 0.00057666 | 0.00057666 | 770.2421 | 0 | 0 | 0 | 0.0042 | 0 | 0.00057666 | 0.00057666 | 1174.1279 | 0 | 0 | 0 | 0.0042 | 0 | 0 | 0.00057666 | 0.00057666 | 1100.2718
07/14 17:00:00 | 89.06 | 31.7 | 0% | 1.7914 | 66397.3365 | 0.92764 | 3.3395 | 5.0446 | 4.5401 | 0 | 0 | 0 | 385.5755 | 1.7914 | 66397.3365 | 0.92764 | 3.6178 | 5.4649 | 4.6452 | 0 | 0 | 0 | 376.8547 | 0 | 0 | 0 | 0 | 0 | 0 | 0 | 759.346 | 0 | 0 | 0 | 0 | 0 | 0 | 0 | 1236.3929 | 0 | 0 | 0 | 0 | 0 | 0 | 0 | 0 | 1147.235 | 0 | 0 | 0 | 0.0042 | 0 | 0.00057666 | 0.00057666 | 770.2427 | 0 | 0 | 0 | 0.0042 | 0 | 0.00057666 | 0.00057666 | 1174.1285 | 0 | 0 | 0 | 0.0042 | 0 | 0 | 0.00057666 | 0.00057666 | 1100.2724
07/14 18:00:00 | 82.94 | 28.3 | 0% | 1.6663 | 61758.6468 | 0.99447 | 3.5801 | 4.8672 | 4.3805 | 0 | 0 | 0 | 385.5755 | 1.6663 | 61758.6468 | 0.99447 | 3.8784 | 5.2728 | 4.4819 | 0 | 0 | 0 | 376.8547 | 0 | 0 | 0 | 0 | 0 | 0 | 0 | 759.346 | 0 | 0 | 0 | 0 | 0 | 0 | 0 | 1236.3929 | 0 | 0 | 0 | 0 | 0 | 0 | 0 | 0 | 1147.235 | 0 | 0 | 0 | 0.0042 | 0 | 0.00057666 | 0.00057666 | 770.2433 | 0 | 0 | 0 | 0.0042 | 0 | 0.00057666 | 0.00057666 | 1174.1291 | 0 | 0 | 0 | 0.0042 | 0 | 0 | 0.00057666 | 0.00057666 | 1100.273
07/14 19:00:00 | 80.96 | 27.2 | 0% | 1.6267 | 60293.0247 | 1.0144 | 3.6518 | 4.8119 | 4.3307 | 0 | 0 | 0 | 385.5755 | 1.6267 | 60293.0247 | 1.0144 | 3.9561 | 5.2129 | 4.4309 | 0 | 0 | 0 | 376.8547 | 0 | 0 | 0 | 0 | 0 | 0 | 0 | 759.346 | 0 | 0 | 0 | 0 | 0 | 0 | 0 | 1236.3929 | 0 | 0 | 0 | 0 | 0 | 0 | 0 | 0 | 1147.235 | 0 | 0 | 0 | 0.0042 | 0 | 0.00057666 | 0.00057666 | 770.2438 | 0 | 0 | 0 | 0.0042 | 0 | 0.00057666 | 0.00057666 | 1174.1296 | 0 | 0 | 0 | 0.0042 | 0 | 0 | 0.00057666 | 0.00057666 | 1100.2735
07/14 20:00:00 | 78.98 | 26.1 | 0% | 1.5877 | 58844.5776 | 1.0332 | 3.7194 | 4.7574 | 4.2816 | 0 | 0 | 0 | 385.5755 | 1.5877 | 58844.5776 | 1.0332 | 4.0294 | 5.1538 | 4.3808 | 0 | 0 | 0 | 376.8547 | 0 | 0 | 0 | 0 | 0 | 0 | 0 | 759.346 | 0 | 0 | 0 | 0 | 0 | 0 | 0 | 1236.3929 | 0 | 0 | 0 | 0 | 0 | 0 | 0 | 0 | 1147.235 | 0 | 0 | 0 | 0.0042 | 0 | 0.00057666 | 0.00057666 | 770.2444 | 0 | 0 | 0 | 0.0042 | 0 | 0.00057666 | 0.00057666 | 1174.1302 | 0 | 0 | 0 | 0.0042 | 0 | 0 | 0.00057666 | 0.00057666 | 1100.2741
07/14 21:00:00 | 78.08 | 25.6 | 0% | 1.5701 | 58191.8702 | 1.0413 | 3.7487 | 4.7329 | 4.2596 | 0 | 0 | 0 | 385.5755 | 1.5701 | 58191.8702 | 1.0413 | 4.0611 | 5.1273 | 4.3582 | 0 | 0 | 0 | 376.8547 | 0 | 0 | 0 | 0 | 0 | 0 | 0 | 759.346 | 0 | 0 | 0 | 0 | 0 | 0 | 0 | 1236.3929 | 0 | 0 | 0 | 0 | 0 | 0 | 0 | 0 | 1147.235 | 0 | 0 | 0 | 0.0042 | 0 | 0.00057666 | 0.00057666 | 770.245 | 0 | 0 | 0 | 0.0042 | 0 | 0.00057666 | 0.00057666 | 1174.1308 | 0 | 0 | 0 | 0.0042 | 0 | 0 | 0.00057666 | 0.00057666 | 1100.2747
07/14 22:00:00 | 75.92 | 24.4 | 0% | 1.5282 | 56639.8504 | 1.0596 | 3.8146 | 4.6745 | 4.2071 | 0 | 0 | 0 | 385.5755 | 1.5282 | 56639.8504 | 1.0596 | 4.1325 | 5.0641 | 4.3044 | 0 | 0 | 0 | 376.8547 | 0 | 0 | 0 | 0 | 0 | 0 | 0 | 759.346 | 0 | 0 | 0 | 0 | 0 | 0 | 0 | 1236.3929 | 0 | 0 | 0 | 0 | 0 | 0 | 0 | 0 | 1147.235 | 0 | 0 | 0 | 0.0042 | 0 | 0.00057666 | 0.00057666 | 770.2456 | 0 | 0 | 0 | 0.0042 | 0 | 0.00057666 | 0.00057666 | 1174.1314 | 0 | 0 | 0 | 0.0042 | 0 | 0 | 0.00057666 | 0.00057666 | 1100.2753
07/14 23:00:00 | 75.02 | 23.9 | 0% | 1.5109 | 55999.208 | 1.0667 | 3.8401 | 4.6504 | 4.1853 | 0 | 0 | 0 | 385.5755 | 1.5109 | 55999.208 | 1.0667 | 4.1602 | 5.0379 | 4.2822 | 0 | 0 | 0 | 376.8547 | 0 | 0 | 0 | 0 | 0 | 0 | 0 | 759.346 | 0 | 0 | 0 | 0 | 0 | 0 | 0 | 1236.3929 | 0 | 0 | 0 | 0 | 0 | 0 | 0 | 0 | 1147.235 | 0 | 0 | 0 | 0.0042 | 0 | 0.00057666 | 0.00057666 | 770.2461 | 0 | 0 | 0 | 0.0042 | 0 | 0.00057666 | 0.00057666 | 1174.1319 | 0 | 0 | 0 | 0.0042 | 0 | 0 | 0.00057666 | 0.00057666 | 1100.2759
07/14 24:00:00 | 75.02 | 23.9 | 0% | 1.5109 | 55999.208 | 1.0667 | 3.8401 | 4.6504 | 4.1853 | 0 | 0 | 0 | 385.5755 | 1.5109 | 55999.208 | 1.0667 | 4.1602 | 5.0379 | 4.2822 | 0 | 0 | 0 | 376.8547 | 0 | 0 | 0 | 0 | 0 | 0 | 0 | 759.346 | 0 | 0 | 0 | 0 | 0 | 0 | 0 | 1236.3929 | 0 | 0 | 0 | 0 | 0 | 0 | 0 | 0 | 1147.235 | 0 | 0 | 0 | 0.0042 | 0 | 0.00057666 | 0.00057666 | 770.2467 | 0 | 0 | 0 | 0.0042 | 0 | 0.00057666 | 0.00057666 | 1174.1325 | 0 | 0 | 0 | 0.0042 | 0 | 0 | 0.00057666 | 0.00057666 | 1100.2764
07/15 01:00:00 | 75.02 | 23.9 | 0% | 1.5109 | 55999.208 | 1.0667 | 3.8401 | 4.6504 | 4.1853 | 0 | 0 | 0 | 385.5755 | 1.5109 | 55999.208 | 1.0667 | 4.1602 | 5.0379 | 4.2822 | 0 | 0 | 0 | 376.8547 | 0 | 0 | 0 | 0 | 0 | 0 | 0 | 759.346 | 0 | 0 | 0 | 0 | 0 | 0 | 0 | 1236.3929 | 0 | 0 | 0 | 0 | 0 | 0 | 0 | 0 | 1147.235 | 0 | 0 | 0 | 0.0042 | 0 | 0.00057666 | 0.00057666 | 770.2473 | 0 | 0 | 0 | 0.0042 | 0 | 0.00057666 | 0.00057666 | 1174.1331 | 0 | 0 | 0 | 0.0042 | 0 | 0 | 0.00057666 | 0.00057666 | 1100.277
07/15 02:00:00 | 73.04 | 22.8 | 0% | 1.4732 | 54602.2855 | 1.0811 | 3.892 | 4.5976 | 4.1378 | 0 | 0 | 0 | 385.5755 | 1.4732 | 54602.2855 | 1.0811 | 4.2164 | 4.9807 | 4.2336 | 0 | 0 | 0 | 376.8547 | 0 | 0 | 0 | 0 | 0 | 0 | 0 | 759.346 | 0 | 0 | 0 | 0 | 0 | 0 | 0 | 1236.3929 | 0 | 0 | 0 | 0 | 0 | 0 | 0 | 0 | 1147.235 | 0 | 0 | 0 | 0.0042 | 0 | 0.00057666 | 0.00057666 | 770.2479 | 0 | 0 | 0 | 0.0042 | 0 | 0.00057666 | 0.00057666 | 1174.1337 | 0 | 0 | 0 | 0.0042 | 0 | 0 | 0.00057666 | 0.00057666 | 1100.2776
07/15 03:00:00 | 71.96 | 22.2 | 0% | 1.4528 | 53847.5669 | 1.0882 | 3.9177 | 4.5689 | 4.112 | 0 | 0 | 0 | 385.5755 | 1.4528 | 53847.5669 | 1.0882 | 4.2442 | 4.9496 | 4.2072 | 0 | 0 | 0 | 376.8547 | 0 | 0 | 0 | 0 | 0 | 0 | 0 | 759.346 | 0 | 0 | 0 | 0 | 0 | 0 | 0 | 1236.3929 | 0 | 0 | 0 | 0 | 0 | 0 | 0 | 0 | 1147.235 | 0 | 0 | 0 | 0.0042 | 0 | 0.00057666 | 0.00057666 | 770.2484 | 0 | 0 | 0 | 0.0042 | 0 | 0.00057666 | 0.00057666 | 1174.1342 | 0 | 0 | 0 | 0.0042 | 0 | 0 | 0.00057666 | 0.00057666 | 1100.2782
07/15 04:00:00 | 71.96 | 22.2 | 0% | 1.4528 | 53847.5669 | 1.0882 | 3.9177 | 4.5689 | 4.112 | 0 | 0 | 0 | 385.5755 | 1.4528 | 53847.5669 | 1.0882 | 4.2442 | 4.9496 | 4.2072 | 0 | 0 | 0 | 376.8547 | 0 | 0 | 0 | 0 | 0 | 0 | 0 | 759.346 | 0 | 0 | 0 | 0 | 0 | 0 | 0 | 1236.3929 | 0 | 0 | 0 | 0 | 0 | 0 | 0 | 0 | 1147.235 | 0 | 0 | 0 | 0.0042 | 0 | 0.00057666 | 0.00057666 | 770.249 | 0 | 0 | 0 | 0.0042 | 0 | 0.00057666 | 0.00057666 | 1174.1348 | 0 | 0 | 0 | 0.0042 | 0 | 0 | 0.00057666 | 0.00057666 | 1100.2787
07/15 05:00:00 | 71.96 | 22.2 | 0% | 1.4528 | 53847.5669 | 1.0882 | 3.9177 | 4.5689 | 4.112 | 0 | 0 | 0 | 385.5755 | 1.4528 | 53847.5669 | 1.0882 | 4.2442 | 4.9496 | 4.2072 | 0 | 0 | 0 | 376.8547 | 0 | 0 | 0 | 0 | 0 | 0 | 0 | 759.346 | 0 | 0 | 0 | 0 | 0 | 0 | 0 | 1236.3929 | 0 | 0 | 0 | 0 | 0 | 0 | 0 | 0 | 1147.235 | 0 | 0 | 0 | 0.0042 | 0 | 0.00057666 | 0.00057666 | 770.2496 | 0 | 0 | 0 | 0.0042 | 0 | 0.00057666 | 0.00057666 | 1174.1354 | 0 | 0 | 0 | 0.0042 | 0 | 0 | 0.00057666 | 0.00057666 | 1100.2793
07/15 06:00:00 | 73.04 | 22.8 | 0% | 1.4732 | 54602.2855 | 1.0811 | 3.892 | 4.5976 | 4.1378 | 0 | 0 | 0 | 385.5755 | 1.4732 | 54602.2855 | 1.0811 | 4.2164 | 4.9807 | 4.2336 | 0 | 0 | 0 | 376.8547 | 0 | 0 | 0 | 0 | 0 | 0 | 0 | 759.346 | 0 | 0 | 0 | 0 | 0 | 0 | 0 | 1236.3929 | 0 | 0 | 0 | 0 | 0 | 0 | 0 | 0 | 1147.235 | 0 | 0 | 0 | 0.0042 | 0 | 0.00057666 | 0.00057666 | 770.2502 | 0 | 0 | 0 | 0.0042 | 0 | 0.00057666 | 0.00057666 | 1174.136 | 0 | 0 | 0 | 0.0042 | 0 | 0 | 0.00057666 | 0.00057666 | 1100.2799
07/15 07:00:00 | 73.94 | 23.3 | 0% | 1.4903 | 55235.1212 | 1.0748 | 3.8692 | 4.6215 | 4.1594 | 0 | 0 | 0 | 385.5755 | 1.4903 | 55235.1212 | 1.0748 | 4.1916 | 5.0067 | 4.2557 | 0 | 0 | 0 | 376.8547 | 0 | 0 | 0 | 0 | 0 | 0 | 0 | 759.346 | 0 | 0 | 0 | 0 | 0 | 0 | 0 | 1236.3929 | 0 | 0 | 0 | 0 | 0 | 0 | 0 | 0 | 1147.235 | 0 | 0 | 0 | 0.0042 | 0 | 0.00057666 | 0.00057666 | 770.2507 | 0 | 0 | 0 | 0.0042 | 0 | 0.00057666 | 0.00057666 | 1174.1365 | 0 | 0 | 0 | 0.0042 | 0 | 0 | 0.00057666 | 0.00057666 | 1100.2805
07/15 08:00:00 | 78.98 | 26.1 | 0% | 1.5877 | 58844.5776 | 1.0332 | 3.7194 | 4.7574 | 4.2816 | 0 | 0 | 0 | 385.5755 | 1.5877 | 58844.5776 | 1.0332 | 4.0294 | 5.1538 | 4.3808 | 0 | 0 | 0 | 376.8547 | 0 | 0 | 0 | 0 | 0 | 0 | 0 | 759.346 | 0 | 0 | 0 | 0 | 0 | 0 | 0 | 1236.3929 | 0 | 0 | 0 | 0 | 0 | 0 | 0 | 0 | 1147.235 | 0 | 0 | 0 | 0.0042 | 0 | 0.00057666 | 0.00057666 | 770.2513 | 0 | 0 | 0 | 0.0042 | 0 | 0.00057666 | 0.00057666 | 1174.1371 | 0 | 0 | 0 | 0.0042 | 0 | 0 | 0.00057666 | 0.00057666 | 1100.281
07/15 09:00:00 | 80.96 | 27.2 | 0% | 1.6267 | 60293.0247 | 1.0144 | 3.6518 | 4.8119 | 4.3307 | 0 | 0 | 0 | 385.5755 | 1.6267 | 60293.0247 | 1.0144 | 3.9561 | 5.2129 | 4.4309 | 0 | 0 | 0 | 376.8547 | 0 | 0 | 0 | 0 | 0 | 0 | 0 | 759.346 | 0 | 0 | 0 | 0 | 0 | 0 | 0 | 1236.3929 | 0 | 0 | 0 | 0 | 0 | 0 | 0 | 0 | 1147.235 | 0 | 0 | 0 | 0.0042 | 0 | 0.00057666 | 0.00057666 | 770.2519 | 0 | 0 | 0 | 0.0042 | 0 | 0.00057666 | 0.00057666 | 1174.1377 | 0 | 0 | 0 | 0.0042 | 0 | 0 | 0.00057666 | 0.00057666 | 1100.2816
07/15 10:00:00 | 84.02 | 28.9 | 0% | 1.6881 | 62565.316 | 0.9832 | 3.5395 | 4.8978 | 4.408 | 0 | 0 | 0 | 385.5755 | 1.6881 | 62565.316 | 0.9832 | 3.8345 | 5.3059 | 4.51 | 0 | 0 | 0 | 376.8547 | 0 | 0 | 0 | 0 | 0 | 0 | 0 | 759.346 | 0 | 0 | 0 | 0 | 0 | 0 | 0 | 1236.3929 | 0 | 0 | 0 | 0 | 0 | 0 | 0 | 0 | 1147.235 | 0 | 0 | 0 | 0.0042 | 0 | 0.00057666 | 0.00057666 | 770.2525 | 0 | 0 | 0 | 0.0042 | 0 | 0.00057666 | 0.00057666 | 1174.1383 | 0 | 0 | 0 | 0.0042 | 0 | 0 | 0.00057666 | 0.00057666 | 1100.2822
07/15 11:00:00 | 86 | 30 | 0% | 1.7283 | 64057.4811 | 0.96189 | 3.4628 | 4.9546 | 4.4591 | 0 | 0 | 0 | 385.5755 | 1.7283 | 64057.4811 | 0.96189 | 3.7514 | 5.3675 | 4.5624 | 0 | 0 | 0 | 376.8547 | 0 | 0 | 0 | 0 | 0 | 0 | 0 | 759.346 | 0 | 0 | 0 | 0 | 0 | 0 | 0 | 1236.3929 | 0 | 0 | 0 | 0 | 0 | 0 | 0 | 0 | 1147.235 | 0 | 0 | 0 | 0.0042 | 0 | 0.00057666 | 0.00057666 | 770.2531 | 0 | 0 | 0 | 0.0042 | 0 | 0.00057666 | 0.00057666 | 1174.1389 | 0 | 0 | 0 | 0.0042 | 0 | 0 | 0.00057666 | 0.00057666 | 1100.2828
07/15 12:00:00 | 87.08 | 30.6 | 0% | 1.7505 | 64878.6283 | 0.94996 | 3.4199 | 4.9861 | 4.4874 | 0 | 0 | 0 | 385.5755 | 1.7505 | 64878.6283 | 0.94996 | 3.7048 | 5.4016 | 4.5913 | 0 | 0 | 0 | 376.8547 | 0 | 0 | 0 | 0 | 0 | 0 | 0 | 759.346 | 0 | 0 | 0 | 0 | 0 | 0 | 0 | 1236.3929 | 0 | 0 | 0 | 0 | 0 | 0 | 0 | 0 | 1147.235 | 0 | 0 | 0 | 0.0042 | 0 | 0.00057666 | 0.00057666 | 770.2536 | 0 | 0 | 0 | 0.0042 | 0 | 0.00057666 | 0.00057666 | 1174.1394 | 0 | 0 | 0 | 0.0042 | 0 | 0 | 0.00057666 | 0.00057666 | 1100.2834
07/15 13:00:00 | 89.06 | 31.7 | 0% | 1.7914 | 66397.3365 | 0.92764 | 3.3395 | 5.0446 | 4.5401 | 0 | 0 | 0 | 385.5755 | 1.7914 | 66397.3365 | 0.92764 | 3.6178 | 5.4649 | 4.6452 | 0 | 0 | 0 | 376.8547 | 0 | 0 | 0 | 0 | 0 | 0 | 0 | 759.346 | 0 | 0 | 0 | 0 | 0 | 0 | 0 | 1236.3929 | 0 | 0 | 0 | 0 | 0 | 0 | 0 | 0 | 1147.235 | 0 | 0 | 0 | 0.0042 | 0 | 0.00057666 | 0.00057666 | 770.2542 | 0 | 0 | 0 | 0.0042 | 0 | 0.00057666 | 0.00057666 | 1174.14 | 0 | 0 | 0 | 0.0042 | 0 | 0 | 0.00057666 | 0.00057666 | 1100.2839
07/15 14:00:00 | 89.06 | 31.7 | 0% | 1.7914 | 66397.3365 | 0.92764 | 3.3395 | 5.0446 | 4.5401 | 0 | 0 | 0 | 385.5755 | 1.7914 | 66397.3365 | 0.92764 | 3.6178 | 5.4649 | 4.6452 | 0 | 0 | 0 | 376.8547 | 0 | 0 | 0 | 0 | 0 | 0 | 0 | 759.346 | 0 | 0 | 0 | 0 | 0 | 0 | 0 | 1236.3929 | 0 | 0 | 0 | 0 | 0 | 0 | 0 | 0 | 1147.235 | 0 | 0 | 0 | 0.0042 | 0 | 0.00057666 | 0.00057666 | 770.2548 | 0 | 0 | 0 | 0.0042 | 0 | 0.00057666 | 0.00057666 | 1174.1406 | 0 | 0 | 0 | 0.0042 | 0 | 0 | 0.00057666 | 0.00057666 | 1100.2845
07/15 15:00:00 | 93.02 | 33.9 | 0% | 1.8748 | 69486.2775 | 0.88176 | 3.1744 | 5.1651 | 4.6486 | 0 | 0 | 0 | 385.5755 | 1.8748 | 69486.2775 | 0.88176 | 3.4389 | 5.5955 | 4.7562 | 0 | 0 | 0 | 376.8547 | 0 | 0 | 0 | 0 | 0 | 0 | 0 | 759.346 | 0 | 0 | 0 | 0 | 0 | 0 | 0 | 1236.3929 | 0 | 0 | 0 | 0 | 0 | 0 | 0 | 0 | 1147.235 | 0 | 0 | 0 | 0.0042 | 0 | 0.00057666 | 0.00057666 | 770.2554 | 0 | 0 | 0 | 0.0042 | 0 | 0.00057666 | 0.00057666 | 1174.1412 | 0 | 0 | 0 | 0.0042 | 0 | 0 | 0.00057666 | 0.00057666 | 1100.2851
07/15 16:00:00 | 84.92 | 29.4 | 0% | 1.7063 | 63241.4437 | 0.97361 | 3.505 | 4.9235 | 4.4311 | 0 | 0 | 0 | 385.5755 | 1.7063 | 63241.4437 | 0.97361 | 3.7971 | 5.3338 | 4.5337 | 0 | 0 | 0 | 376.8547 | 0 | 0 | 0 | 0 | 0 | 0 | 0 | 759.346 | 0 | 0 | 0 | 0 | 0 | 0 | 0 | 1236.3929 | 0 | 0 | 0 | 0 | 0 | 0 | 0 | 0 | 1147.235 | 0 | 0 | 0 | 0.0042 | 0 | 0.00057666 | 0.00057666 | 770.2559 | 0 | 0 | 0 | 0.0042 | 0 | 0.00057666 | 0.00057666 | 1174.1417 | 0 | 0 | 0 | 0.0042 | 0 | 0 | 0.00057666 | 0.00057666 | 1100.2857
07/15 17:00:00 | 82.94 | 28.3 | 0% | 1.6663 | 61758.6468 | 0.99447 | 3.5801 | 4.8672 | 4.3805 | 0 | 0 | 0 | 385.5755 | 1.6663 | 61758.6468 | 0.99447 | 3.8784 | 5.2728 | 4.4819 | 0 | 0 | 0 | 376.8547 | 0 | 0 | 0 | 0 | 0 | 0 | 0 | 759.346 | 0 | 0 | 0 | 0 | 0 | 0 | 0 | 1236.3929 | 0 | 0 | 0 | 0 | 0 | 0 | 0 | 0 | 1147.235 | 0 | 0 | 0 | 0.0042 | 0 | 0.00057666 | 0.00057666 | 770.2565 | 0 | 0 | 0 | 0.0042 | 0 | 0.00057666 | 0.00057666 | 1174.1423 | 0 | 0 | 0 | 0.0042 | 0 | 0 | 0.00057666 | 0.00057666 | 1100.2862
07/15 18:00:00 | 84.02 | 28.9 | 0% | 1.6881 | 62565.316 | 0.9832 | 3.5395 | 4.8978 | 4.408 | 0 | 0 | 0 | 385.5755 | 1.6881 | 62565.316 | 0.9832 | 3.8345 | 5.3059 | 4.51 | 0 | 0 | 0 | 376.8547 | 0 | 0 | 0 | 0 | 0 | 0 | 0 | 759.346 | 0 | 0 | 0 | 0 | 0 | 0 | 0 | 1236.3929 | 0 | 0 | 0 | 0 | 0 | 0 | 0 | 0 | 1147.235 | 0 | 0 | 0 | 0.0042 | 0 | 0.00057666 | 0.00057666 | 770.2571 | 0 | 0 | 0 | 0.0042 | 0 | 0.00057666 | 0.00057666 | 1174.1429 | 0 | 0 | 0 | 0.0042 | 0 | 0 | 0.00057666 | 0.00057666 | 1100.2868
07/15 19:00:00 | 84.02 | 28.9 | 0% | 1.6881 | 62565.316 | 0.9832 | 3.5395 | 4.8978 | 4.408 | 0 | 0 | 0 | 385.5755 | 1.6881 | 62565.316 | 0.9832 | 3.8345 | 5.3059 | 4.51 | 0 | 0 | 0 | 376.8547 | 0 | 0 | 0 | 0 | 0 | 0 | 0 | 759.346 | 0 | 0 | 0 | 0 | 0 | 0 | 0 | 1236.3929 | 0 | 0 | 0 | 0 | 0 | 0 | 0 | 0 | 1147.235 | 0 | 0 | 0 | 0.0042 | 0 | 0.00057666 | 0.00057666 | 770.2577 | 0 | 0 | 0 | 0.0042 | 0 | 0.00057666 | 0.00057666 | 1174.1435 | 0 | 0 | 0 | 0.0042 | 0 | 0 | 0.00057666 | 0.00057666 | 1100.2874
07/15 20:00:00 | 78.98 | 26.1 | 0% | 1.5877 | 58844.5776 | 1.0332 | 3.7194 | 4.7574 | 4.2816 | 0 | 0 | 0 | 385.5755 | 1.5877 | 58844.5776 | 1.0332 | 4.0294 | 5.1538 | 4.3808 | 0 | 0 | 0 | 376.8547 | 0 | 0 | 0 | 0 | 0 | 0 | 0 | 759.346 | 0 | 0 | 0 | 0 | 0 | 0 | 0 | 1236.3929 | 0 | 0 | 0 | 0 | 0 | 0 | 0 | 0 | 1147.235 | 0 | 0 | 0 | 0.0042 | 0 | 0.00057666 | 0.00057666 | 770.2582 | 0 | 0 | 0 | 0.0042 | 0 | 0.00057666 | 0.00057666 | 1174.144 | 0 | 0 | 0 | 0.0042 | 0 | 0 | 0.00057666 | 0.00057666 | 1100.288
07/15 21:00:00 | 78.98 | 26.1 | 0% | 1.5877 | 58844.5776 | 1.0332 | 3.7194 | 4.7574 | 4.2816 | 0 | 0 | 0 | 385.5755 | 1.5877 | 58844.5776 | 1.0332 | 4.0294 | 5.1538 | 4.3808 | 0 | 0 | 0 | 376.8547 | 0 | 0 | 0 | 0 | 0 | 0 | 0 | 759.346 | 0 | 0 | 0 | 0 | 0 | 0 | 0 | 1236.3929 | 0 | 0 | 0 | 0 | 0 | 0 | 0 | 0 | 1147.235 | 0 | 0 | 0 | 0.0042 | 0 | 0.00057666 | 0.00057666 | 770.2588 | 0 | 0 | 0 | 0.0042 | 0 | 0.00057666 | 0.00057666 | 1174.1446 | 0 | 0 | 0 | 0.0042 | 0 | 0 | 0.00057666 | 0.00057666 | 1100.2885
07/15 22:00:00 | 78.08 | 25.6 | 0% | 1.5701 | 58191.8702 | 1.0413 | 3.7487 | 4.7329 | 4.2596 | 0 | 0 | 0 | 385.5755 | 1.5701 | 58191.8702 | 1.0413 | 4.0611 | 5.1273 | 4.3582 | 0 | 0 | 0 | 376.8547 | 0 | 0 | 0 | 0 | 0 | 0 | 0 | 759.346 | 0 | 0 | 0 | 0 | 0 | 0 | 0 | 1236.3929 | 0 | 0 | 0 | 0 | 0 | 0 | 0 | 0 | 1147.235 | 0 | 0 | 0 | 0.0042 | 0 | 0.00057666 | 0.00057666 | 770.2594 | 0 | 0 | 0 | 0.0042 | 0 | 0.00057666 | 0.00057666 | 1174.1452 | 0 | 0 | 0 | 0.0042 | 0 | 0 | 0.00057666 | 0.00057666 | 1100.2891
07/15 23:00:00 | 77 | 25 | 0% | 1.5491 | 57413.3053 | 1.0507 | 3.7824 | 4.7036 | 4.2332 | 0 | 0 | 0 | 385.5755 | 1.5491 | 57413.3053 | 1.0507 | 4.0976 | 5.0956 | 4.3312 | 0 | 0 | 0 | 376.8547 | 0 | 0 | 0 | 0 | 0 | 0 | 0 | 759.346 | 0 | 0 | 0 | 0 | 0 | 0 | 0 | 1236.3929 | 0 | 0 | 0 | 0 | 0 | 0 | 0 | 0 | 1147.235 | 0 | 0 | 0 | 0.0042 | 0 | 0.00057666 | 0.00057666 | 770.26 | 0 | 0 | 0 | 0.0042 | 0 | 0.00057666 | 0.00057666 | 1174.1458 | 0 | 0 | 0 | 0.0042 | 0 | 0 | 0.00057666 | 0.00057666 | 1100.2897
07/15 24:00:00 | 75.92 | 24.4 | 0% | 1.5282 | 56639.8504 | 1.0596 | 3.8146 | 4.6745 | 4.2071 | 0 | 0 | 0 | 385.5755 | 1.5282 | 56639.8504 | 1.0596 | 4.1325 | 5.0641 | 4.3044 | 0 | 0 | 0 | 376.8547 | 0 | 0 | 0 | 0 | 0 | 0 | 0 | 759.346 | 0 | 0 | 0 | 0 | 0 | 0 | 0 | 1236.3929 | 0 | 0 | 0 | 0 | 0 | 0 | 0 | 0 | 1147.235 | 0 | 0 | 0 | 0.0042 | 0 | 0.00057666 | 0.00057666 | 770.2606 | 0 | 0 | 0 | 0.0042 | 0 | 0.00057666 | 0.00057666 | 1174.1464 | 0 | 0 | 0 | 0.0042 | 0 | 0 | 0.00057666 | 0.00057666 | 1100.2903
07/16 01:00:00 | 75.92 | 24.4 | 0% | 1.5282 | 56639.8504 | 1.0596 | 3.8146 | 4.6745 | 4.2071 | 0 | 0 | 0 | 385.5755 | 1.5282 | 56639.8504 | 1.0596 | 4.1325 | 5.0641 | 4.3044 | 0 | 0 | 0 | 376.8547 | 0 | 0 | 0 | 0 | 0 | 0 | 0 | 759.346 | 0 | 0 | 0 | 0 | 0 | 0 | 0 | 1236.3929 | 0 | 0 | 0 | 0 | 0 | 0 | 0 | 0 | 1147.235 | 0 | 0 | 0 | 0.0042 | 0 | 0.00057666 | 0.00057666 | 770.2611 | 0 | 0 | 0 | 0.0042 | 0 | 0.00057666 | 0.00057666 | 1174.1469 | 0 | 0 | 0 | 0.0042 | 0 | 0 | 0.00057666 | 0.00057666 | 1100.2908
07/16 02:00:00 | 73.94 | 23.3 | 0% | 1.4903 | 55235.1212 | 1.0748 | 3.8692 | 4.6215 | 4.1594 | 0 | 0 | 0 | 385.5755 | 1.4903 | 55235.1212 | 1.0748 | 4.1916 | 5.0067 | 4.2557 | 0 | 0 | 0 | 376.8547 | 0 | 0 | 0 | 0 | 0 | 0 | 0 | 759.346 | 0 | 0 | 0 | 0 | 0 | 0 | 0 | 1236.3929 | 0 | 0 | 0 | 0 | 0 | 0 | 0 | 0 | 1147.235 | 0 | 0 | 0 | 0.0042 | 0 | 0.00057666 | 0.00057666 | 770.2617 | 0 | 0 | 0 | 0.0042 | 0 | 0.00057666 | 0.00057666 | 1174.1475 | 0 | 0 | 0 | 0.0042 | 0 | 0 | 0.00057666 | 0.00057666 | 1100.2914
07/16 03:00:00 | 73.94 | 23.3 | 0% | 1.4903 | 55235.1212 | 1.0748 | 3.8692 | 4.6215 | 4.1594 | 0 | 0 | 0 | 385.5755 | 1.4903 | 55235.1212 | 1.0748 | 4.1916 | 5.0067 | 4.2557 | 0 | 0 | 0 | 376.8547 | 0 | 0 | 0 | 0 | 0 | 0 | 0 | 759.346 | 0 | 0 | 0 | 0 | 0 | 0 | 0 | 1236.3929 | 0 | 0 | 0 | 0 | 0 | 0 | 0 | 0 | 1147.235 | 0 | 0 | 0 | 0.0042 | 0 | 0.00057666 | 0.00057666 | 770.2623 | 0 | 0 | 0 | 0.0042 | 0 | 0.00057666 | 0.00057666 | 1174.1481 | 0 | 0 | 0 | 0.0042 | 0 | 0 | 0.00057666 | 0.00057666 | 1100.292
07/16 04:00:00 | 73.4 | 23 | 0% | 1.48 | 54854.994 | 1.0786 | 3.8831 | 4.6071 | 4.1464 | 0 | 0 | 0 | 385.5755 | 1.48 | 54854.994 | 1.0786 | 4.2067 | 4.9911 | 4.2424 | 0 | 0 | 0 | 376.8547 | 0 | 0 | 0 | 0 | 0 | 0 | 0 | 759.346 | 0 | 0 | 0 | 0 | 0 | 0 | 0 | 1236.3929 | 0 | 0 | 0 | 0 | 0 | 0 | 0 | 0 | 1147.235 | 0 | 0 | 0 | 0.0042 | 0 | 0.00057666 | 0.00057666 | 770.2629 | 0 | 0 | 0 | 0.0042 | 0 | 0.00057666 | 0.00057666 | 1174.1487 | 0 | 0 | 0 | 0.0042 | 0 | 0 | 0.00057666 | 0.00057666 | 1100.2926
07/16 05:00:00 | 73.04 | 22.8 | 0% | 1.4732 | 54602.2855 | 1.0811 | 3.892 | 4.5976 | 4.1378 | 0 | 0 | 0 | 385.5755 | 1.4732 | 54602.2855 | 1.0811 | 4.2164 | 4.9807 | 4.2336 | 0 | 0 | 0 | 376.8547 | 0 | 0 | 0 | 0 | 0 | 0 | 0 | 759.346 | 0 | 0 | 0 | 0 | 0 | 0 | 0 | 1236.3929 | 0 | 0 | 0 | 0 | 0 | 0 | 0 | 0 | 1147.235 | 0 | 0 | 0 | 0.0042 | 0 | 0.00057666 | 0.00057666 | 770.2634 | 0 | 0 | 0 | 0.0042 | 0 | 0.00057666 | 0.00057666 | 1174.1492 | 0 | 0 | 0 | 0.0042 | 0 | 0 | 0.00057666 | 0.00057666 | 1100.2932
07/16 06:00:00 | 73.04 | 22.8 | 0% | 1.4732 | 54602.2855 | 1.0811 | 3.892 | 4.5976 | 4.1378 | 0 | 0 | 0 | 385.5755 | 1.4732 | 54602.2855 | 1.0811 | 4.2164 | 4.9807 | 4.2336 | 0 | 0 | 0 | 376.8547 | 0 | 0 | 0 | 0 | 0 | 0 | 0 | 759.346 | 0 | 0 | 0 | 0 | 0 | 0 | 0 | 1236.3929 | 0 | 0 | 0 | 0 | 0 | 0 | 0 | 0 | 1147.235 | 0 | 0 | 0 | 0.0042 | 0 | 0.00057666 | 0.00057666 | 770.264 | 0 | 0 | 0 | 0.0042 | 0 | 0.00057666 | 0.00057666 | 1174.1498 | 0 | 0 | 0 | 0.0042 | 0 | 0 | 0.00057666 | 0.00057666 | 1100.2937
07/16 07:00:00 | 73.94 | 23.3 | 0% | 1.4903 | 55235.1212 | 1.0748 | 3.8692 | 4.6215 | 4.1594 | 0 | 0 | 0 | 385.5755 | 1.4903 | 55235.1212 | 1.0748 | 4.1916 | 5.0067 | 4.2557 | 0 | 0 | 0 | 376.8547 | 0 | 0 | 0 | 0 | 0 | 0 | 0 | 759.346 | 0 | 0 | 0 | 0 | 0 | 0 | 0 | 1236.3929 | 0 | 0 | 0 | 0 | 0 | 0 | 0 | 0 | 1147.235 | 0 | 0 | 0 | 0.0042 | 0 | 0.00057666 | 0.00057666 | 770.2646 | 0 | 0 | 0 | 0.0042 | 0 | 0.00057666 | 0.00057666 | 1174.1504 | 0 | 0 | 0 | 0.0042 | 0 | 0 | 0.00057666 | 0.00057666 | 1100.2943
07/16 08:00:00 | 77 | 25 | 0% | 1.5491 | 57413.3053 | 1.0507 | 3.7824 | 4.7036 | 4.2332 | 0 | 0 | 0 | 385.5755 | 1.5491 | 57413.3053 | 1.0507 | 4.0976 | 5.0956 | 4.3312 | 0 | 0 | 0 | 376.8547 | 0 | 0 | 0 | 0 | 0 | 0 | 0 | 759.346 | 0 | 0 | 0 | 0 | 0 | 0 | 0 | 1236.3929 | 0 | 0 | 0 | 0 | 0 | 0 | 0 | 0 | 1147.235 | 0 | 0 | 0 | 0.0042 | 0 | 0.00057666 | 0.00057666 | 770.2652 | 0 | 0 | 0 | 0.0042 | 0 | 0.00057666 | 0.00057666 | 1174.151 | 0 | 0 | 0 | 0.0042 | 0 | 0 | 0.00057666 | 0.00057666 | 1100.2949
07/16 09:00:00 | 80.96 | 27.2 | 0% | 1.6267 | 60293.0247 | 1.0144 | 3.6518 | 4.8119 | 4.3307 | 0 | 0 | 0 | 385.5755 | 1.6267 | 60293.0247 | 1.0144 | 3.9561 | 5.2129 | 4.4309 | 0 | 0 | 0 | 376.8547 | 0 | 0 | 0 | 0 | 0 | 0 | 0 | 759.346 | 0 | 0 | 0 | 0 | 0 | 0 | 0 | 1236.3929 | 0 | 0 | 0 | 0 | 0 | 0 | 0 | 0 | 1147.235 | 0 | 0 | 0 | 0.0042 | 0 | 0.00057666 | 0.00057666 | 770.2657 | 0 | 0 | 0 | 0.0042 | 0 | 0.00057666 | 0.00057666 | 1174.1515 | 0 | 0 | 0 | 0.0042 | 0 | 0 | 0.00057666 | 0.00057666 | 1100.2955
07/16 10:00:00 | 82.94 | 28.3 | 0% | 1.6663 | 61758.6468 | 0.99447 | 3.5801 | 4.8672 | 4.3805 | 0 | 0 | 0 | 385.5755 | 1.6663 | 61758.6468 | 0.99447 | 3.8784 | 5.2728 | 4.4819 | 0 | 0 | 0 | 376.8547 | 0 | 0 | 0 | 0 | 0 | 0 | 0 | 759.346 | 0 | 0 | 0 | 0 | 0 | 0 | 0 | 1236.3929 | 0 | 0 | 0 | 0 | 0 | 0 | 0 | 0 | 1147.235 | 0 | 0 | 0 | 0.0042 | 0 | 0.00057666 | 0.00057666 | 770.2663 | 0 | 0 | 0 | 0.0042 | 0 | 0.00057666 | 0.00057666 | 1174.1521 | 0 | 0 | 0 | 0.0042 | 0 | 0 | 0.00057666 | 0.00057666 | 1100.296
07/16 11:00:00 | 84.92 | 29.4 | 0% | 1.7063 | 63241.4437 | 0.97361 | 3.505 | 4.9235 | 4.4311 | 0 | 0 | 0 | 385.5755 | 1.7063 | 63241.4437 | 0.97361 | 3.7971 | 5.3338 | 4.5337 | 0 | 0 | 0 | 376.8547 | 0 | 0 | 0 | 0 | 0 | 0 | 0 | 759.346 | 0 | 0 | 0 | 0 | 0 | 0 | 0 | 1236.3929 | 0 | 0 | 0 | 0 | 0 | 0 | 0 | 0 | 1147.235 | 0 | 0 | 0 | 0.0042 | 0 | 0.00057666 | 0.00057666 | 770.2669 | 0 | 0 | 0 | 0.0042 | 0 | 0.00057666 | 0.00057666 | 1174.1527 | 0 | 0 | 0 | 0.0042 | 0 | 0 | 0.00057666 | 0.00057666 | 1100.2966
07/16 12:00:00 | 87.98 | 31.1 | 0% | 1.769 | 65566.8211 | 0.93988 | 3.3836 | 5.0125 | 4.5113 | 0 | 0 | 0 | 385.5755 | 1.769 | 65566.8211 | 0.93988 | 3.6655 | 5.4302 | 4.6157 | 0 | 0 | 0 | 376.8547 | 0 | 0 | 0 | 0 | 0 | 0 | 0 | 759.346 | 0 | 0 | 0 | 0 | 0 | 0 | 0 | 1236.3929 | 0 | 0 | 0 | 0 | 0 | 0 | 0 | 0 | 1147.235 | 0 | 0 | 0 | 0.0042 | 0 | 0.00057666 | 0.00057666 | 770.2675 | 0 | 0 | 0 | 0.0042 | 0 | 0.00057666 | 0.00057666 | 1174.1533 | 0 | 0 | 0 | 0.0042 | 0 | 0 | 0.00057666 | 0.00057666 | 1100.2972
07/16 13:00:00 | 84.02 | 28.9 | 0% | 1.6881 | 62565.316 | 0.9832 | 3.5395 | 4.8978 | 4.408 | 0 | 0 | 0 | 385.5755 | 1.6881 | 62565.316 | 0.9832 | 3.8345 | 5.3059 | 4.51 | 0 | 0 | 0 | 376.8547 | 0 | 0 | 0 | 0 | 0 | 0 | 0 | 759.346 | 0 | 0 | 0 | 0 | 0 | 0 | 0 | 1236.3929 | 0 | 0 | 0 | 0 | 0 | 0 | 0 | 0 | 1147.235 | 0 | 0 | 0 | 0.0042 | 0 | 0.00057666 | 0.00057666 | 770.268 | 0 | 0 | 0 | 0.0042 | 0 | 0.00057666 | 0.00057666 | 1174.1538 | 0 | 0 | 0 | 0.0042 | 0 | 0 | 0.00057666 | 0.00057666 | 1100.2978
07/16 14:00:00 | 82.94 | 28.3 | 0% | 1.6663 | 61758.6468 | 0.99447 | 3.5801 | 4.8672 | 4.3805 | 0 | 0 | 0 | 385.5755 | 1.6663 | 61758.6468 | 0.99447 | 3.8784 | 5.2728 | 4.4819 | 0 | 0 | 0 | 376.8547 | 0 | 0 | 0 | 0 | 0 | 0 | 0 | 759.346 | 0 | 0 | 0 | 0 | 0 | 0 | 0 | 1236.3929 | 0 | 0 | 0 | 0 | 0 | 0 | 0 | 0 | 1147.235 | 0 | 0 | 0 | 0.0042 | 0 | 0.00057666 | 0.00057666 | 770.2686 | 0 | 0 | 0 | 0.0042 | 0 | 0.00057666 | 0.00057666 | 1174.1544 | 0 | 0 | 0 | 0.0042 | 0 | 0 | 0.00057666 | 0.00057666 | 1100.2983
07/16 15:00:00 | 89.96 | 32.2 | 0% | 1.8102 | 67093.336 | 0.91733 | 3.3024 | 5.0715 | 4.5644 | 0 | 0 | 0 | 385.5755 | 1.8102 | 67093.336 | 0.91733 | 3.5776 | 5.4942 | 4.67 | 0 | 0 | 0 | 376.8547 | 0 | 0 | 0 | 0 | 0 | 0 | 0 | 759.346 | 0 | 0 | 0 | 0 | 0 | 0 | 0 | 1236.3929 | 0 | 0 | 0 | 0 | 0 | 0 | 0 | 0 | 1147.235 | 0 | 0 | 0 | 0.0042 | 0 | 0.00057666 | 0.00057666 | 770.2692 | 0 | 0 | 0 | 0.0042 | 0 | 0.00057666 | 0.00057666 | 1174.155 | 0 | 0 | 0 | 0.0042 | 0 | 0 | 0.00057666 | 0.00057666 | 1100.2989
07/16 16:00:00 | 87.98 | 31.1 | 0% | 1.769 | 65566.8211 | 0.93988 | 3.3836 | 5.0125 | 4.5113 | 0 | 0 | 0 | 385.5755 | 1.769 | 65566.8211 | 0.93988 | 3.6655 | 5.4302 | 4.6157 | 0 | 0 | 0 | 376.8547 | 0 | 0 | 0 | 0 | 0 | 0 | 0 | 759.346 | 0 | 0 | 0 | 0 | 0 | 0 | 0 | 1236.3929 | 0 | 0 | 0 | 0 | 0 | 0 | 0 | 0 | 1147.235 | 0 | 0 | 0 | 0.0042 | 0 | 0.00057666 | 0.00057666 | 770.2698 | 0 | 0 | 0 | 0.0042 | 0 | 0.00057666 | 0.00057666 | 1174.1556 | 0 | 0 | 0 | 0.0042 | 0 | 0 | 0.00057666 | 0.00057666 | 1100.2995
07/16 17:00:00 | 87.98 | 31.1 | 0% | 1.769 | 65566.8211 | 0.93988 | 3.3836 | 5.0125 | 4.5113 | 0 | 0 | 0 | 385.5755 | 1.769 | 65566.8211 | 0.93988 | 3.6655 | 5.4302 | 4.6157 | 0 | 0 | 0 | 376.8547 | 0 | 0 | 0 | 0 | 0 | 0 | 0 | 759.346 | 0 | 0 | 0 | 0 | 0 | 0 | 0 | 1236.3929 | 0 | 0 | 0 | 0 | 0 | 0 | 0 | 0 | 1147.235 | 0 | 0 | 0 | 0.0042 | 0 | 0.00057666 | 0.00057666 | 770.2704 | 0 | 0 | 0 | 0.0042 | 0 | 0.00057666 | 0.00057666 | 1174.1562 | 0 | 0 | 0 | 0.0042 | 0 | 0 | 0.00057666 | 0.00057666 | 1100.3001
07/16 18:00:00 | 86 | 30 | 0% | 1.7283 | 64057.4811 | 0.96189 | 3.4628 | 4.9546 | 4.4591 | 0 | 0 | 0 | 385.5755 | 1.7283 | 64057.4811 | 0.96189 | 3.7514 | 5.3675 | 4.5624 | 0 | 0 | 0 | 376.8547 | 0 | 0 | 0 | 0 | 0 | 0 | 0 | 759.346 | 0 | 0 | 0 | 0 | 0 | 0 | 0 | 1236.3929 | 0 | 0 | 0 | 0 | 0 | 0 | 0 | 0 | 1147.235 | 0 | 0 | 0 | 0.0042 | 0 | 0.00057666 | 0.00057666 | 770.2709 | 0 | 0 | 0 | 0.0042 | 0 | 0.00057666 | 0.00057666 | 1174.1567 | 0 | 0 | 0 | 0.0042 | 0 | 0 | 0.00057666 | 0.00057666 | 1100.3007
07/16 19:00:00 | 86 | 30 | 0% | 1.7283 | 64057.4811 | 0.96189 | 3.4628 | 4.9546 | 4.4591 | 0 | 0 | 0 | 385.5755 | 1.7283 | 64057.4811 | 0.96189 | 3.7514 | 5.3675 | 4.5624 | 0 | 0 | 0 | 376.8547 | 0 | 0 | 0 | 0 | 0 | 0 | 0 | 759.346 | 0 | 0 | 0 | 0 | 0 | 0 | 0 | 1236.3929 | 0 | 0 | 0 | 0 | 0 | 0 | 0 | 0 | 1147.235 | 0 | 0 | 0 | 0.0042 | 0 | 0.00057666 | 0.00057666 | 770.2715 | 0 | 0 | 0 | 0.0042 | 0 | 0.00057666 | 0.00057666 | 1174.1573 | 0 | 0 | 0 | 0.0042 | 0 | 0 | 0.00057666 | 0.00057666 | 1100.3012
07/16 20:00:00 | 82.04 | 27.8 | 0% | 1.6483 | 61090.3258 | 1.0036 | 3.6131 | 4.8419 | 4.3578 | 0 | 0 | 0 | 385.5755 | 1.6483 | 61090.3258 | 1.0036 | 3.9142 | 5.2454 | 4.4586 | 0 | 0 | 0 | 376.8547 | 0 | 0 | 0 | 0 | 0 | 0 | 0 | 759.346 | 0 | 0 | 0 | 0 | 0 | 0 | 0 | 1236.3929 | 0 | 0 | 0 | 0 | 0 | 0 | 0 | 0 | 1147.235 | 0 | 0 | 0 | 0.0042 | 0 | 0.00057666 | 0.00057666 | 770.2721 | 0 | 0 | 0 | 0.0042 | 0 | 0.00057666 | 0.00057666 | 1174.1579 | 0 | 0 | 0 | 0.0042 | 0 | 0 | 0.00057666 | 0.00057666 | 1100.3018
07/16 21:00:00 | 80.06 | 26.7 | 0% | 1.6089 | 59632.5105 | 1.0231 | 3.6831 | 4.787 | 4.3083 | 0 | 0 | 0 | 385.5755 | 1.6089 | 59632.5105 | 1.0231 | 3.99 | 5.1859 | 4.408 | 0 | 0 | 0 | 376.8547 | 0 | 0 | 0 | 0 | 0 | 0 | 0 | 759.346 | 0 | 0 | 0 | 0 | 0 | 0 | 0 | 1236.3929 | 0 | 0 | 0 | 0 | 0 | 0 | 0 | 0 | 1147.235 | 0 | 0 | 0 | 0.0042 | 0 | 0.00057666 | 0.00057666 | 770.2727 | 0 | 0 | 0 | 0.0042 | 0 | 0.00057666 | 0.00057666 | 1174.1585 | 0 | 0 | 0 | 0.0042 | 0 | 0 | 0.00057666 | 0.00057666 | 1100.3024
07/16 22:00:00 | 78.08 | 25.6 | 0% | 1.5701 | 58191.8702 | 1.0413 | 3.7487 | 4.7329 | 4.2596 | 0 | 0 | 0 | 385.5755 | 1.5701 | 58191.8702 | 1.0413 | 4.0611 | 5.1273 | 4.3582 | 0 | 0 | 0 | 376.8547 | 0 | 0 | 0 | 0 | 0 | 0 | 0 | 759.346 | 0 | 0 | 0 | 0 | 0 | 0 | 0 | 1236.3929 | 0 | 0 | 0 | 0 | 0 | 0 | 0 | 0 | 1147.235 | 0 | 0 | 0 | 0.0042 | 0 | 0.00057666 | 0.00057666 | 770.2732 | 0 | 0 | 0 | 0.0042 | 0 | 0.00057666 | 0.00057666 | 1174.159 | 0 | 0 | 0 | 0.0042 | 0 | 0 | 0.00057666 | 0.00057666 | 1100.303
07/16 23:00:00 | 75.2 | 24 | 0% | 1.5143 | 56127.0526 | 1.0653 | 3.8351 | 4.6552 | 4.1897 | 0 | 0 | 0 | 385.5755 | 1.5143 | 56127.0526 | 1.0653 | 4.1547 | 5.0431 | 4.2867 | 0 | 0 | 0 | 376.8547 | 0 | 0 | 0 | 0 | 0 | 0 | 0 | 759.346 | 0 | 0 | 0 | 0 | 0 | 0 | 0 | 1236.3929 | 0 | 0 | 0 | 0 | 0 | 0 | 0 | 0 | 1147.235 | 0 | 0 | 0 | 0.0042 | 0 | 0.00057666 | 0.00057666 | 770.2738 | 0 | 0 | 0 | 0.0042 | 0 | 0.00057666 | 0.00057666 | 1174.1596 | 0 | 0 | 0 | 0.0042 | 0 | 0 | 0.00057666 | 0.00057666 | 1100.3035
07/16 24:00:00 | 75.92 | 24.4 | 0% | 1.5282 | 56639.8504 | 1.0596 | 3.8146 | 4.6745 | 4.2071 | 0 | 0 | 0 | 385.5755 | 1.5282 | 56639.8504 | 1.0596 | 4.1325 | 5.0641 | 4.3044 | 0 | 0 | 0 | 376.8547 | 0 | 0 | 0 | 0 | 0 | 0 | 0 | 759.346 | 0 | 0 | 0 | 0 | 0 | 0 | 0 | 1236.3929 | 0 | 0 | 0 | 0 | 0 | 0 | 0 | 0 | 1147.235 | 0 | 0 | 0 | 0.0042 | 0 | 0.00057666 | 0.00057666 | 770.2744 | 0 | 0 | 0 | 0.0042 | 0 | 0.00057666 | 0.00057666 | 1174.1602 | 0 | 0 | 0 | 0.0042 | 0 | 0 | 0.00057666 | 0.00057666 | 1100.3041
07/17 01:00:00 | 75.02 | 23.9 | 0% | 1.5109 | 55999.208 | 1.0667 | 3.8401 | 4.6504 | 4.1853 | 0 | 0 | 0 | 385.5755 | 1.5109 | 55999.208 | 1.0667 | 4.1602 | 5.0379 | 4.2822 | 0 | 0 | 0 | 376.8547 | 0 | 0 | 0 | 0 | 0 | 0 | 0 | 759.346 | 0 | 0 | 0 | 0 | 0 | 0 | 0 | 1236.3929 | 0 | 0 | 0 | 0 | 0 | 0 | 0 | 0 | 1147.235 | 0 | 0 | 0 | 0.0042 | 0 | 0.00057666 | 0.00057666 | 770.275 | 0 | 0 | 0 | 0.0042 | 0 | 0.00057666 | 0.00057666 | 1174.1608 | 0 | 0 | 0 | 0.0042 | 0 | 0 | 0.00057666 | 0.00057666 | 1100.3047
07/17 02:00:00 | 73.04 | 22.8 | 0% | 1.4732 | 54602.2855 | 1.0811 | 3.892 | 4.5976 | 4.1378 | 0 | 0 | 0 | 385.5755 | 1.4732 | 54602.2855 | 1.0811 | 4.2164 | 4.9807 | 4.2336 | 0 | 0 | 0 | 376.8547 | 0 | 0 | 0 | 0 | 0 | 0 | 0 | 759.346 | 0 | 0 | 0 | 0 | 0 | 0 | 0 | 1236.3929 | 0 | 0 | 0 | 0 | 0 | 0 | 0 | 0 | 1147.235 | 0 | 0 | 0 | 0.0042 | 0 | 0.00057666 | 0.00057666 | 770.2755 | 0 | 0 | 0 | 0.0042 | 0 | 0.00057666 | 0.00057666 | 1174.1613 | 0 | 0 | 0 | 0.0042 | 0 | 0 | 0.00057666 | 0.00057666 | 1100.3053
07/17 03:00:00 | 71.06 | 21.7 | 0% | 1.436 | 53222.538 | 1.0938 | 3.9376 | 4.545 | 4.0905 | 0 | 0 | 0 | 385.5755 | 1.436 | 53222.538 | 1.0938 | 4.2657 | 4.9237 | 4.1852 | 0 | 0 | 0 | 376.8547 | 0 | 0 | 0 | 0 | 0 | 0 | 0 | 759.346 | 0 | 0 | 0 | 0 | 0 | 0 | 0 | 1236.3929 | 0 | 0 | 0 | 0 | 0 | 0 | 0 | 0 | 1147.235 | 0 | 0 | 0 | 0.0042 | 0 | 0.00057666 | 0.00057666 | 770.2761 | 0 | 0 | 0 | 0.0042 | 0 | 0.00057666 | 0.00057666 | 1174.1619 | 0 | 0 | 0 | 0.0042 | 0 | 0 | 0.00057666 | 0.00057666 | 1100.3058
07/17 04:00:00 | 71.06 | 21.7 | 0% | 1.436 | 53222.538 | 1.0938 | 3.9376 | 4.545 | 4.0905 | 0 | 0 | 0 | 385.5755 | 1.436 | 53222.538 | 1.0938 | 4.2657 | 4.9237 | 4.1852 | 0 | 0 | 0 | 376.8547 | 0 | 0 | 0 | 0 | 0 | 0 | 0 | 759.346 | 0 | 0 | 0 | 0 | 0 | 0 | 0 | 1236.3929 | 0 | 0 | 0 | 0 | 0 | 0 | 0 | 0 | 1147.235 | 0 | 0 | 0 | 0.0042 | 0 | 0.00057666 | 0.00057666 | 770.2767 | 0 | 0 | 0 | 0.0042 | 0 | 0.00057666 | 0.00057666 | 1174.1625 | 0 | 0 | 0 | 0.0042 | 0 | 0 | 0.00057666 | 0.00057666 | 1100.3064
07/17 05:00:00 | 71.06 | 21.7 | 0% | 1.436 | 53222.538 | 1.0938 | 3.9376 | 4.545 | 4.0905 | 0 | 0 | 0 | 385.5755 | 1.436 | 53222.538 | 1.0938 | 4.2657 | 4.9237 | 4.1852 | 0 | 0 | 0 | 376.8547 | 0 | 0 | 0 | 0 | 0 | 0 | 0 | 759.346 | 0 | 0 | 0 | 0 | 0 | 0 | 0 | 1236.3929 | 0 | 0 | 0 | 0 | 0 | 0 | 0 | 0 | 1147.235 | 0 | 0 | 0 | 0.0042 | 0 | 0.00057666 | 0.00057666 | 770.2773 | 0 | 0 | 0 | 0.0042 | 0 | 0.00057666 | 0.00057666 | 1174.1631 | 0 | 0 | 0 | 0.0042 | 0 | 0 | 0.00057666 | 0.00057666 | 1100.307
07/17 06:00:00 | 71.96 | 22.2 | 0% | 1.4528 | 53847.5669 | 1.0882 | 3.9177 | 4.5689 | 4.112 | 0 | 0 | 0 | 385.5755 | 1.4528 | 53847.5669 | 1.0882 | 4.2442 | 4.9496 | 4.2072 | 0 | 0 | 0 | 376.8547 | 0 | 0 | 0 | 0 | 0 | 0 | 0 | 759.346 | 0 | 0 | 0 | 0 | 0 | 0 | 0 | 1236.3929 | 0 | 0 | 0 | 0 | 0 | 0 | 0 | 0 | 1147.235 | 0 | 0 | 0 | 0.0042 | 0 | 0.00057666 | 0.00057666 | 770.2779 | 0 | 0 | 0 | 0.0042 | 0 | 0.00057666 | 0.00057666 | 1174.1637 | 0 | 0 | 0 | 0.0042 | 0 | 0 | 0.00057666 | 0.00057666 | 1100.3076
07/17 07:00:00 | 73.94 | 23.3 | 0% | 1.4903 | 55235.1212 | 1.0748 | 3.8692 | 4.6215 | 4.1594 | 0 | 0 | 0 | 385.5755 | 1.4903 | 55235.1212 | 1.0748 | 4.1916 | 5.0067 | 4.2557 | 0 | 0 | 0 | 376.8547 | 0 | 0 | 0 | 0 | 0 | 0 | 0 | 759.346 | 0 | 0 | 0 | 0 | 0 | 0 | 0 | 1236.3929 | 0 | 0 | 0 | 0 | 0 | 0 | 0 | 0 | 1147.235 | 0 | 0 | 0 | 0.0042 | 0 | 0.00057666 | 0.00057666 | 770.2784 | 0 | 0 | 0 | 0.0042 | 0 | 0.00057666 | 0.00057666 | 1174.1642 | 0 | 0 | 0 | 0.0042 | 0 | 0 | 0.00057666 | 0.00057666 | 1100.3081
07/17 08:00:00 | 75.92 | 24.4 | 0% | 1.5282 | 56639.8504 | 1.0596 | 3.8146 | 4.6745 | 4.2071 | 0 | 0 | 0 | 385.5755 | 1.5282 | 56639.8504 | 1.0596 | 4.1325 | 5.0641 | 4.3044 | 0 | 0 | 0 | 376.8547 | 0 | 0 | 0 | 0 | 0 | 0 | 0 | 759.346 | 0 | 0 | 0 | 0 | 0 | 0 | 0 | 1236.3929 | 0 | 0 | 0 | 0 | 0 | 0 | 0 | 0 | 1147.235 | 0 | 0 | 0 | 0.0042 | 0 | 0.00057666 | 0.00057666 | 770.279 | 0 | 0 | 0 | 0.0042 | 0 | 0.00057666 | 0.00057666 | 1174.1648 | 0 | 0 | 0 | 0.0042 | 0 | 0 | 0.00057666 | 0.00057666 | 1100.3087
07/17 09:00:00 | 82.94 | 28.3 | 0% | 1.6663 | 61758.6468 | 0.99447 | 3.5801 | 4.8672 | 4.3805 | 0 | 0 | 0 | 385.5755 | 1.6663 | 61758.6468 | 0.99447 | 3.8784 | 5.2728 | 4.4819 | 0 | 0 | 0 | 376.8547 | 0 | 0 | 0 | 0 | 0 | 0 | 0 | 759.346 | 0 | 0 | 0 | 0 | 0 | 0 | 0 | 1236.3929 | 0 | 0 | 0 | 0 | 0 | 0 | 0 | 0 | 1147.235 | 0 | 0 | 0 | 0.0042 | 0 | 0.00057666 | 0.00057666 | 770.2796 | 0 | 0 | 0 | 0.0042 | 0 | 0.00057666 | 0.00057666 | 1174.1654 | 0 | 0 | 0 | 0.0042 | 0 | 0 | 0.00057666 | 0.00057666 | 1100.3093
07/17 10:00:00 | 84.92 | 29.4 | 0% | 1.7063 | 63241.4437 | 0.97361 | 3.505 | 4.9235 | 4.4311 | 0 | 0 | 0 | 385.5755 | 1.7063 | 63241.4437 | 0.97361 | 3.7971 | 5.3338 | 4.5337 | 0 | 0 | 0 | 376.8547 | 0 | 0 | 0 | 0 | 0 | 0 | 0 | 759.346 | 0 | 0 | 0 | 0 | 0 | 0 | 0 | 1236.3929 | 0 | 0 | 0 | 0 | 0 | 0 | 0 | 0 | 1147.235 | 0 | 0 | 0 | 0.0042 | 0 | 0.00057666 | 0.00057666 | 770.2802 | 0 | 0 | 0 | 0.0042 | 0 | 0.00057666 | 0.00057666 | 1174.166 | 0 | 0 | 0 | 0.0042 | 0 | 0 | 0.00057666 | 0.00057666 | 1100.3099
07/17 11:00:00 | 87.08 | 30.6 | 0% | 1.7505 | 64878.6283 | 0.94996 | 3.4199 | 4.9861 | 4.4874 | 0 | 0 | 0 | 385.5755 | 1.7505 | 64878.6283 | 0.94996 | 3.7048 | 5.4016 | 4.5913 | 0 | 0 | 0 | 376.8547 | 0 | 0 | 0 | 0 | 0 | 0 | 0 | 759.346 | 0 | 0 | 0 | 0 | 0 | 0 | 0 | 1236.3929 | 0 | 0 | 0 | 0 | 0 | 0 | 0 | 0 | 1147.235 | 0 | 0 | 0 | 0.0042 | 0 | 0.00057666 | 0.00057666 | 770.2807 | 0 | 0 | 0 | 0.0042 | 0 | 0.00057666 | 0.00057666 | 1174.1665 | 0 | 0 | 0 | 0.0042 | 0 | 0 | 0.00057666 | 0.00057666 | 1100.3105
07/17 12:00:00 | 89.06 | 31.7 | 0% | 1.7914 | 66397.3365 | 0.92764 | 3.3395 | 5.0446 | 4.5401 | 0 | 0 | 0 | 385.5755 | 1.7914 | 66397.3365 | 0.92764 | 3.6178 | 5.4649 | 4.6452 | 0 | 0 | 0 | 376.8547 | 0 | 0 | 0 | 0 | 0 | 0 | 0 | 759.346 | 0 | 0 | 0 | 0 | 0 | 0 | 0 | 1236.3929 | 0 | 0 | 0 | 0 | 0 | 0 | 0 | 0 | 1147.235 | 0 | 0 | 0 | 0.0042 | 0 | 0.00057666 | 0.00057666 | 770.2813 | 0 | 0 | 0 | 0.0042 | 0 | 0.00057666 | 0.00057666 | 1174.1671 | 0 | 0 | 0 | 0.0042 | 0 | 0 | 0.00057666 | 0.00057666 | 1100.311
07/17 13:00:00 | 89.06 | 31.7 | 0% | 1.7914 | 66397.3365 | 0.92764 | 3.3395 | 5.0446 | 4.5401 | 0 | 0 | 0 | 385.5755 | 1.7914 | 66397.3365 | 0.92764 | 3.6178 | 5.4649 | 4.6452 | 0 | 0 | 0 | 376.8547 | 0 | 0 | 0 | 0 | 0 | 0 | 0 | 759.346 | 0 | 0 | 0 | 0 | 0 | 0 | 0 | 1236.3929 | 0 | 0 | 0 | 0 | 0 | 0 | 0 | 0 | 1147.235 | 0 | 0 | 0 | 0.0042 | 0 | 0.00057666 | 0.00057666 | 770.2819 | 0 | 0 | 0 | 0.0042 | 0 | 0.00057666 | 0.00057666 | 1174.1677 | 0 | 0 | 0 | 0.0042 | 0 | 0 | 0.00057666 | 0.00057666 | 1100.3116
07/17 14:00:00 | 91.94 | 33.3 | 0% | 1.8519 | 68637.0258 | 0.89439 | 3.2198 | 5.1318 | 4.6186 | 0 | 0 | 0 | 385.5755 | 1.8519 | 68637.0258 | 0.89439 | 3.4881 | 5.5594 | 4.7255 | 0 | 0 | 0 | 376.8547 | 0 | 0 | 0 | 0 | 0 | 0 | 0 | 759.346 | 0 | 0 | 0 | 0 | 0 | 0 | 0 | 1236.3929 | 0 | 0 | 0 | 0 | 0 | 0 | 0 | 0 | 1147.235 | 0 | 0 | 0 | 0.0042 | 0 | 0.00057666 | 0.00057666 | 770.2825 | 0 | 0 | 0 | 0.0042 | 0 | 0.00057666 | 0.00057666 | 1174.1683 | 0 | 0 | 0 | 0.0042 | 0 | 0 | 0.00057666 | 0.00057666 | 1100.3122
07/17 15:00:00 | 89.96 | 32.2 | 0% | 1.8102 | 67093.336 | 0.91733 | 3.3024 | 5.0715 | 4.5644 | 0 | 0 | 0 | 385.5755 | 1.8102 | 67093.336 | 0.91733 | 3.5776 | 5.4942 | 4.67 | 0 | 0 | 0 | 376.8547 | 0 | 0 | 0 | 0 | 0 | 0 | 0 | 759.346 | 0 | 0 | 0 | 0 | 0 | 0 | 0 | 1236.3929 | 0 | 0 | 0 | 0 | 0 | 0 | 0 | 0 | 1147.235 | 0 | 0 | 0 | 0.0042 | 0 | 0.00057666 | 0.00057666 | 770.283 | 0 | 0 | 0 | 0.0042 | 0 | 0.00057666 | 0.00057666 | 1174.1688 | 0 | 0 | 0 | 0.0042 | 0 | 0 | 0.00057666 | 0.00057666 | 1100.3128
07/17 16:00:00 | 77 | 25 | 0% | 1.5491 | 57413.3053 | 1.0507 | 3.7824 | 4.7036 | 4.2332 | 0 | 0 | 0 | 385.5755 | 1.5491 | 57413.3053 | 1.0507 | 4.0976 | 5.0956 | 4.3312 | 0 | 0 | 0 | 376.8547 | 0 | 0 | 0 | 0 | 0 | 0 | 0 | 759.346 | 0 | 0 | 0 | 0 | 0 | 0 | 0 | 1236.3929 | 0 | 0 | 0 | 0 | 0 | 0 | 0 | 0 | 1147.235 | 0 | 0 | 0 | 0.0042 | 0 | 0.00057666 | 0.00057666 | 770.2836 | 0 | 0 | 0 | 0.0042 | 0 | 0.00057666 | 0.00057666 | 1174.1694 | 0 | 0 | 0 | 0.0042 | 0 | 0 | 0.00057666 | 0.00057666 | 1100.3133
07/17 17:00:00 | 82.94 | 28.3 | 0% | 1.6663 | 61758.6468 | 0.99447 | 3.5801 | 4.8672 | 4.3805 | 0 | 0 | 0 | 385.5755 | 1.6663 | 61758.6468 | 0.99447 | 3.8784 | 5.2728 | 4.4819 | 0 | 0 | 0 | 376.8547 | 0 | 0 | 0 | 0 | 0 | 0 | 0 | 759.346 | 0 | 0 | 0 | 0 | 0 | 0 | 0 | 1236.3929 | 0 | 0 | 0 | 0 | 0 | 0 | 0 | 0 | 1147.235 | 0 | 0 | 0 | 0.0042 | 0 | 0.00057666 | 0.00057666 | 770.2842 | 0 | 0 | 0 | 0.0042 | 0 | 0.00057666 | 0.00057666 | 1174.17 | 0 | 0 | 0 | 0.0042 | 0 | 0 | 0.00057666 | 0.00057666 | 1100.3139
07/17 18:00:00 | 80.96 | 27.2 | 0% | 1.6267 | 60293.0247 | 1.0144 | 3.6518 | 4.8119 | 4.3307 | 0 | 0 | 0 | 385.5755 | 1.6267 | 60293.0247 | 1.0144 | 3.9561 | 5.2129 | 4.4309 | 0 | 0 | 0 | 376.8547 | 0 | 0 | 0 | 0 | 0 | 0 | 0 | 759.346 | 0 | 0 | 0 | 0 | 0 | 0 | 0 | 1236.3929 | 0 | 0 | 0 | 0 | 0 | 0 | 0 | 0 | 1147.235 | 0 | 0 | 0 | 0.0042 | 0 | 0.00057666 | 0.00057666 | 770.2848 | 0 | 0 | 0 | 0.0042 | 0 | 0.00057666 | 0.00057666 | 1174.1706 | 0 | 0 | 0 | 0.0042 | 0 | 0 | 0.00057666 | 0.00057666 | 1100.3145
07/17 19:00:00 | 80.96 | 27.2 | 0% | 1.6267 | 60293.0247 | 1.0144 | 3.6518 | 4.8119 | 4.3307 | 0 | 0 | 0 | 385.5755 | 1.6267 | 60293.0247 | 1.0144 | 3.9561 | 5.2129 | 4.4309 | 0 | 0 | 0 | 376.8547 | 0 | 0 | 0 | 0 | 0 | 0 | 0 | 759.346 | 0 | 0 | 0 | 0 | 0 | 0 | 0 | 1236.3929 | 0 | 0 | 0 | 0 | 0 | 0 | 0 | 0 | 1147.235 | 0 | 0 | 0 | 0.0042 | 0 | 0.00057666 | 0.00057666 | 770.2853 | 0 | 0 | 0 | 0.0042 | 0 | 0.00057666 | 0.00057666 | 1174.1711 | 0 | 0 | 0 | 0.0042 | 0 | 0 | 0.00057666 | 0.00057666 | 1100.3151
07/17 20:00:00 | 80.06 | 26.7 | 0% | 1.6089 | 59632.5105 | 1.0231 | 3.6831 | 4.787 | 4.3083 | 0 | 0 | 0 | 385.5755 | 1.6089 | 59632.5105 | 1.0231 | 3.99 | 5.1859 | 4.408 | 0 | 0 | 0 | 376.8547 | 0 | 0 | 0 | 0 | 0 | 0 | 0 | 759.346 | 0 | 0 | 0 | 0 | 0 | 0 | 0 | 1236.3929 | 0 | 0 | 0 | 0 | 0 | 0 | 0 | 0 | 1147.235 | 0 | 0 | 0 | 0.0042 | 0 | 0.00057666 | 0.00057666 | 770.2859 | 0 | 0 | 0 | 0.0042 | 0 | 0.00057666 | 0.00057666 | 1174.1717 | 0 | 0 | 0 | 0.0042 | 0 | 0 | 0.00057666 | 0.00057666 | 1100.3156
07/17 21:00:00 | 78.08 | 25.6 | 0% | 1.5701 | 58191.8702 | 1.0413 | 3.7487 | 4.7329 | 4.2596 | 0 | 0 | 0 | 385.5755 | 1.5701 | 58191.8702 | 1.0413 | 4.0611 | 5.1273 | 4.3582 | 0 | 0 | 0 | 376.8547 | 0 | 0 | 0 | 0 | 0 | 0 | 0 | 759.346 | 0 | 0 | 0 | 0 | 0 | 0 | 0 | 1236.3929 | 0 | 0 | 0 | 0 | 0 | 0 | 0 | 0 | 1147.235 | 0 | 0 | 0 | 0.0042 | 0 | 0.00057666 | 0.00057666 | 770.2865 | 0 | 0 | 0 | 0.0042 | 0 | 0.00057666 | 0.00057666 | 1174.1723 | 0 | 0 | 0 | 0.0042 | 0 | 0 | 0.00057666 | 0.00057666 | 1100.3162
07/17 22:00:00 | 77 | 25 | 0% | 1.5491 | 57413.3053 | 1.0507 | 3.7824 | 4.7036 | 4.2332 | 0 | 0 | 0 | 385.5755 | 1.5491 | 57413.3053 | 1.0507 | 4.0976 | 5.0956 | 4.3312 | 0 | 0 | 0 | 376.8547 | 0 | 0 | 0 | 0 | 0 | 0 | 0 | 759.346 | 0 | 0 | 0 | 0 | 0 | 0 | 0 | 1236.3929 | 0 | 0 | 0 | 0 | 0 | 0 | 0 | 0 | 1147.235 | 0 | 0 | 0 | 0.0042 | 0 | 0.00057666 | 0.00057666 | 770.2871 | 0 | 0 | 0 | 0.0042 | 0 | 0.00057666 | 0.00057666 | 1174.1729 | 0 | 0 | 0 | 0.0042 | 0 | 0 | 0.00057666 | 0.00057666 | 1100.3168
07/17 23:00:00 | 77 | 25 | 0% | 1.5491 | 57413.3053 | 1.0507 | 3.7824 | 4.7036 | 4.2332 | 0 | 0 | 0 | 385.5755 | 1.5491 | 57413.3053 | 1.0507 | 4.0976 | 5.0956 | 4.3312 | 0 | 0 | 0 | 376.8547 | 0 | 0 | 0 | 0 | 0 | 0 | 0 | 759.346 | 0 | 0 | 0 | 0 | 0 | 0 | 0 | 1236.3929 | 0 | 0 | 0 | 0 | 0 | 0 | 0 | 0 | 1147.235 | 0 | 0 | 0 | 0.0042 | 0 | 0.00057666 | 0.00057666 | 770.2877 | 0 | 0 | 0 | 0.0042 | 0 | 0.00057666 | 0.00057666 | 1174.1735 | 0 | 0 | 0 | 0.0042 | 0 | 0 | 0.00057666 | 0.00057666 | 1100.3174
07/17 24:00:00 | 75.92 | 24.4 | 0% | 1.5282 | 56639.8504 | 1.0596 | 3.8146 | 4.6745 | 4.2071 | 0 | 0 | 0 | 385.5755 | 1.5282 | 56639.8504 | 1.0596 | 4.1325 | 5.0641 | 4.3044 | 0 | 0 | 0 | 376.8547 | 0 | 0 | 0 | 0 | 0 | 0 | 0 | 759.346 | 0 | 0 | 0 | 0 | 0 | 0 | 0 | 1236.3929 | 0 | 0 | 0 | 0 | 0 | 0 | 0 | 0 | 1147.235 | 0 | 0 | 0 | 0.0042 | 0 | 0.00057666 | 0.00057666 | 770.2882 | 0 | 0 | 0 | 0.0042 | 0 | 0.00057666 | 0.00057666 | 1174.174 | 0 | 0 | 0 | 0.0042 | 0 | 0 | 0.00057666 | 0.00057666 | 1100.318
07/18 01:00:00 | 75.92 | 24.4 | 0% | 1.5282 | 56639.8504 | 1.0596 | 3.8146 | 4.6745 | 4.2071 | 0 | 0 | 0 | 385.5755 | 1.5282 | 56639.8504 | 1.0596 | 4.1325 | 5.0641 | 4.3044 | 0 | 0 | 0 | 376.8547 | 0 | 0 | 0 | 0 | 0 | 0 | 0 | 759.346 | 0 | 0 | 0 | 0 | 0 | 0 | 0 | 1236.3929 | 0 | 0 | 0 | 0 | 0 | 0 | 0 | 0 | 1147.235 | 0 | 0 | 0 | 0.0042 | 0 | 0.00057666 | 0.00057666 | 770.2888 | 0 | 0 | 0 | 0.0042 | 0 | 0.00057666 | 0.00057666 | 1174.1746 | 0 | 0 | 0 | 0.0042 | 0 | 0 | 0.00057666 | 0.00057666 | 1100.3185
07/18 02:00:00 | 73.94 | 23.3 | 0% | 1.4903 | 55235.1212 | 1.0748 | 3.8692 | 4.6215 | 4.1594 | 0 | 0 | 0 | 385.5755 | 1.4903 | 55235.1212 | 1.0748 | 4.1916 | 5.0067 | 4.2557 | 0 | 0 | 0 | 376.8547 | 0 | 0 | 0 | 0 | 0 | 0 | 0 | 759.346 | 0 | 0 | 0 | 0 | 0 | 0 | 0 | 1236.3929 | 0 | 0 | 0 | 0 | 0 | 0 | 0 | 0 | 1147.235 | 0 | 0 | 0 | 0.0042 | 0 | 0.00057666 | 0.00057666 | 770.2894 | 0 | 0 | 0 | 0.0042 | 0 | 0.00057666 | 0.00057666 | 1174.1752 | 0 | 0 | 0 | 0.0042 | 0 | 0 | 0.00057666 | 0.00057666 | 1100.3191
07/18 03:00:00 | 73.04 | 22.8 | 0% | 1.4732 | 54602.2855 | 1.0811 | 3.892 | 4.5976 | 4.1378 | 0 | 0 | 0 | 385.5755 | 1.4732 | 54602.2855 | 1.0811 | 4.2164 | 4.9807 | 4.2336 | 0 | 0 | 0 | 376.8547 | 0 | 0 | 0 | 0 | 0 | 0 | 0 | 759.346 | 0 | 0 | 0 | 0 | 0 | 0 | 0 | 1236.3929 | 0 | 0 | 0 | 0 | 0 | 0 | 0 | 0 | 1147.235 | 0 | 0 | 0 | 0.0042 | 0 | 0.00057666 | 0.00057666 | 770.29 | 0 | 0 | 0 | 0.0042 | 0 | 0.00057666 | 0.00057666 | 1174.1758 | 0 | 0 | 0 | 0.0042 | 0 | 0 | 0.00057666 | 0.00057666 | 1100.3197
07/18 04:00:00 | 73.04 | 22.8 | 0% | 1.4732 | 54602.2855 | 1.0811 | 3.892 | 4.5976 | 4.1378 | 0 | 0 | 0 | 385.5755 | 1.4732 | 54602.2855 | 1.0811 | 4.2164 | 4.9807 | 4.2336 | 0 | 0 | 0 | 376.8547 | 0 | 0 | 0 | 0 | 0 | 0 | 0 | 759.346 | 0 | 0 | 0 | 0 | 0 | 0 | 0 | 1236.3929 | 0 | 0 | 0 | 0 | 0 | 0 | 0 | 0 | 1147.235 | 0 | 0 | 0 | 0.0042 | 0 | 0.00057666 | 0.00057666 | 770.2905 | 0 | 0 | 0 | 0.0042 | 0 | 0.00057666 | 0.00057666 | 1174.1763 | 0 | 0 | 0 | 0.0042 | 0 | 0 | 0.00057666 | 0.00057666 | 1100.3203
07/18 05:00:00 | 73.04 | 22.8 | 0% | 1.4732 | 54602.2855 | 1.0811 | 3.892 | 4.5976 | 4.1378 | 0 | 0 | 0 | 385.5755 | 1.4732 | 54602.2855 | 1.0811 | 4.2164 | 4.9807 | 4.2336 | 0 | 0 | 0 | 376.8547 | 0 | 0 | 0 | 0 | 0 | 0 | 0 | 759.346 | 0 | 0 | 0 | 0 | 0 | 0 | 0 | 1236.3929 | 0 | 0 | 0 | 0 | 0 | 0 | 0 | 0 | 1147.235 | 0 | 0 | 0 | 0.0042 | 0 | 0.00057666 | 0.00057666 | 770.2911 | 0 | 0 | 0 | 0.0042 | 0 | 0.00057666 | 0.00057666 | 1174.1769 | 0 | 0 | 0 | 0.0042 | 0 | 0 | 0.00057666 | 0.00057666 | 1100.3208
07/18 06:00:00 | 75.02 | 23.9 | 0% | 1.5109 | 55999.208 | 1.0667 | 3.8401 | 4.6504 | 4.1853 | 0 | 0 | 0 | 385.5755 | 1.5109 | 55999.208 | 1.0667 | 4.1602 | 5.0379 | 4.2822 | 0 | 0 | 0 | 376.8547 | 0 | 0 | 0 | 0 | 0 | 0 | 0 | 759.346 | 0 | 0 | 0 | 0 | 0 | 0 | 0 | 1236.3929 | 0 | 0 | 0 | 0 | 0 | 0 | 0 | 0 | 1147.235 | 0 | 0 | 0 | 0.0042 | 0 | 0.00057666 | 0.00057666 | 770.2917 | 0 | 0 | 0 | 0.0042 | 0 | 0.00057666 | 0.00057666 | 1174.1775 | 0 | 0 | 0 | 0.0042 | 0 | 0 | 0.00057666 | 0.00057666 | 1100.3214
07/18 07:00:00 | 75.02 | 23.9 | 0% | 1.5109 | 55999.208 | 1.0667 | 3.8401 | 4.6504 | 4.1853 | 0 | 0 | 0 | 385.5755 | 1.5109 | 55999.208 | 1.0667 | 4.1602 | 5.0379 | 4.2822 | 0 | 0 | 0 | 376.8547 | 0 | 0 | 0 | 0 | 0 | 0 | 0 | 759.346 | 0 | 0 | 0 | 0 | 0 | 0 | 0 | 1236.3929 | 0 | 0 | 0 | 0 | 0 | 0 | 0 | 0 | 1147.235 | 0 | 0 | 0 | 0.0042 | 0 | 0.00057666 | 0.00057666 | 770.2923 | 0 | 0 | 0 | 0.0042 | 0 | 0.00057666 | 0.00057666 | 1174.1781 | 0 | 0 | 0 | 0.0042 | 0 | 0 | 0.00057666 | 0.00057666 | 1100.322
07/18 08:00:00 | 77 | 25 | 0% | 1.5491 | 57413.3053 | 1.0507 | 3.7824 | 4.7036 | 4.2332 | 0 | 0 | 0 | 385.5755 | 1.5491 | 57413.3053 | 1.0507 | 4.0976 | 5.0956 | 4.3312 | 0 | 0 | 0 | 376.8547 | 0 | 0 | 0 | 0 | 0 | 0 | 0 | 759.346 | 0 | 0 | 0 | 0 | 0 | 0 | 0 | 1236.3929 | 0 | 0 | 0 | 0 | 0 | 0 | 0 | 0 | 1147.235 | 0 | 0 | 0 | 0.0042 | 0 | 0.00057666 | 0.00057666 | 770.2928 | 0 | 0 | 0 | 0.0042 | 0 | 0.00057666 | 0.00057666 | 1174.1786 | 0 | 0 | 0 | 0.0042 | 0 | 0 | 0.00057666 | 0.00057666 | 1100.3226
07/18 09:00:00 | 84.92 | 29.4 | 0% | 1.7063 | 63241.4437 | 0.97361 | 3.505 | 4.9235 | 4.4311 | 0 | 0 | 0 | 385.5755 | 1.7063 | 63241.4437 | 0.97361 | 3.7971 | 5.3338 | 4.5337 | 0 | 0 | 0 | 376.8547 | 0 | 0 | 0 | 0 | 0 | 0 | 0 | 759.346 | 0 | 0 | 0 | 0 | 0 | 0 | 0 | 1236.3929 | 0 | 0 | 0 | 0 | 0 | 0 | 0 | 0 | 1147.235 | 0 | 0 | 0 | 0.0042 | 0 | 0.00057666 | 0.00057666 | 770.2934 | 0 | 0 | 0 | 0.0042 | 0 | 0.00057666 | 0.00057666 | 1174.1792 | 0 | 0 | 0 | 0.0042 | 0 | 0 | 0.00057666 | 0.00057666 | 1100.3231
07/18 10:00:00 | 87.98 | 31.1 | 0% | 1.769 | 65566.8211 | 0.93988 | 3.3836 | 5.0125 | 4.5113 | 0 | 0 | 0 | 385.5755 | 1.769 | 65566.8211 | 0.93988 | 3.6655 | 5.4302 | 4.6157 | 0 | 0 | 0 | 376.8547 | 0 | 0 | 0 | 0 | 0 | 0 | 0 | 759.346 | 0 | 0 | 0 | 0 | 0 | 0 | 0 | 1236.3929 | 0 | 0 | 0 | 0 | 0 | 0 | 0 | 0 | 1147.235 | 0 | 0 | 0 | 0.0042 | 0 | 0.00057666 | 0.00057666 | 770.294 | 0 | 0 | 0 | 0.0042 | 0 | 0.00057666 | 0.00057666 | 1174.1798 | 0 | 0 | 0 | 0.0042 | 0 | 0 | 0.00057666 | 0.00057666 | 1100.3237
07/18 11:00:00 | 89.06 | 31.7 | 0% | 1.7914 | 66397.3365 | 0.92764 | 3.3395 | 5.0446 | 4.5401 | 0 | 0 | 0 | 385.5755 | 1.7914 | 66397.3365 | 0.92764 | 3.6178 | 5.4649 | 4.6452 | 0 | 0 | 0 | 376.8547 | 0 | 0 | 0 | 0 | 0 | 0 | 0 | 759.346 | 0 | 0 | 0 | 0 | 0 | 0 | 0 | 1236.3929 | 0 | 0 | 0 | 0 | 0 | 0 | 0 | 0 | 1147.235 | 0 | 0 | 0 | 0.0042 | 0 | 0.00057666 | 0.00057666 | 770.2946 | 0 | 0 | 0 | 0.0042 | 0 | 0.00057666 | 0.00057666 | 1174.1804 | 0 | 0 | 0 | 0.0042 | 0 | 0 | 0.00057666 | 0.00057666 | 1100.3243
07/18 12:00:00 | 91.94 | 33.3 | 0% | 1.8519 | 68637.0258 | 0.89439 | 3.2198 | 5.1318 | 4.6186 | 0 | 0 | 0 | 385.5755 | 1.8519 | 68637.0258 | 0.89439 | 3.4881 | 5.5594 | 4.7255 | 0 | 0 | 0 | 376.8547 | 0 | 0 | 0 | 0 | 0 | 0 | 0 | 759.346 | 0 | 0 | 0 | 0 | 0 | 0 | 0 | 1236.3929 | 0 | 0 | 0 | 0 | 0 | 0 | 0 | 0 | 1147.235 | 0 | 0 | 0 | 0.0042 | 0 | 0.00057666 | 0.00057666 | 770.2952 | 0 | 0 | 0 | 0.0042 | 0 | 0.00057666 | 0.00057666 | 1174.181 | 0 | 0 | 0 | 0.0042 | 0 | 0 | 0.00057666 | 0.00057666 | 1100.3249
07/18 13:00:00 | 91.94 | 33.3 | 0% | 1.8519 | 68637.0258 | 0.89439 | 3.2198 | 5.1318 | 4.6186 | 0 | 0 | 0 | 385.5755 | 1.8519 | 68637.0258 | 0.89439 | 3.4881 | 5.5594 | 4.7255 | 0 | 0 | 0 | 376.8547 | 0 | 0 | 0 | 0 | 0 | 0 | 0 | 759.346 | 0 | 0 | 0 | 0 | 0 | 0 | 0 | 1236.3929 | 0 | 0 | 0 | 0 | 0 | 0 | 0 | 0 | 1147.235 | 0 | 0 | 0 | 0.0042 | 0 | 0.00057666 | 0.00057666 | 770.2957 | 0 | 0 | 0 | 0.0042 | 0 | 0.00057666 | 0.00057666 | 1174.1815 | 0 | 0 | 0 | 0.0042 | 0 | 0 | 0.00057666 | 0.00057666 | 1100.3254
07/18 14:00:00 | 93.02 | 33.9 | 0% | 1.8748 | 69486.2775 | 0.88176 | 3.1744 | 5.1651 | 4.6486 | 0 | 0 | 0 | 385.5755 | 1.8748 | 69486.2775 | 0.88176 | 3.4389 | 5.5955 | 4.7562 | 0 | 0 | 0 | 376.8547 | 0 | 0 | 0 | 0 | 0 | 0 | 0 | 759.346 | 0 | 0 | 0 | 0 | 0 | 0 | 0 | 1236.3929 | 0 | 0 | 0 | 0 | 0 | 0 | 0 | 0 | 1147.235 | 0 | 0 | 0 | 0.0042 | 0 | 0.00057666 | 0.00057666 | 770.2963 | 0 | 0 | 0 | 0.0042 | 0 | 0.00057666 | 0.00057666 | 1174.1821 | 0 | 0 | 0 | 0.0042 | 0 | 0 | 0.00057666 | 0.00057666 | 1100.326
07/18 15:00:00 | 93.92 | 34.4 | 0% | 1.894 | 70197.8905 | 0.8712 | 3.1363 | 5.1932 | 4.6739 | 0 | 0 | 0 | 385.5755 | 1.894 | 70197.8905 | 0.8712 | 3.3977 | 5.626 | 4.7821 | 0 | 0 | 0 | 376.8547 | 0 | 0 | 0 | 0 | 0 | 0 | 0 | 759.346 | 0 | 0 | 0 | 0 | 0 | 0 | 0 | 1236.3929 | 0 | 0 | 0 | 0 | 0 | 0 | 0 | 0 | 1147.235 | 0 | 0 | 0 | 0.0042 | 0 | 0.00057666 | 0.00057666 | 770.2969 | 0 | 0 | 0 | 0.0042 | 0 | 0.00057666 | 0.00057666 | 1174.1827 | 0 | 0 | 0 | 0.0042 | 0 | 0 | 0.00057666 | 0.00057666 | 1100.3266
07/18 16:00:00 | 93.02 | 33.9 | 0% | 1.8748 | 69486.2775 | 0.88176 | 3.1744 | 5.1651 | 4.6486 | 0 | 0 | 0 | 385.5755 | 1.8748 | 69486.2775 | 0.88176 | 3.4389 | 5.5955 | 4.7562 | 0 | 0 | 0 | 376.8547 | 0 | 0 | 0 | 0 | 0 | 0 | 0 | 759.346 | 0 | 0 | 0 | 0 | 0 | 0 | 0 | 1236.3929 | 0 | 0 | 0 | 0 | 0 | 0 | 0 | 0 | 1147.235 | 0 | 0 | 0 | 0.0042 | 0 | 0.00057666 | 0.00057666 | 770.2975 | 0 | 0 | 0 | 0.0042 | 0 | 0.00057666 | 0.00057666 | 1174.1833 | 0 | 0 | 0 | 0.0042 | 0 | 0 | 0.00057666 | 0.00057666 | 1100.3272
07/18 17:00:00 | 91.94 | 33.3 | 0% | 1.8519 | 68637.0258 | 0.89439 | 3.2198 | 5.1318 | 4.6186 | 0 | 0 | 0 | 385.5755 | 1.8519 | 68637.0258 | 0.89439 | 3.4881 | 5.5594 | 4.7255 | 0 | 0 | 0 | 376.8547 | 0 | 0 | 0 | 0 | 0 | 0 | 0 | 759.346 | 0 | 0 | 0 | 0 | 0 | 0 | 0 | 1236.3929 | 0 | 0 | 0 | 0 | 0 | 0 | 0 | 0 | 1147.235 | 0 | 0 | 0 | 0.0042 | 0 | 0.00057666 | 0.00057666 | 770.298 | 0 | 0 | 0 | 0.0042 | 0 | 0.00057666 | 0.00057666 | 1174.1838 | 0 | 0 | 0 | 0.0042 | 0 | 0 | 0.00057666 | 0.00057666 | 1100.3278
07/18 18:00:00 | 87.08 | 30.6 | 0% | 1.7505 | 64878.6283 | 0.94996 | 3.4199 | 4.9861 | 4.4874 | 0 | 0 | 0 | 385.5755 | 1.7505 | 64878.6283 | 0.94996 | 3.7048 | 5.4016 | 4.5913 | 0 | 0 | 0 | 376.8547 | 0 | 0 | 0 | 0 | 0 | 0 | 0 | 759.346 | 0 | 0 | 0 | 0 | 0 | 0 | 0 | 1236.3929 | 0 | 0 | 0 | 0 | 0 | 0 | 0 | 0 | 1147.235 | 0 | 0 | 0 | 0.0042 | 0 | 0.00057666 | 0.00057666 | 770.2986 | 0 | 0 | 0 | 0.0042 | 0 | 0.00057666 | 0.00057666 | 1174.1844 | 0 | 0 | 0 | 0.0042 | 0 | 0 | 0.00057666 | 0.00057666 | 1100.3283
07/18 19:00:00 | 87.08 | 30.6 | 0% | 1.7505 | 64878.6283 | 0.94996 | 3.4199 | 4.9861 | 4.4874 | 0 | 0 | 0 | 385.5755 | 1.7505 | 64878.6283 | 0.94996 | 3.7048 | 5.4016 | 4.5913 | 0 | 0 | 0 | 376.8547 | 0 | 0 | 0 | 0 | 0 | 0 | 0 | 759.346 | 0 | 0 | 0 | 0 | 0 | 0 | 0 | 1236.3929 | 0 | 0 | 0 | 0 | 0 | 0 | 0 | 0 | 1147.235 | 0 | 0 | 0 | 0.0042 | 0 | 0.00057666 | 0.00057666 | 770.2992 | 0 | 0 | 0 | 0.0042 | 0 | 0.00057666 | 0.00057666 | 1174.185 | 0 | 0 | 0 | 0.0042 | 0 | 0 | 0.00057666 | 0.00057666 | 1100.3289
07/18 20:00:00 | 78.98 | 26.1 | 0% | 1.5877 | 58844.5776 | 1.0332 | 3.7194 | 4.7574 | 4.2816 | 0 | 0 | 0 | 385.5755 | 1.5877 | 58844.5776 | 1.0332 | 4.0294 | 5.1538 | 4.3808 | 0 | 0 | 0 | 376.8547 | 0 | 0 | 0 | 0 | 0 | 0 | 0 | 759.346 | 0 | 0 | 0 | 0 | 0 | 0 | 0 | 1236.3929 | 0 | 0 | 0 | 0 | 0 | 0 | 0 | 0 | 1147.235 | 0 | 0 | 0 | 0.0042 | 0 | 0.00057666 | 0.00057666 | 770.2998 | 0 | 0 | 0 | 0.0042 | 0 | 0.00057666 | 0.00057666 | 1174.1856 | 0 | 0 | 0 | 0.0042 | 0 | 0 | 0.00057666 | 0.00057666 | 1100.3295
07/18 21:00:00 | 77 | 25 | 0% | 1.5491 | 57413.3053 | 1.0507 | 3.7824 | 4.7036 | 4.2332 | 0 | 0 | 0 | 385.5755 | 1.5491 | 57413.3053 | 1.0507 | 4.0976 | 5.0956 | 4.3312 | 0 | 0 | 0 | 376.8547 | 0 | 0 | 0 | 0 | 0 | 0 | 0 | 759.346 | 0 | 0 | 0 | 0 | 0 | 0 | 0 | 1236.3929 | 0 | 0 | 0 | 0 | 0 | 0 | 0 | 0 | 1147.235 | 0 | 0 | 0 | 0.0042 | 0 | 0.00057666 | 0.00057666 | 770.3003 | 0 | 0 | 0 | 0.0042 | 0 | 0.00057666 | 0.00057666 | 1174.1861 | 0 | 0 | 0 | 0.0042 | 0 | 0 | 0.00057666 | 0.00057666 | 1100.3301
07/18 22:00:00 | 75.02 | 23.9 | 0% | 1.5109 | 55999.208 | 1.0667 | 3.8401 | 4.6504 | 4.1853 | 0 | 0 | 0 | 385.5755 | 1.5109 | 55999.208 | 1.0667 | 4.1602 | 5.0379 | 4.2822 | 0 | 0 | 0 | 376.8547 | 0 | 0 | 0 | 0 | 0 | 0 | 0 | 759.346 | 0 | 0 | 0 | 0 | 0 | 0 | 0 | 1236.3929 | 0 | 0 | 0 | 0 | 0 | 0 | 0 | 0 | 1147.235 | 0 | 0 | 0 | 0.0042 | 0 | 0.00057666 | 0.00057666 | 770.3009 | 0 | 0 | 0 | 0.0042 | 0 | 0.00057666 | 0.00057666 | 1174.1867 | 0 | 0 | 0 | 0.0042 | 0 | 0 | 0.00057666 | 0.00057666 | 1100.3306
07/18 23:00:00 | 73.04 | 22.8 | 0% | 1.4732 | 54602.2855 | 1.0811 | 3.892 | 4.5976 | 4.1378 | 0 | 0 | 0 | 385.5755 | 1.4732 | 54602.2855 | 1.0811 | 4.2164 | 4.9807 | 4.2336 | 0 | 0 | 0 | 376.8547 | 0 | 0 | 0 | 0 | 0 | 0 | 0 | 759.346 | 0 | 0 | 0 | 0 | 0 | 0 | 0 | 1236.3929 | 0 | 0 | 0 | 0 | 0 | 0 | 0 | 0 | 1147.235 | 0 | 0 | 0 | 0.0042 | 0 | 0.00057666 | 0.00057666 | 770.3015 | 0 | 0 | 0 | 0.0042 | 0 | 0.00057666 | 0.00057666 | 1174.1873 | 0 | 0 | 0 | 0.0042 | 0 | 0 | 0.00057666 | 0.00057666 | 1100.3312
07/18 24:00:00 | 71.96 | 22.2 | 0% | 1.4528 | 53847.5669 | 1.0882 | 3.9177 | 4.5689 | 4.112 | 0 | 0 | 0 | 385.5755 | 1.4528 | 53847.5669 | 1.0882 | 4.2442 | 4.9496 | 4.2072 | 0 | 0 | 0 | 376.8547 | 0 | 0 | 0 | 0 | 0 | 0 | 0 | 759.346 | 0 | 0 | 0 | 0 | 0 | 0 | 0 | 1236.3929 | 0 | 0 | 0 | 0 | 0 | 0 | 0 | 0 | 1147.235 | 0 | 0 | 0 | 0.0042 | 0 | 0.00057666 | 0.00057666 | 770.3021 | 0 | 0 | 0 | 0.0042 | 0 | 0.00057666 | 0.00057666 | 1174.1879 | 0 | 0 | 0 | 0.0042 | 0 | 0 | 0.00057666 | 0.00057666 | 1100.3318
07/19 01:00:00 | 71.96 | 22.2 | 0% | 1.4528 | 53847.5669 | 1.0882 | 3.9177 | 4.5689 | 4.112 | 0 | 0 | 0 | 385.5755 | 1.4528 | 53847.5669 | 1.0882 | 4.2442 | 4.9496 | 4.2072 | 0 | 0 | 0 | 376.8547 | 0 | 0 | 0 | 0 | 0 | 0 | 0 | 759.346 | 0 | 0 | 0 | 0 | 0 | 0 | 0 | 1236.3929 | 0 | 0 | 0 | 0 | 0 | 0 | 0 | 0 | 1147.235 | 0 | 0 | 0 | 0.0042 | 0 | 0.00057666 | 0.00057666 | 770.3026 | 0 | 0 | 0 | 0.0042 | 0 | 0.00057666 | 0.00057666 | 1174.1884 | 0 | 0 | 0 | 0.0042 | 0 | 0 | 0.00057666 | 0.00057666 | 1100.3324
07/19 02:00:00 | 69.98 | 21.1 | 0% | 1.4159 | 52477.1875 | 1.0999 | 3.9595 | 4.5163 | 4.0647 | 0 | 0 | 0 | 385.5755 | 1.4159 | 52477.1875 | 1.0999 | 4.2895 | 4.8927 | 4.1588 | 0 | 0 | 0 | 376.8547 | 0 | 0 | 0 | 0 | 0 | 0 | 0 | 759.346 | 0 | 0 | 0 | 0 | 0 | 0 | 0 | 1236.3929 | 0 | 0 | 0 | 0 | 0 | 0 | 0 | 0 | 1147.235 | 0 | 0 | 0 | 0.0042 | 0 | 0.00057666 | 0.00057666 | 770.3032 | 0 | 0 | 0 | 0.0042 | 0 | 0.00057666 | 0.00057666 | 1174.189 | 0 | 0 | 0 | 0.0042 | 0 | 0 | 0.00057666 | 0.00057666 | 1100.3329
07/19 03:00:00 | 69.08 | 20.6 | 0% | 1.3992 | 51859.9654 | 1.1045 | 3.9762 | 4.4925 | 4.0432 | 0 | 0 | 0 | 385.5755 | 1.3992 | 51859.9654 | 1.1045 | 4.3075 | 4.8668 | 4.1368 | 0 | 0 | 0 | 376.8547 | 0 | 0 | 0 | 0 | 0 | 0 | 0 | 759.346 | 0 | 0 | 0 | 0 | 0 | 0 | 0 | 1236.3929 | 0 | 0 | 0 | 0 | 0 | 0 | 0 | 0 | 1147.235 | 0 | 0 | 0 | 0.0042 | 0 | 0.00057666 | 0.00057666 | 770.3038 | 0 | 0 | 0 | 0.0042 | 0 | 0.00057666 | 0.00057666 | 1174.1896 | 0 | 0 | 0 | 0.0042 | 0 | 0 | 0.00057666 | 0.00057666 | 1100.3335
07/19 04:00:00 | 69.08 | 20.6 | 0% | 1.3992 | 51859.9654 | 1.1045 | 3.9762 | 4.4925 | 4.0432 | 0 | 0 | 0 | 385.5755 | 1.3992 | 51859.9654 | 1.1045 | 4.3075 | 4.8668 | 4.1368 | 0 | 0 | 0 | 376.8547 | 0 | 0 | 0 | 0 | 0 | 0 | 0 | 759.346 | 0 | 0 | 0 | 0 | 0 | 0 | 0 | 1236.3929 | 0 | 0 | 0 | 0 | 0 | 0 | 0 | 0 | 1147.235 | 0 | 0 | 0 | 0.0042 | 0 | 0.00057666 | 0.00057666 | 770.3044 | 0 | 0 | 0 | 0.0042 | 0 | 0.00057666 | 0.00057666 | 1174.1902 | 0 | 0 | 0 | 0.0042 | 0 | 0 | 0.00057666 | 0.00057666 | 1100.3341
07/19 05:00:00 | 68 | 20 | 0% | 1.3794 | 51123.983 | 1.1095 | 3.9942 | 4.4638 | 4.0174 | 0 | 0 | 0 | 385.5755 | 1.3794 | 51123.983 | 1.1095 | 4.327 | 4.8357 | 4.1104 | 0 | 0 | 0 | 376.8547 | 0 | 0 | 0 | 0 | 0 | 0 | 0 | 759.346 | 0 | 0 | 0 | 0 | 0 | 0 | 0 | 1236.3929 | 0 | 0 | 0 | 0 | 0 | 0 | 0 | 0 | 1147.235 | 0 | 0 | 0 | 0.0042 | 0 | 0.00057666 | 0.00057666 | 770.305 | 0 | 0 | 0 | 0.0042 | 0 | 0.00057666 | 0.00057666 | 1174.1908 | 0 | 0 | 0 | 0.0042 | 0 | 0 | 0.00057666 | 0.00057666 | 1100.3347
07/19 06:00:00 | 71.06 | 21.7 | 0% | 1.436 | 53222.538 | 1.0938 | 3.9376 | 4.545 | 4.0905 | 0 | 0 | 0 | 385.5755 | 1.436 | 53222.538 | 1.0938 | 4.2657 | 4.9237 | 4.1852 | 0 | 0 | 0 | 376.8547 | 0 | 0 | 0 | 0 | 0 | 0 | 0 | 759.346 | 0 | 0 | 0 | 0 | 0 | 0 | 0 | 1236.3929 | 0 | 0 | 0 | 0 | 0 | 0 | 0 | 0 | 1147.235 | 0 | 0 | 0 | 0.0042 | 0 | 0.00057666 | 0.00057666 | 770.3055 | 0 | 0 | 0 | 0.0042 | 0 | 0.00057666 | 0.00057666 | 1174.1913 | 0 | 0 | 0 | 0.0042 | 0 | 0 | 0.00057666 | 0.00057666 | 1100.3353
07/19 07:00:00 | 71.06 | 21.7 | 0% | 1.436 | 53222.538 | 1.0938 | 3.9376 | 4.545 | 4.0905 | 0 | 0 | 0 | 385.5755 | 1.436 | 53222.538 | 1.0938 | 4.2657 | 4.9237 | 4.1852 | 0 | 0 | 0 | 376.8547 | 0 | 0 | 0 | 0 | 0 | 0 | 0 | 759.346 | 0 | 0 | 0 | 0 | 0 | 0 | 0 | 1236.3929 | 0 | 0 | 0 | 0 | 0 | 0 | 0 | 0 | 1147.235 | 0 | 0 | 0 | 0.0042 | 0 | 0.00057666 | 0.00057666 | 770.3061 | 0 | 0 | 0 | 0.0042 | 0 | 0.00057666 | 0.00057666 | 1174.1919 | 0 | 0 | 0 | 0.0042 | 0 | 0 | 0.00057666 | 0.00057666 | 1100.3358
07/19 08:00:00 | 78.98 | 26.1 | 0% | 1.5877 | 58844.5776 | 1.0332 | 3.7194 | 4.7574 | 4.2816 | 0 | 0 | 0 | 385.5755 | 1.5877 | 58844.5776 | 1.0332 | 4.0294 | 5.1538 | 4.3808 | 0 | 0 | 0 | 376.8547 | 0 | 0 | 0 | 0 | 0 | 0 | 0 | 759.346 | 0 | 0 | 0 | 0 | 0 | 0 | 0 | 1236.3929 | 0 | 0 | 0 | 0 | 0 | 0 | 0 | 0 | 1147.235 | 0 | 0 | 0 | 0.0042 | 0 | 0.00057666 | 0.00057666 | 770.3067 | 0 | 0 | 0 | 0.0042 | 0 | 0.00057666 | 0.00057666 | 1174.1925 | 0 | 0 | 0 | 0.0042 | 0 | 0 | 0.00057666 | 0.00057666 | 1100.3364
07/19 09:00:00 | 82.94 | 28.3 | 0% | 1.6663 | 61758.6468 | 0.99447 | 3.5801 | 4.8672 | 4.3805 | 0 | 0 | 0 | 385.5755 | 1.6663 | 61758.6468 | 0.99447 | 3.8784 | 5.2728 | 4.4819 | 0 | 0 | 0 | 376.8547 | 0 | 0 | 0 | 0 | 0 | 0 | 0 | 759.346 | 0 | 0 | 0 | 0 | 0 | 0 | 0 | 1236.3929 | 0 | 0 | 0 | 0 | 0 | 0 | 0 | 0 | 1147.235 | 0 | 0 | 0 | 0.0042 | 0 | 0.00057666 | 0.00057666 | 770.3073 | 0 | 0 | 0 | 0.0042 | 0 | 0.00057666 | 0.00057666 | 1174.1931 | 0 | 0 | 0 | 0.0042 | 0 | 0 | 0.00057666 | 0.00057666 | 1100.337
07/19 10:00:00 | 84.02 | 28.9 | 0% | 1.6881 | 62565.316 | 0.9832 | 3.5395 | 4.8978 | 4.408 | 0 | 0 | 0 | 385.5755 | 1.6881 | 62565.316 | 0.9832 | 3.8345 | 5.3059 | 4.51 | 0 | 0 | 0 | 376.8547 | 0 | 0 | 0 | 0 | 0 | 0 | 0 | 759.346 | 0 | 0 | 0 | 0 | 0 | 0 | 0 | 1236.3929 | 0 | 0 | 0 | 0 | 0 | 0 | 0 | 0 | 1147.235 | 0 | 0 | 0 | 0.0042 | 0 | 0.00057666 | 0.00057666 | 770.3078 | 0 | 0 | 0 | 0.0042 | 0 | 0.00057666 | 0.00057666 | 1174.1936 | 0 | 0 | 0 | 0.0042 | 0 | 0 | 0.00057666 | 0.00057666 | 1100.3376
07/19 11:00:00 | 89.06 | 31.7 | 0% | 1.7914 | 66397.3365 | 0.92764 | 3.3395 | 5.0446 | 4.5401 | 0 | 0 | 0 | 385.5755 | 1.7914 | 66397.3365 | 0.92764 | 3.6178 | 5.4649 | 4.6452 | 0 | 0 | 0 | 376.8547 | 0 | 0 | 0 | 0 | 0 | 0 | 0 | 759.346 | 0 | 0 | 0 | 0 | 0 | 0 | 0 | 1236.3929 | 0 | 0 | 0 | 0 | 0 | 0 | 0 | 0 | 1147.235 | 0 | 0 | 0 | 0.0042 | 0 | 0.00057666 | 0.00057666 | 770.3084 | 0 | 0 | 0 | 0.0042 | 0 | 0.00057666 | 0.00057666 | 1174.1942 | 0 | 0 | 0 | 0.0042 | 0 | 0 | 0.00057666 | 0.00057666 | 1100.3381
07/19 12:00:00 | 89.06 | 31.7 | 0% | 1.7914 | 66397.3365 | 0.92764 | 3.3395 | 5.0446 | 4.5401 | 0 | 0 | 0 | 385.5755 | 1.7914 | 66397.3365 | 0.92764 | 3.6178 | 5.4649 | 4.6452 | 0 | 0 | 0 | 376.8547 | 0 | 0 | 0 | 0 | 0 | 0 | 0 | 759.346 | 0 | 0 | 0 | 0 | 0 | 0 | 0 | 1236.3929 | 0 | 0 | 0 | 0 | 0 | 0 | 0 | 0 | 1147.235 | 0 | 0 | 0 | 0.0042 | 0 | 0.00057666 | 0.00057666 | 770.309 | 0 | 0 | 0 | 0.0042 | 0 | 0.00057666 | 0.00057666 | 1174.1948 | 0 | 0 | 0 | 0.0042 | 0 | 0 | 0.00057666 | 0.00057666 | 1100.3387
07/19 13:00:00 | 89.06 | 31.7 | 0% | 1.7914 | 66397.3365 | 0.92764 | 3.3395 | 5.0446 | 4.5401 | 0 | 0 | 0 | 385.5755 | 1.7914 | 66397.3365 | 0.92764 | 3.6178 | 5.4649 | 4.6452 | 0 | 0 | 0 | 376.8547 | 0 | 0 | 0 | 0 | 0 | 0 | 0 | 759.346 | 0 | 0 | 0 | 0 | 0 | 0 | 0 | 1236.3929 | 0 | 0 | 0 | 0 | 0 | 0 | 0 | 0 | 1147.235 | 0 | 0 | 0 | 0.0042 | 0 | 0.00057666 | 0.00057666 | 770.3096 | 0 | 0 | 0 | 0.0042 | 0 | 0.00057666 | 0.00057666 | 1174.1954 | 0 | 0 | 0 | 0.0042 | 0 | 0 | 0.00057666 | 0.00057666 | 1100.3393
07/19 14:00:00 | 89.6 | 32 | 0% | 1.8027 | 66814.5104 | 0.92147 | 3.3173 | 5.0607 | 4.5547 | 0 | 0 | 0 | 385.5755 | 1.8027 | 66814.5104 | 0.92147 | 3.5937 | 5.4825 | 4.6601 | 0 | 0 | 0 | 376.8547 | 0 | 0 | 0 | 0 | 0 | 0 | 0 | 759.346 | 0 | 0 | 0 | 0 | 0 | 0 | 0 | 1236.3929 | 0 | 0 | 0 | 0 | 0 | 0 | 0 | 0 | 1147.235 | 0 | 0 | 0 | 0.0042 | 0 | 0.00057666 | 0.00057666 | 770.3101 | 0 | 0 | 0 | 0.0042 | 0 | 0.00057666 | 0.00057666 | 1174.1959 | 0 | 0 | 0 | 0.0042 | 0 | 0 | 0.00057666 | 0.00057666 | 1100.3399
07/19 15:00:00 | 87.98 | 31.1 | 0% | 1.769 | 65566.8211 | 0.93988 | 3.3836 | 5.0125 | 4.5113 | 0 | 0 | 0 | 385.5755 | 1.769 | 65566.8211 | 0.93988 | 3.6655 | 5.4302 | 4.6157 | 0 | 0 | 0 | 376.8547 | 0 | 0 | 0 | 0 | 0 | 0 | 0 | 759.346 | 0 | 0 | 0 | 0 | 0 | 0 | 0 | 1236.3929 | 0 | 0 | 0 | 0 | 0 | 0 | 0 | 0 | 1147.235 | 0 | 0 | 0 | 0.0042 | 0 | 0.00057666 | 0.00057666 | 770.3107 | 0 | 0 | 0 | 0.0042 | 0 | 0.00057666 | 0.00057666 | 1174.1965 | 0 | 0 | 0 | 0.0042 | 0 | 0 | 0.00057666 | 0.00057666 | 1100.3404
07/19 16:00:00 | 75.92 | 24.4 | 0% | 1.5282 | 56639.8504 | 1.0596 | 3.8146 | 4.6745 | 4.2071 | 0 | 0 | 0 | 385.5755 | 1.5282 | 56639.8504 | 1.0596 | 4.1325 | 5.0641 | 4.3044 | 0 | 0 | 0 | 376.8547 | 0 | 0 | 0 | 0 | 0 | 0 | 0 | 759.346 | 0 | 0 | 0 | 0 | 0 | 0 | 0 | 1236.3929 | 0 | 0 | 0 | 0 | 0 | 0 | 0 | 0 | 1147.235 | 0 | 0 | 0 | 0.0042 | 0 | 0.00057666 | 0.00057666 | 770.3113 | 0 | 0 | 0 | 0.0042 | 0 | 0.00057666 | 0.00057666 | 1174.1971 | 0 | 0 | 0 | 0.0042 | 0 | 0 | 0.00057666 | 0.00057666 | 1100.341
07/19 17:00:00 | 78.08 | 25.6 | 0% | 1.5701 | 58191.8702 | 1.0413 | 3.7487 | 4.7329 | 4.2596 | 0 | 0 | 0 | 385.5755 | 1.5701 | 58191.8702 | 1.0413 | 4.0611 | 5.1273 | 4.3582 | 0 | 0 | 0 | 376.8547 | 0 | 0 | 0 | 0 | 0 | 0 | 0 | 759.346 | 0 | 0 | 0 | 0 | 0 | 0 | 0 | 1236.3929 | 0 | 0 | 0 | 0 | 0 | 0 | 0 | 0 | 1147.235 | 0 | 0 | 0 | 0.0042 | 0 | 0.00057666 | 0.00057666 | 770.3119 | 0 | 0 | 0 | 0.0042 | 0 | 0.00057666 | 0.00057666 | 1174.1977 | 0 | 0 | 0 | 0.0042 | 0 | 0 | 0.00057666 | 0.00057666 | 1100.3416
07/19 18:00:00 | 78.08 | 25.6 | 0% | 1.5701 | 58191.8702 | 1.0413 | 3.7487 | 4.7329 | 4.2596 | 0 | 0 | 0 | 385.5755 | 1.5701 | 58191.8702 | 1.0413 | 4.0611 | 5.1273 | 4.3582 | 0 | 0 | 0 | 376.8547 | 0 | 0 | 0 | 0 | 0 | 0 | 0 | 759.346 | 0 | 0 | 0 | 0 | 0 | 0 | 0 | 1236.3929 | 0 | 0 | 0 | 0 | 0 | 0 | 0 | 0 | 1147.235 | 0 | 0 | 0 | 0.0042 | 0 | 0.00057666 | 0.00057666 | 770.3124 | 0 | 0 | 0 | 0.0042 | 0 | 0.00057666 | 0.00057666 | 1174.1983 | 0 | 0 | 0 | 0.0042 | 0 | 0 | 0.00057666 | 0.00057666 | 1100.3422
07/19 19:00:00 | 78.08 | 25.6 | 0% | 1.5701 | 58191.8702 | 1.0413 | 3.7487 | 4.7329 | 4.2596 | 0 | 0 | 0 | 385.5755 | 1.5701 | 58191.8702 | 1.0413 | 4.0611 | 5.1273 | 4.3582 | 0 | 0 | 0 | 376.8547 | 0 | 0 | 0 | 0 | 0 | 0 | 0 | 759.346 | 0 | 0 | 0 | 0 | 0 | 0 | 0 | 1236.3929 | 0 | 0 | 0 | 0 | 0 | 0 | 0 | 0 | 1147.235 | 0 | 0 | 0 | 0.0042 | 0 | 0.00057666 | 0.00057666 | 770.313 | 0 | 0 | 0 | 0.0042 | 0 | 0.00057666 | 0.00057666 | 1174.1988 | 0 | 0 | 0 | 0.0042 | 0 | 0 | 0.00057666 | 0.00057666 | 1100.3427
07/19 20:00:00 | 77 | 25 | 0% | 1.5491 | 57413.3053 | 1.0507 | 3.7824 | 4.7036 | 4.2332 | 0 | 0 | 0 | 385.5755 | 1.5491 | 57413.3053 | 1.0507 | 4.0976 | 5.0956 | 4.3312 | 0 | 0 | 0 | 376.8547 | 0 | 0 | 0 | 0 | 0 | 0 | 0 | 759.346 | 0 | 0 | 0 | 0 | 0 | 0 | 0 | 1236.3929 | 0 | 0 | 0 | 0 | 0 | 0 | 0 | 0 | 1147.235 | 0 | 0 | 0 | 0.0042 | 0 | 0.00057666 | 0.00057666 | 770.3136 | 0 | 0 | 0 | 0.0042 | 0 | 0.00057666 | 0.00057666 | 1174.1994 | 0 | 0 | 0 | 0.0042 | 0 | 0 | 0.00057666 | 0.00057666 | 1100.3433
07/19 21:00:00 | 75.92 | 24.4 | 0% | 1.5282 | 56639.8504 | 1.0596 | 3.8146 | 4.6745 | 4.2071 | 0 | 0 | 0 | 385.5755 | 1.5282 | 56639.8504 | 1.0596 | 4.1325 | 5.0641 | 4.3044 | 0 | 0 | 0 | 376.8547 | 0 | 0 | 0 | 0 | 0 | 0 | 0 | 759.346 | 0 | 0 | 0 | 0 | 0 | 0 | 0 | 1236.3929 | 0 | 0 | 0 | 0 | 0 | 0 | 0 | 0 | 1147.235 | 0 | 0 | 0 | 0.0042 | 0 | 0.00057666 | 0.00057666 | 770.3142 | 0 | 0 | 0 | 0.0042 | 0 | 0.00057666 | 0.00057666 | 1174.2 | 0 | 0 | 0 | 0.0042 | 0 | 0 | 0.00057666 | 0.00057666 | 1100.3439
07/19 22:00:00 | 75.92 | 24.4 | 0% | 1.5282 | 56639.8504 | 1.0596 | 3.8146 | 4.6745 | 4.2071 | 0 | 0 | 0 | 385.5755 | 1.5282 | 56639.8504 | 1.0596 | 4.1325 | 5.0641 | 4.3044 | 0 | 0 | 0 | 376.8547 | 0 | 0 | 0 | 0 | 0 | 0 | 0 | 759.346 | 0 | 0 | 0 | 0 | 0 | 0 | 0 | 1236.3929 | 0 | 0 | 0 | 0 | 0 | 0 | 0 | 0 | 1147.235 | 0 | 0 | 0 | 0.0042 | 0 | 0.00057666 | 0.00057666 | 770.3148 | 0 | 0 | 0 | 0.0042 | 0 | 0.00057666 | 0.00057666 | 1174.2006 | 0 | 0 | 0 | 0.0042 | 0 | 0 | 0.00057666 | 0.00057666 | 1100.3445
07/19 23:00:00 | 77 | 25 | 0% | 1.5491 | 57413.3053 | 1.0507 | 3.7824 | 4.7036 | 4.2332 | 0 | 0 | 0 | 385.5755 | 1.5491 | 57413.3053 | 1.0507 | 4.0976 | 5.0956 | 4.3312 | 0 | 0 | 0 | 376.8547 | 0 | 0 | 0 | 0 | 0 | 0 | 0 | 759.346 | 0 | 0 | 0 | 0 | 0 | 0 | 0 | 1236.3929 | 0 | 0 | 0 | 0 | 0 | 0 | 0 | 0 | 1147.235 | 0 | 0 | 0 | 0.0042 | 0 | 0.00057666 | 0.00057666 | 770.3153 | 0 | 0 | 0 | 0.0042 | 0 | 0.00057666 | 0.00057666 | 1174.2011 | 0 | 0 | 0 | 0.0042 | 0 | 0 | 0.00057666 | 0.00057666 | 1100.3451
07/19 24:00:00 | 75.92 | 24.4 | 0% | 1.5282 | 56639.8504 | 1.0596 | 3.8146 | 4.6745 | 4.2071 | 0 | 0 | 0 | 385.5755 | 1.5282 | 56639.8504 | 1.0596 | 4.1325 | 5.0641 | 4.3044 | 0 | 0 | 0 | 376.8547 | 0 | 0 | 0 | 0 | 0 | 0 | 0 | 759.346 | 0 | 0 | 0 | 0 | 0 | 0 | 0 | 1236.3929 | 0 | 0 | 0 | 0 | 0 | 0 | 0 | 0 | 1147.235 | 0 | 0 | 0 | 0.0042 | 0 | 0.00057666 | 0.00057666 | 770.3159 | 0 | 0 | 0 | 0.0042 | 0 | 0.00057666 | 0.00057666 | 1174.2017 | 0 | 0 | 0 | 0.0042 | 0 | 0 | 0.00057666 | 0.00057666 | 1100.3456
07/20 01:00:00 | 75.02 | 23.9 | 0% | 1.5109 | 55999.208 | 1.0667 | 3.8401 | 4.6504 | 4.1853 | 0 | 0 | 0 | 385.5755 | 1.5109 | 55999.208 | 1.0667 | 4.1602 | 5.0379 | 4.2822 | 0 | 0 | 0 | 376.8547 | 0 | 0 | 0 | 0 | 0 | 0 | 0 | 759.346 | 0 | 0 | 0 | 0 | 0 | 0 | 0 | 1236.3929 | 0 | 0 | 0 | 0 | 0 | 0 | 0 | 0 | 1147.235 | 0 | 0 | 0 | 0.0042 | 0 | 0.00057666 | 0.00057666 | 770.3165 | 0 | 0 | 0 | 0.0042 | 0 | 0.00057666 | 0.00057666 | 1174.2023 | 0 | 0 | 0 | 0.0042 | 0 | 0 | 0.00057666 | 0.00057666 | 1100.3462
07/20 02:00:00 | 75.02 | 23.9 | 0% | 1.5109 | 55999.208 | 1.0667 | 3.8401 | 4.6504 | 4.1853 | 0 | 0 | 0 | 385.5755 | 1.5109 | 55999.208 | 1.0667 | 4.1602 | 5.0379 | 4.2822 | 0 | 0 | 0 | 376.8547 | 0 | 0 | 0 | 0 | 0 | 0 | 0 | 759.346 | 0 | 0 | 0 | 0 | 0 | 0 | 0 | 1236.3929 | 0 | 0 | 0 | 0 | 0 | 0 | 0 | 0 | 1147.235 | 0 | 0 | 0 | 0.0042 | 0 | 0.00057666 | 0.00057666 | 770.3171 | 0 | 0 | 0 | 0.0042 | 0 | 0.00057666 | 0.00057666 | 1174.2029 | 0 | 0 | 0 | 0.0042 | 0 | 0 | 0.00057666 | 0.00057666 | 1100.3468
07/20 03:00:00 | 73.94 | 23.3 | 0% | 1.4903 | 55235.1212 | 1.0748 | 3.8692 | 4.6215 | 4.1594 | 0 | 0 | 0 | 385.5755 | 1.4903 | 55235.1212 | 1.0748 | 4.1916 | 5.0067 | 4.2557 | 0 | 0 | 0 | 376.8547 | 0 | 0 | 0 | 0 | 0 | 0 | 0 | 759.346 | 0 | 0 | 0 | 0 | 0 | 0 | 0 | 1236.3929 | 0 | 0 | 0 | 0 | 0 | 0 | 0 | 0 | 1147.235 | 0 | 0 | 0 | 0.0042 | 0 | 0.00057666 | 0.00057666 | 770.3176 | 0 | 0 | 0 | 0.0042 | 0 | 0.00057666 | 0.00057666 | 1174.2034 | 0 | 0 | 0 | 0.0042 | 0 | 0 | 0.00057666 | 0.00057666 | 1100.3474
07/20 04:00:00 | 73.94 | 23.3 | 0% | 1.4903 | 55235.1212 | 1.0748 | 3.8692 | 4.6215 | 4.1594 | 0 | 0 | 0 | 385.5755 | 1.4903 | 55235.1212 | 1.0748 | 4.1916 | 5.0067 | 4.2557 | 0 | 0 | 0 | 376.8547 | 0 | 0 | 0 | 0 | 0 | 0 | 0 | 759.346 | 0 | 0 | 0 | 0 | 0 | 0 | 0 | 1236.3929 | 0 | 0 | 0 | 0 | 0 | 0 | 0 | 0 | 1147.235 | 0 | 0 | 0 | 0.0042 | 0 | 0.00057666 | 0.00057666 | 770.3182 | 0 | 0 | 0 | 0.0042 | 0 | 0.00057666 | 0.00057666 | 1174.204 | 0 | 0 | 0 | 0.0042 | 0 | 0 | 0.00057666 | 0.00057666 | 1100.3479
07/20 05:00:00 | 73.04 | 22.8 | 0% | 1.4732 | 54602.2855 | 1.0811 | 3.892 | 4.5976 | 4.1378 | 0 | 0 | 0 | 385.5755 | 1.4732 | 54602.2855 | 1.0811 | 4.2164 | 4.9807 | 4.2336 | 0 | 0 | 0 | 376.8547 | 0 | 0 | 0 | 0 | 0 | 0 | 0 | 759.346 | 0 | 0 | 0 | 0 | 0 | 0 | 0 | 1236.3929 | 0 | 0 | 0 | 0 | 0 | 0 | 0 | 0 | 1147.235 | 0 | 0 | 0 | 0.0042 | 0 | 0.00057666 | 0.00057666 | 770.3188 | 0 | 0 | 0 | 0.0042 | 0 | 0.00057666 | 0.00057666 | 1174.2046 | 0 | 0 | 0 | 0.0042 | 0 | 0 | 0.00057666 | 0.00057666 | 1100.3485
07/20 06:00:00 | 75.02 | 23.9 | 0% | 1.5109 | 55999.208 | 1.0667 | 3.8401 | 4.6504 | 4.1853 | 0 | 0 | 0 | 385.5755 | 1.5109 | 55999.208 | 1.0667 | 4.1602 | 5.0379 | 4.2822 | 0 | 0 | 0 | 376.8547 | 0 | 0 | 0 | 0 | 0 | 0 | 0 | 759.346 | 0 | 0 | 0 | 0 | 0 | 0 | 0 | 1236.3929 | 0 | 0 | 0 | 0 | 0 | 0 | 0 | 0 | 1147.235 | 0 | 0 | 0 | 0.0042 | 0 | 0.00057666 | 0.00057666 | 770.3194 | 0 | 0 | 0 | 0.0042 | 0 | 0.00057666 | 0.00057666 | 1174.2052 | 0 | 0 | 0 | 0.0042 | 0 | 0 | 0.00057666 | 0.00057666 | 1100.3491
07/20 07:00:00 | 75.02 | 23.9 | 0% | 1.5109 | 55999.208 | 1.0667 | 3.8401 | 4.6504 | 4.1853 | 0 | 0 | 0 | 385.5755 | 1.5109 | 55999.208 | 1.0667 | 4.1602 | 5.0379 | 4.2822 | 0 | 0 | 0 | 376.8547 | 0 | 0 | 0 | 0 | 0 | 0 | 0 | 759.346 | 0 | 0 | 0 | 0 | 0 | 0 | 0 | 1236.3929 | 0 | 0 | 0 | 0 | 0 | 0 | 0 | 0 | 1147.235 | 0 | 0 | 0 | 0.0042 | 0 | 0.00057666 | 0.00057666 | 770.3199 | 0 | 0 | 0 | 0.0042 | 0 | 0.00057666 | 0.00057666 | 1174.2057 | 0 | 0 | 0 | 0.0042 | 0 | 0 | 0.00057666 | 0.00057666 | 1100.3497
07/20 08:00:00 | 80.06 | 26.7 | 0% | 1.6089 | 59632.5105 | 1.0231 | 3.6831 | 4.787 | 4.3083 | 0 | 0 | 0 | 385.5755 | 1.6089 | 59632.5105 | 1.0231 | 3.99 | 5.1859 | 4.408 | 0 | 0 | 0 | 376.8547 | 0 | 0 | 0 | 0 | 0 | 0 | 0 | 759.346 | 0 | 0 | 0 | 0 | 0 | 0 | 0 | 1236.3929 | 0 | 0 | 0 | 0 | 0 | 0 | 0 | 0 | 1147.235 | 0 | 0 | 0 | 0.0042 | 0 | 0.00057666 | 0.00057666 | 770.3205 | 0 | 0 | 0 | 0.0042 | 0 | 0.00057666 | 0.00057666 | 1174.2063 | 0 | 0 | 0 | 0.0042 | 0 | 0 | 0.00057666 | 0.00057666 | 1100.3502
07/20 09:00:00 | 80.96 | 27.2 | 0% | 1.6267 | 60293.0247 | 1.0144 | 3.6518 | 4.8119 | 4.3307 | 0 | 0 | 0 | 385.5755 | 1.6267 | 60293.0247 | 1.0144 | 3.9561 | 5.2129 | 4.4309 | 0 | 0 | 0 | 376.8547 | 0 | 0 | 0 | 0 | 0 | 0 | 0 | 759.346 | 0 | 0 | 0 | 0 | 0 | 0 | 0 | 1236.3929 | 0 | 0 | 0 | 0 | 0 | 0 | 0 | 0 | 1147.235 | 0 | 0 | 0 | 0.0042 | 0 | 0.00057666 | 0.00057666 | 770.3211 | 0 | 0 | 0 | 0.0042 | 0 | 0.00057666 | 0.00057666 | 1174.2069 | 0 | 0 | 0 | 0.0042 | 0 | 0 | 0.00057666 | 0.00057666 | 1100.3508
07/20 10:00:00 | 84.02 | 28.9 | 0% | 1.6881 | 62565.316 | 0.9832 | 3.5395 | 4.8978 | 4.408 | 0 | 0 | 0 | 385.5755 | 1.6881 | 62565.316 | 0.9832 | 3.8345 | 5.3059 | 4.51 | 0 | 0 | 0 | 376.8547 | 0 | 0 | 0 | 0 | 0 | 0 | 0 | 759.346 | 0 | 0 | 0 | 0 | 0 | 0 | 0 | 1236.3929 | 0 | 0 | 0 | 0 | 0 | 0 | 0 | 0 | 1147.235 | 0 | 0 | 0 | 0.0042 | 0 | 0.00057666 | 0.00057666 | 770.3217 | 0 | 0 | 0 | 0.0042 | 0 | 0.00057666 | 0.00057666 | 1174.2075 | 0 | 0 | 0 | 0.0042 | 0 | 0 | 0.00057666 | 0.00057666 | 1100.3514
07/20 11:00:00 | 86 | 30 | 0% | 1.7283 | 64057.4811 | 0.96189 | 3.4628 | 4.9546 | 4.4591 | 0 | 0 | 0 | 385.5755 | 1.7283 | 64057.4811 | 0.96189 | 3.7514 | 5.3675 | 4.5624 | 0 | 0 | 0 | 376.8547 | 0 | 0 | 0 | 0 | 0 | 0 | 0 | 759.346 | 0 | 0 | 0 | 0 | 0 | 0 | 0 | 1236.3929 | 0 | 0 | 0 | 0 | 0 | 0 | 0 | 0 | 1147.235 | 0 | 0 | 0 | 0.0042 | 0 | 0.00057666 | 0.00057666 | 770.3223 | 0 | 0 | 0 | 0.0042 | 0 | 0.00057666 | 0.00057666 | 1174.2081 | 0 | 0 | 0 | 0.0042 | 0 | 0 | 0.00057666 | 0.00057666 | 1100.352
07/20 12:00:00 | 87.08 | 30.6 | 0% | 1.7505 | 64878.6283 | 0.94996 | 3.4199 | 4.9861 | 4.4874 | 0 | 0 | 0 | 385.5755 | 1.7505 | 64878.6283 | 0.94996 | 3.7048 | 5.4016 | 4.5913 | 0 | 0 | 0 | 376.8547 | 0 | 0 | 0 | 0 | 0 | 0 | 0 | 759.346 | 0 | 0 | 0 | 0 | 0 | 0 | 0 | 1236.3929 | 0 | 0 | 0 | 0 | 0 | 0 | 0 | 0 | 1147.235 | 0 | 0 | 0 | 0.0042 | 0 | 0.00057666 | 0.00057666 | 770.3228 | 0 | 0 | 0 | 0.0042 | 0 | 0.00057666 | 0.00057666 | 1174.2086 | 0 | 0 | 0 | 0.0042 | 0 | 0 | 0.00057666 | 0.00057666 | 1100.3526
07/20 13:00:00 | 87.08 | 30.6 | 0% | 1.7505 | 64878.6283 | 0.94996 | 3.4199 | 4.9861 | 4.4874 | 0 | 0 | 0 | 385.5755 | 1.7505 | 64878.6283 | 0.94996 | 3.7048 | 5.4016 | 4.5913 | 0 | 0 | 0 | 376.8547 | 0 | 0 | 0 | 0 | 0 | 0 | 0 | 759.346 | 0 | 0 | 0 | 0 | 0 | 0 | 0 | 1236.3929 | 0 | 0 | 0 | 0 | 0 | 0 | 0 | 0 | 1147.235 | 0 | 0 | 0 | 0.0042 | 0 | 0.00057666 | 0.00057666 | 770.3234 | 0 | 0 | 0 | 0.0042 | 0 | 0.00057666 | 0.00057666 | 1174.2092 | 0 | 0 | 0 | 0.0042 | 0 | 0 | 0.00057666 | 0.00057666 | 1100.3531
07/20 14:00:00 | 89.06 | 31.7 | 0% | 1.7914 | 66397.3365 | 0.92764 | 3.3395 | 5.0446 | 4.5401 | 0 | 0 | 0 | 385.5755 | 1.7914 | 66397.3365 | 0.92764 | 3.6178 | 5.4649 | 4.6452 | 0 | 0 | 0 | 376.8547 | 0 | 0 | 0 | 0 | 0 | 0 | 0 | 759.346 | 0 | 0 | 0 | 0 | 0 | 0 | 0 | 1236.3929 | 0 | 0 | 0 | 0 | 0 | 0 | 0 | 0 | 1147.235 | 0 | 0 | 0 | 0.0042 | 0 | 0.00057666 | 0.00057666 | 770.324 | 0 | 0 | 0 | 0.0042 | 0 | 0.00057666 | 0.00057666 | 1174.2098 | 0 | 0 | 0 | 0.0042 | 0 | 0 | 0.00057666 | 0.00057666 | 1100.3537
07/20 15:00:00 | 89.06 | 31.7 | 0% | 1.7914 | 66397.3365 | 0.92764 | 3.3395 | 5.0446 | 4.5401 | 0 | 0 | 0 | 385.5755 | 1.7914 | 66397.3365 | 0.92764 | 3.6178 | 5.4649 | 4.6452 | 0 | 0 | 0 | 376.8547 | 0 | 0 | 0 | 0 | 0 | 0 | 0 | 759.346 | 0 | 0 | 0 | 0 | 0 | 0 | 0 | 1236.3929 | 0 | 0 | 0 | 0 | 0 | 0 | 0 | 0 | 1147.235 | 0 | 0 | 0 | 0.0042 | 0 | 0.00057666 | 0.00057666 | 770.3246 | 0 | 0 | 0 | 0.0042 | 0 | 0.00057666 | 0.00057666 | 1174.2104 | 0 | 0 | 0 | 0.0042 | 0 | 0 | 0.00057666 | 0.00057666 | 1100.3543
07/20 16:00:00 | 89.96 | 32.2 | 0% | 1.8102 | 67093.336 | 0.91733 | 3.3024 | 5.0715 | 4.5644 | 0 | 0 | 0 | 385.5755 | 1.8102 | 67093.336 | 0.91733 | 3.5776 | 5.4942 | 4.67 | 0 | 0 | 0 | 376.8547 | 0 | 0 | 0 | 0 | 0 | 0 | 0 | 759.346 | 0 | 0 | 0 | 0 | 0 | 0 | 0 | 1236.3929 | 0 | 0 | 0 | 0 | 0 | 0 | 0 | 0 | 1147.235 | 0 | 0 | 0 | 0.0042 | 0 | 0.00057666 | 0.00057666 | 770.3251 | 0 | 0 | 0 | 0.0042 | 0 | 0.00057666 | 0.00057666 | 1174.2109 | 0 | 0 | 0 | 0.0042 | 0 | 0 | 0.00057666 | 0.00057666 | 1100.3549
07/20 17:00:00 | 89.06 | 31.7 | 0% | 1.7914 | 66397.3365 | 0.92764 | 3.3395 | 5.0446 | 4.5401 | 0 | 0 | 0 | 385.5755 | 1.7914 | 66397.3365 | 0.92764 | 3.6178 | 5.4649 | 4.6452 | 0 | 0 | 0 | 376.8547 | 0 | 0 | 0 | 0 | 0 | 0 | 0 | 759.346 | 0 | 0 | 0 | 0 | 0 | 0 | 0 | 1236.3929 | 0 | 0 | 0 | 0 | 0 | 0 | 0 | 0 | 1147.235 | 0 | 0 | 0 | 0.0042 | 0 | 0.00057666 | 0.00057666 | 770.3257 | 0 | 0 | 0 | 0.0042 | 0 | 0.00057666 | 0.00057666 | 1174.2115 | 0 | 0 | 0 | 0.0042 | 0 | 0 | 0.00057666 | 0.00057666 | 1100.3554
07/20 18:00:00 | 89.06 | 31.7 | 0% | 1.7914 | 66397.3365 | 0.92764 | 3.3395 | 5.0446 | 4.5401 | 0 | 0 | 0 | 385.5755 | 1.7914 | 66397.3365 | 0.92764 | 3.6178 | 5.4649 | 4.6452 | 0 | 0 | 0 | 376.8547 | 0 | 0 | 0 | 0 | 0 | 0 | 0 | 759.346 | 0 | 0 | 0 | 0 | 0 | 0 | 0 | 1236.3929 | 0 | 0 | 0 | 0 | 0 | 0 | 0 | 0 | 1147.235 | 0 | 0 | 0 | 0.0042 | 0 | 0.00057666 | 0.00057666 | 770.3263 | 0 | 0 | 0 | 0.0042 | 0 | 0.00057666 | 0.00057666 | 1174.2121 | 0 | 0 | 0 | 0.0042 | 0 | 0 | 0.00057666 | 0.00057666 | 1100.356
07/20 19:00:00 | 82.94 | 28.3 | 0% | 1.6663 | 61758.6468 | 0.99447 | 3.5801 | 4.8672 | 4.3805 | 0 | 0 | 0 | 385.5755 | 1.6663 | 61758.6468 | 0.99447 | 3.8784 | 5.2728 | 4.4819 | 0 | 0 | 0 | 376.8547 | 0 | 0 | 0 | 0 | 0 | 0 | 0 | 759.346 | 0 | 0 | 0 | 0 | 0 | 0 | 0 | 1236.3929 | 0 | 0 | 0 | 0 | 0 | 0 | 0 | 0 | 1147.235 | 0 | 0 | 0 | 0.0042 | 0 | 0.00057666 | 0.00057666 | 770.3269 | 0 | 0 | 0 | 0.0042 | 0 | 0.00057666 | 0.00057666 | 1174.2127 | 0 | 0 | 0 | 0.0042 | 0 | 0 | 0.00057666 | 0.00057666 | 1100.3566
07/20 20:00:00 | 80.06 | 26.7 | 0% | 1.6089 | 59632.5105 | 1.0231 | 3.6831 | 4.787 | 4.3083 | 0 | 0 | 0 | 385.5755 | 1.6089 | 59632.5105 | 1.0231 | 3.99 | 5.1859 | 4.408 | 0 | 0 | 0 | 376.8547 | 0 | 0 | 0 | 0 | 0 | 0 | 0 | 759.346 | 0 | 0 | 0 | 0 | 0 | 0 | 0 | 1236.3929 | 0 | 0 | 0 | 0 | 0 | 0 | 0 | 0 | 1147.235 | 0 | 0 | 0 | 0.0042 | 0 | 0.00057666 | 0.00057666 | 770.3274 | 0 | 0 | 0 | 0.0042 | 0 | 0.00057666 | 0.00057666 | 1174.2132 | 0 | 0 | 0 | 0.0042 | 0 | 0 | 0.00057666 | 0.00057666 | 1100.3572
07/20 21:00:00 | 78.98 | 26.1 | 0% | 1.5877 | 58844.5776 | 1.0332 | 3.7194 | 4.7574 | 4.2816 | 0 | 0 | 0 | 385.5755 | 1.5877 | 58844.5776 | 1.0332 | 4.0294 | 5.1538 | 4.3808 | 0 | 0 | 0 | 376.8547 | 0 | 0 | 0 | 0 | 0 | 0 | 0 | 759.346 | 0 | 0 | 0 | 0 | 0 | 0 | 0 | 1236.3929 | 0 | 0 | 0 | 0 | 0 | 0 | 0 | 0 | 1147.235 | 0 | 0 | 0 | 0.0042 | 0 | 0.00057666 | 0.00057666 | 770.328 | 0 | 0 | 0 | 0.0042 | 0 | 0.00057666 | 0.00057666 | 1174.2138 | 0 | 0 | 0 | 0.0042 | 0 | 0 | 0.00057666 | 0.00057666 | 1100.3577
07/20 22:00:00 | 77 | 25 | 0% | 1.5491 | 57413.3053 | 1.0507 | 3.7824 | 4.7036 | 4.2332 | 0 | 0 | 0 | 385.5755 | 1.5491 | 57413.3053 | 1.0507 | 4.0976 | 5.0956 | 4.3312 | 0 | 0 | 0 | 376.8547 | 0 | 0 | 0 | 0 | 0 | 0 | 0 | 759.346 | 0 | 0 | 0 | 0 | 0 | 0 | 0 | 1236.3929 | 0 | 0 | 0 | 0 | 0 | 0 | 0 | 0 | 1147.235 | 0 | 0 | 0 | 0.0042 | 0 | 0.00057666 | 0.00057666 | 770.3286 | 0 | 0 | 0 | 0.0042 | 0 | 0.00057666 | 0.00057666 | 1174.2144 | 0 | 0 | 0 | 0.0042 | 0 | 0 | 0.00057666 | 0.00057666 | 1100.3583
07/20 23:00:00 | 77 | 25 | 0% | 1.5491 | 57413.3053 | 1.0507 | 3.7824 | 4.7036 | 4.2332 | 0 | 0 | 0 | 385.5755 | 1.5491 | 57413.3053 | 1.0507 | 4.0976 | 5.0956 | 4.3312 | 0 | 0 | 0 | 376.8547 | 0 | 0 | 0 | 0 | 0 | 0 | 0 | 759.346 | 0 | 0 | 0 | 0 | 0 | 0 | 0 | 1236.3929 | 0 | 0 | 0 | 0 | 0 | 0 | 0 | 0 | 1147.235 | 0 | 0 | 0 | 0.0042 | 0 | 0.00057666 | 0.00057666 | 770.3292 | 0 | 0 | 0 | 0.0042 | 0 | 0.00057666 | 0.00057666 | 1174.215 | 0 | 0 | 0 | 0.0042 | 0 | 0 | 0.00057666 | 0.00057666 | 1100.3589
07/20 24:00:00 | 75.92 | 24.4 | 0% | 1.5282 | 56639.8504 | 1.0596 | 3.8146 | 4.6745 | 4.2071 | 0 | 0 | 0 | 385.5755 | 1.5282 | 56639.8504 | 1.0596 | 4.1325 | 5.0641 | 4.3044 | 0 | 0 | 0 | 376.8547 | 0 | 0 | 0 | 0 | 0 | 0 | 0 | 759.346 | 0 | 0 | 0 | 0 | 0 | 0 | 0 | 1236.3929 | 0 | 0 | 0 | 0 | 0 | 0 | 0 | 0 | 1147.235 | 0 | 0 | 0 | 0.0042 | 0 | 0.00057666 | 0.00057666 | 770.3297 | 0 | 0 | 0 | 0.0042 | 0 | 0.00057666 | 0.00057666 | 1174.2156 | 0 | 0 | 0 | 0.0042 | 0 | 0 | 0.00057666 | 0.00057666 | 1100.3595
07/21 01:00:00 | 75.92 | 24.4 | 0% | 1.5282 | 56639.8504 | 1.0596 | 3.8146 | 4.6745 | 4.2071 | 0 | 0 | 0 | 385.5755 | 1.5282 | 56639.8504 | 1.0596 | 4.1325 | 5.0641 | 4.3044 | 0 | 0 | 0 | 376.8547 | 0 | 0 | 0 | 0 | 0 | 0 | 0 | 759.346 | 0 | 0 | 0 | 0 | 0 | 0 | 0 | 1236.3929 | 0 | 0 | 0 | 0 | 0 | 0 | 0 | 0 | 1147.235 | 0 | 0 | 0 | 0.0042 | 0 | 0.00057666 | 0.00057666 | 770.3303 | 0 | 0 | 0 | 0.0042 | 0 | 0.00057666 | 0.00057666 | 1174.2161 | 0 | 0 | 0 | 0.0042 | 0 | 0 | 0.00057666 | 0.00057666 | 1100.36
07/21 02:00:00 | 77 | 25 | 0% | 1.5491 | 57413.3053 | 1.0507 | 3.7824 | 4.7036 | 4.2332 | 0 | 0 | 0 | 385.5755 | 1.5491 | 57413.3053 | 1.0507 | 4.0976 | 5.0956 | 4.3312 | 0 | 0 | 0 | 376.8547 | 0 | 0 | 0 | 0 | 0 | 0 | 0 | 759.346 | 0 | 0 | 0 | 0 | 0 | 0 | 0 | 1236.3929 | 0 | 0 | 0 | 0 | 0 | 0 | 0 | 0 | 1147.235 | 0 | 0 | 0 | 0.0042 | 0 | 0.00057666 | 0.00057666 | 770.3309 | 0 | 0 | 0 | 0.0042 | 0 | 0.00057666 | 0.00057666 | 1174.2167 | 0 | 0 | 0 | 0.0042 | 0 | 0 | 0.00057666 | 0.00057666 | 1100.3606
07/21 03:00:00 | 75.92 | 24.4 | 0% | 1.5282 | 56639.8504 | 1.0596 | 3.8146 | 4.6745 | 4.2071 | 0 | 0 | 0 | 385.5755 | 1.5282 | 56639.8504 | 1.0596 | 4.1325 | 5.0641 | 4.3044 | 0 | 0 | 0 | 376.8547 | 0 | 0 | 0 | 0 | 0 | 0 | 0 | 759.346 | 0 | 0 | 0 | 0 | 0 | 0 | 0 | 1236.3929 | 0 | 0 | 0 | 0 | 0 | 0 | 0 | 0 | 1147.235 | 0 | 0 | 0 | 0.0042 | 0 | 0.00057666 | 0.00057666 | 770.3315 | 0 | 0 | 0 | 0.0042 | 0 | 0.00057666 | 0.00057666 | 1174.2173 | 0 | 0 | 0 | 0.0042 | 0 | 0 | 0.00057666 | 0.00057666 | 1100.3612
07/21 04:00:00 | 75.02 | 23.9 | 0% | 1.5109 | 55999.208 | 1.0667 | 3.8401 | 4.6504 | 4.1853 | 0 | 0 | 0 | 385.5755 | 1.5109 | 55999.208 | 1.0667 | 4.1602 | 5.0379 | 4.2822 | 0 | 0 | 0 | 376.8547 | 0 | 0 | 0 | 0 | 0 | 0 | 0 | 759.346 | 0 | 0 | 0 | 0 | 0 | 0 | 0 | 1236.3929 | 0 | 0 | 0 | 0 | 0 | 0 | 0 | 0 | 1147.235 | 0 | 0 | 0 | 0.0042 | 0 | 0.00057666 | 0.00057666 | 770.3321 | 0 | 0 | 0 | 0.0042 | 0 | 0.00057666 | 0.00057666 | 1174.2179 | 0 | 0 | 0 | 0.0042 | 0 | 0 | 0.00057666 | 0.00057666 | 1100.3618
07/21 05:00:00 | 69.08 | 20.6 | 0% | 1.3992 | 51859.9654 | 1.1045 | 3.9762 | 4.4925 | 4.0432 | 0 | 0 | 0 | 385.5755 | 1.3992 | 51859.9654 | 1.1045 | 4.3075 | 4.8668 | 4.1368 | 0 | 0 | 0 | 376.8547 | 0 | 0 | 0 | 0 | 0 | 0 | 0 | 759.346 | 0 | 0 | 0 | 0 | 0 | 0 | 0 | 1236.3929 | 0 | 0 | 0 | 0 | 0 | 0 | 0 | 0 | 1147.235 | 0 | 0 | 0 | 0.0042 | 0 | 0.00057666 | 0.00057666 | 770.3326 | 0 | 0 | 0 | 0.0042 | 0 | 0.00057666 | 0.00057666 | 1174.2184 | 0 | 0 | 0 | 0.0042 | 0 | 0 | 0.00057666 | 0.00057666 | 1100.3624
07/21 06:00:00 | 69.98 | 21.1 | 0% | 1.4159 | 52477.1875 | 1.0999 | 3.9595 | 4.5163 | 4.0647 | 0 | 0 | 0 | 385.5755 | 1.4159 | 52477.1875 | 1.0999 | 4.2895 | 4.8927 | 4.1588 | 0 | 0 | 0 | 376.8547 | 0 | 0 | 0 | 0 | 0 | 0 | 0 | 759.346 | 0 | 0 | 0 | 0 | 0 | 0 | 0 | 1236.3929 | 0 | 0 | 0 | 0 | 0 | 0 | 0 | 0 | 1147.235 | 0 | 0 | 0 | 0.0042 | 0 | 0.00057666 | 0.00057666 | 770.3332 | 0 | 0 | 0 | 0.0042 | 0 | 0.00057666 | 0.00057666 | 1174.219 | 0 | 0 | 0 | 0.0042 | 0 | 0 | 0.00057666 | 0.00057666 | 1100.3629
07/21 07:00:00 | 69.08 | 20.6 | 0% | 1.3992 | 51859.9654 | 1.1045 | 3.9762 | 4.4925 | 4.0432 | 0 | 0 | 0 | 385.5755 | 1.3992 | 51859.9654 | 1.1045 | 4.3075 | 4.8668 | 4.1368 | 0 | 0 | 0 | 376.8547 | 0 | 0 | 0 | 0 | 0 | 0 | 0 | 759.346 | 0 | 0 | 0 | 0 | 0 | 0 | 0 | 1236.3929 | 0 | 0 | 0 | 0 | 0 | 0 | 0 | 0 | 1147.235 | 0 | 0 | 0 | 0.0042 | 0 | 0.00057666 | 0.00057666 | 770.3338 | 0 | 0 | 0 | 0.0042 | 0 | 0.00057666 | 0.00057666 | 1174.2196 | 0 | 0 | 0 | 0.0042 | 0 | 0 | 0.00057666 | 0.00057666 | 1100.3635
07/21 08:00:00 | 75.02 | 23.9 | 0% | 1.5109 | 55999.208 | 1.0667 | 3.8401 | 4.6504 | 4.1853 | 0 | 0 | 0 | 385.5755 | 1.5109 | 55999.208 | 1.0667 | 4.1602 | 5.0379 | 4.2822 | 0 | 0 | 0 | 376.8547 | 0 | 0 | 0 | 0 | 0 | 0 | 0 | 759.346 | 0 | 0 | 0 | 0 | 0 | 0 | 0 | 1236.3929 | 0 | 0 | 0 | 0 | 0 | 0 | 0 | 0 | 1147.235 | 0 | 0 | 0 | 0.0042 | 0 | 0.00057666 | 0.00057666 | 770.3344 | 0 | 0 | 0 | 0.0042 | 0 | 0.00057666 | 0.00057666 | 1174.2202 | 0 | 0 | 0 | 0.0042 | 0 | 0 | 0.00057666 | 0.00057666 | 1100.3641
07/21 09:00:00 | 78.98 | 26.1 | 0% | 1.5877 | 58844.5776 | 1.0332 | 3.7194 | 4.7574 | 4.2816 | 0 | 0 | 0 | 385.5755 | 1.5877 | 58844.5776 | 1.0332 | 4.0294 | 5.1538 | 4.3808 | 0 | 0 | 0 | 376.8547 | 0 | 0 | 0 | 0 | 0 | 0 | 0 | 759.346 | 0 | 0 | 0 | 0 | 0 | 0 | 0 | 1236.3929 | 0 | 0 | 0 | 0 | 0 | 0 | 0 | 0 | 1147.235 | 0 | 0 | 0 | 0.0042 | 0 | 0.00057666 | 0.00057666 | 770.3349 | 0 | 0 | 0 | 0.0042 | 0 | 0.00057666 | 0.00057666 | 1174.2207 | 0 | 0 | 0 | 0.0042 | 0 | 0 | 0.00057666 | 0.00057666 | 1100.3647
07/21 10:00:00 | 82.04 | 27.8 | 0% | 1.6483 | 61090.3258 | 1.0036 | 3.6131 | 4.8419 | 4.3578 | 0 | 0 | 0 | 385.5755 | 1.6483 | 61090.3258 | 1.0036 | 3.9142 | 5.2454 | 4.4586 | 0 | 0 | 0 | 376.8547 | 0 | 0 | 0 | 0 | 0 | 0 | 0 | 759.346 | 0 | 0 | 0 | 0 | 0 | 0 | 0 | 1236.3929 | 0 | 0 | 0 | 0 | 0 | 0 | 0 | 0 | 1147.235 | 0 | 0 | 0 | 0.0042 | 0 | 0.00057666 | 0.00057666 | 770.3355 | 0 | 0 | 0 | 0.0042 | 0 | 0.00057666 | 0.00057666 | 1174.2213 | 0 | 0 | 0 | 0.0042 | 0 | 0 | 0.00057666 | 0.00057666 | 1100.3652
07/21 11:00:00 | 84.02 | 28.9 | 0% | 1.6881 | 62565.316 | 0.9832 | 3.5395 | 4.8978 | 4.408 | 0 | 0 | 0 | 385.5755 | 1.6881 | 62565.316 | 0.9832 | 3.8345 | 5.3059 | 4.51 | 0 | 0 | 0 | 376.8547 | 0 | 0 | 0 | 0 | 0 | 0 | 0 | 759.346 | 0 | 0 | 0 | 0 | 0 | 0 | 0 | 1236.3929 | 0 | 0 | 0 | 0 | 0 | 0 | 0 | 0 | 1147.235 | 0 | 0 | 0 | 0.0042 | 0 | 0.00057666 | 0.00057666 | 770.3361 | 0 | 0 | 0 | 0.0042 | 0 | 0.00057666 | 0.00057666 | 1174.2219 | 0 | 0 | 0 | 0.0042 | 0 | 0 | 0.00057666 | 0.00057666 | 1100.3658
07/21 12:00:00 | 86 | 30 | 0% | 1.7283 | 64057.4811 | 0.96189 | 3.4628 | 4.9546 | 4.4591 | 0 | 0 | 0 | 385.5755 | 1.7283 | 64057.4811 | 0.96189 | 3.7514 | 5.3675 | 4.5624 | 0 | 0 | 0 | 376.8547 | 0 | 0 | 0 | 0 | 0 | 0 | 0 | 759.346 | 0 | 0 | 0 | 0 | 0 | 0 | 0 | 1236.3929 | 0 | 0 | 0 | 0 | 0 | 0 | 0 | 0 | 1147.235 | 0 | 0 | 0 | 0.0042 | 0 | 0.00057666 | 0.00057666 | 770.3367 | 0 | 0 | 0 | 0.0042 | 0 | 0.00057666 | 0.00057666 | 1174.2225 | 0 | 0 | 0 | 0.0042 | 0 | 0 | 0.00057666 | 0.00057666 | 1100.3664
07/21 13:00:00 | 86 | 30 | 0% | 1.7283 | 64057.4811 | 0.96189 | 3.4628 | 4.9546 | 4.4591 | 0 | 0 | 0 | 385.5755 | 1.7283 | 64057.4811 | 0.96189 | 3.7514 | 5.3675 | 4.5624 | 0 | 0 | 0 | 376.8547 | 0 | 0 | 0 | 0 | 0 | 0 | 0 | 759.346 | 0 | 0 | 0 | 0 | 0 | 0 | 0 | 1236.3929 | 0 | 0 | 0 | 0 | 0 | 0 | 0 | 0 | 1147.235 | 0 | 0 | 0 | 0.0042 | 0 | 0.00057666 | 0.00057666 | 770.3372 | 0 | 0 | 0 | 0.0042 | 0 | 0.00057666 | 0.00057666 | 1174.223 | 0 | 0 | 0 | 0.0042 | 0 | 0 | 0.00057666 | 0.00057666 | 1100.367
07/21 14:00:00 | 87.98 | 31.1 | 0% | 1.769 | 65566.8211 | 0.93988 | 3.3836 | 5.0125 | 4.5113 | 0 | 0 | 0 | 385.5755 | 1.769 | 65566.8211 | 0.93988 | 3.6655 | 5.4302 | 4.6157 | 0 | 0 | 0 | 376.8547 | 0 | 0 | 0 | 0 | 0 | 0 | 0 | 759.346 | 0 | 0 | 0 | 0 | 0 | 0 | 0 | 1236.3929 | 0 | 0 | 0 | 0 | 0 | 0 | 0 | 0 | 1147.235 | 0 | 0 | 0 | 0.0042 | 0 | 0.00057666 | 0.00057666 | 770.3378 | 0 | 0 | 0 | 0.0042 | 0 | 0.00057666 | 0.00057666 | 1174.2236 | 0 | 0 | 0 | 0.0042 | 0 | 0 | 0.00057666 | 0.00057666 | 1100.3675
07/21 15:00:00 | 87.08 | 30.6 | 0% | 1.7505 | 64878.6283 | 0.94996 | 3.4199 | 4.9861 | 4.4874 | 0 | 0 | 0 | 385.5755 | 1.7505 | 64878.6283 | 0.94996 | 3.7048 | 5.4016 | 4.5913 | 0 | 0 | 0 | 376.8547 | 0 | 0 | 0 | 0 | 0 | 0 | 0 | 759.346 | 0 | 0 | 0 | 0 | 0 | 0 | 0 | 1236.3929 | 0 | 0 | 0 | 0 | 0 | 0 | 0 | 0 | 1147.235 | 0 | 0 | 0 | 0.0042 | 0 | 0.00057666 | 0.00057666 | 770.3384 | 0 | 0 | 0 | 0.0042 | 0 | 0.00057666 | 0.00057666 | 1174.2242 | 0 | 0 | 0 | 0.0042 | 0 | 0 | 0.00057666 | 0.00057666 | 1100.3681
07/21 16:00:00 | 87.08 | 30.6 | 0% | 1.7505 | 64878.6283 | 0.94996 | 3.4199 | 4.9861 | 4.4874 | 0 | 0 | 0 | 385.5755 | 1.7505 | 64878.6283 | 0.94996 | 3.7048 | 5.4016 | 4.5913 | 0 | 0 | 0 | 376.8547 | 0 | 0 | 0 | 0 | 0 | 0 | 0 | 759.346 | 0 | 0 | 0 | 0 | 0 | 0 | 0 | 1236.3929 | 0 | 0 | 0 | 0 | 0 | 0 | 0 | 0 | 1147.235 | 0 | 0 | 0 | 0.0042 | 0 | 0.00057666 | 0.00057666 | 770.339 | 0 | 0 | 0 | 0.0042 | 0 | 0.00057666 | 0.00057666 | 1174.2248 | 0 | 0 | 0 | 0.0042 | 0 | 0 | 0.00057666 | 0.00057666 | 1100.3687
07/21 17:00:00 | 87.98 | 31.1 | 0% | 1.769 | 65566.8211 | 0.93988 | 3.3836 | 5.0125 | 4.5113 | 0 | 0 | 0 | 385.5755 | 1.769 | 65566.8211 | 0.93988 | 3.6655 | 5.4302 | 4.6157 | 0 | 0 | 0 | 376.8547 | 0 | 0 | 0 | 0 | 0 | 0 | 0 | 759.346 | 0 | 0 | 0 | 0 | 0 | 0 | 0 | 1236.3929 | 0 | 0 | 0 | 0 | 0 | 0 | 0 | 0 | 1147.235 | 0 | 0 | 0 | 0.0042 | 0 | 0.00057666 | 0.00057666 | 770.3396 | 0 | 0 | 0 | 0.0042 | 0 | 0.00057666 | 0.00057666 | 1174.2254 | 0 | 0 | 0 | 0.0042 | 0 | 0 | 0.00057666 | 0.00057666 | 1100.3693
07/21 18:00:00 | 82.04 | 27.8 | 0% | 1.6483 | 61090.3258 | 1.0036 | 3.6131 | 4.8419 | 4.3578 | 0 | 0 | 0 | 385.5755 | 1.6483 | 61090.3258 | 1.0036 | 3.9142 | 5.2454 | 4.4586 | 0 | 0 | 0 | 376.8547 | 0 | 0 | 0 | 0 | 0 | 0 | 0 | 759.346 | 0 | 0 | 0 | 0 | 0 | 0 | 0 | 1236.3929 | 0 | 0 | 0 | 0 | 0 | 0 | 0 | 0 | 1147.235 | 0 | 0 | 0 | 0.0042 | 0 | 0.00057666 | 0.00057666 | 770.3401 | 0 | 0 | 0 | 0.0042 | 0 | 0.00057666 | 0.00057666 | 1174.2259 | 0 | 0 | 0 | 0.0042 | 0 | 0 | 0.00057666 | 0.00057666 | 1100.3699
07/21 19:00:00 | 82.04 | 27.8 | 0% | 1.6483 | 61090.3258 | 1.0036 | 3.6131 | 4.8419 | 4.3578 | 0 | 0 | 0 | 385.5755 | 1.6483 | 61090.3258 | 1.0036 | 3.9142 | 5.2454 | 4.4586 | 0 | 0 | 0 | 376.8547 | 0 | 0 | 0 | 0 | 0 | 0 | 0 | 759.346 | 0 | 0 | 0 | 0 | 0 | 0 | 0 | 1236.3929 | 0 | 0 | 0 | 0 | 0 | 0 | 0 | 0 | 1147.235 | 0 | 0 | 0 | 0.0042 | 0 | 0.00057666 | 0.00057666 | 770.3407 | 0 | 0 | 0 | 0.0042 | 0 | 0.00057666 | 0.00057666 | 1174.2265 | 0 | 0 | 0 | 0.0042 | 0 | 0 | 0.00057666 | 0.00057666 | 1100.3704
07/21 20:00:00 | 78.98 | 26.1 | 0% | 1.5877 | 58844.5776 | 1.0332 | 3.7194 | 4.7574 | 4.2816 | 0 | 0 | 0 | 385.5755 | 1.5877 | 58844.5776 | 1.0332 | 4.0294 | 5.1538 | 4.3808 | 0 | 0 | 0 | 376.8547 | 0 | 0 | 0 | 0 | 0 | 0 | 0 | 759.346 | 0 | 0 | 0 | 0 | 0 | 0 | 0 | 1236.3929 | 0 | 0 | 0 | 0 | 0 | 0 | 0 | 0 | 1147.235 | 0 | 0 | 0 | 0.0042 | 0 | 0.00057666 | 0.00057666 | 770.3413 | 0 | 0 | 0 | 0.0042 | 0 | 0.00057666 | 0.00057666 | 1174.2271 | 0 | 0 | 0 | 0.0042 | 0 | 0 | 0.00057666 | 0.00057666 | 1100.371
07/21 21:00:00 | 75.92 | 24.4 | 0% | 1.5282 | 56639.8504 | 1.0596 | 3.8146 | 4.6745 | 4.2071 | 0 | 0 | 0 | 385.5755 | 1.5282 | 56639.8504 | 1.0596 | 4.1325 | 5.0641 | 4.3044 | 0 | 0 | 0 | 376.8547 | 0 | 0 | 0 | 0 | 0 | 0 | 0 | 759.346 | 0 | 0 | 0 | 0 | 0 | 0 | 0 | 1236.3929 | 0 | 0 | 0 | 0 | 0 | 0 | 0 | 0 | 1147.235 | 0 | 0 | 0 | 0.0042 | 0 | 0.00057666 | 0.00057666 | 770.3419 | 0 | 0 | 0 | 0.0042 | 0 | 0.00057666 | 0.00057666 | 1174.2277 | 0 | 0 | 0 | 0.0042 | 0 | 0 | 0.00057666 | 0.00057666 | 1100.3716
07/21 22:00:00 | 77 | 25 | 0% | 1.5491 | 57413.3053 | 1.0507 | 3.7824 | 4.7036 | 4.2332 | 0 | 0 | 0 | 385.5755 | 1.5491 | 57413.3053 | 1.0507 | 4.0976 | 5.0956 | 4.3312 | 0 | 0 | 0 | 376.8547 | 0 | 0 | 0 | 0 | 0 | 0 | 0 | 759.346 | 0 | 0 | 0 | 0 | 0 | 0 | 0 | 1236.3929 | 0 | 0 | 0 | 0 | 0 | 0 | 0 | 0 | 1147.235 | 0 | 0 | 0 | 0.0042 | 0 | 0.00057666 | 0.00057666 | 770.3424 | 0 | 0 | 0 | 0.0042 | 0 | 0.00057666 | 0.00057666 | 1174.2282 | 0 | 0 | 0 | 0.0042 | 0 | 0 | 0.00057666 | 0.00057666 | 1100.3722
07/21 23:00:00 | 75.92 | 24.4 | 0% | 1.5282 | 56639.8504 | 1.0596 | 3.8146 | 4.6745 | 4.2071 | 0 | 0 | 0 | 385.5755 | 1.5282 | 56639.8504 | 1.0596 | 4.1325 | 5.0641 | 4.3044 | 0 | 0 | 0 | 376.8547 | 0 | 0 | 0 | 0 | 0 | 0 | 0 | 759.346 | 0 | 0 | 0 | 0 | 0 | 0 | 0 | 1236.3929 | 0 | 0 | 0 | 0 | 0 | 0 | 0 | 0 | 1147.235 | 0 | 0 | 0 | 0.0042 | 0 | 0.00057666 | 0.00057666 | 770.343 | 0 | 0 | 0 | 0.0042 | 0 | 0.00057666 | 0.00057666 | 1174.2288 | 0 | 0 | 0 | 0.0042 | 0 | 0 | 0.00057666 | 0.00057666 | 1100.3727
07/21 24:00:00 | 73.04 | 22.8 | 0% | 1.4732 | 54602.2855 | 1.0811 | 3.892 | 4.5976 | 4.1378 | 0 | 0 | 0 | 385.5755 | 1.4732 | 54602.2855 | 1.0811 | 4.2164 | 4.9807 | 4.2336 | 0 | 0 | 0 | 376.8547 | 0 | 0 | 0 | 0 | 0 | 0 | 0 | 759.346 | 0 | 0 | 0 | 0 | 0 | 0 | 0 | 1236.3929 | 0 | 0 | 0 | 0 | 0 | 0 | 0 | 0 | 1147.235 | 0 | 0 | 0 | 0.0042 | 0 | 0.00057666 | 0.00057666 | 770.3436 | 0 | 0 | 0 | 0.0042 | 0 | 0.00057666 | 0.00057666 | 1174.2294 | 0 | 0 | 0 | 0.0042 | 0 | 0 | 0.00057666 | 0.00057666 | 1100.3733
07/22 01:00:00 | 73.04 | 22.8 | 0% | 1.4732 | 54602.2855 | 1.0811 | 3.892 | 4.5976 | 4.1378 | 0 | 0 | 0 | 385.5755 | 1.4732 | 54602.2855 | 1.0811 | 4.2164 | 4.9807 | 4.2336 | 0 | 0 | 0 | 376.8547 | 0 | 0 | 0 | 0 | 0 | 0 | 0 | 759.346 | 0 | 0 | 0 | 0 | 0 | 0 | 0 | 1236.3929 | 0 | 0 | 0 | 0 | 0 | 0 | 0 | 0 | 1147.235 | 0 | 0 | 0 | 0.0042 | 0 | 0.00057666 | 0.00057666 | 770.3442 | 0 | 0 | 0 | 0.0042 | 0 | 0.00057666 | 0.00057666 | 1174.23 | 0 | 0 | 0 | 0.0042 | 0 | 0 | 0.00057666 | 0.00057666 | 1100.3739
07/22 02:00:00 | 69.08 | 20.6 | 0% | 1.3992 | 51859.9654 | 1.1045 | 3.9762 | 4.4925 | 4.0432 | 0 | 0 | 0 | 385.5755 | 1.3992 | 51859.9654 | 1.1045 | 4.3075 | 4.8668 | 4.1368 | 0 | 0 | 0 | 376.8547 | 0 | 0 | 0 | 0 | 0 | 0 | 0 | 759.346 | 0 | 0 | 0 | 0 | 0 | 0 | 0 | 1236.3929 | 0 | 0 | 0 | 0 | 0 | 0 | 0 | 0 | 1147.235 | 0 | 0 | 0 | 0.0042 | 0 | 0.00057666 | 0.00057666 | 770.3447 | 0 | 0 | 0 | 0.0042 | 0 | 0.00057666 | 0.00057666 | 1174.2305 | 0 | 0 | 0 | 0.0042 | 0 | 0 | 0.00057666 | 0.00057666 | 1100.3745
07/22 03:00:00 | 69.08 | 20.6 | 0% | 1.3992 | 51859.9654 | 1.1045 | 3.9762 | 4.4925 | 4.0432 | 0 | 0 | 0 | 385.5755 | 1.3992 | 51859.9654 | 1.1045 | 4.3075 | 4.8668 | 4.1368 | 0 | 0 | 0 | 376.8547 | 0 | 0 | 0 | 0 | 0 | 0 | 0 | 759.346 | 0 | 0 | 0 | 0 | 0 | 0 | 0 | 1236.3929 | 0 | 0 | 0 | 0 | 0 | 0 | 0 | 0 | 1147.235 | 0 | 0 | 0 | 0.0042 | 0 | 0.00057666 | 0.00057666 | 770.3453 | 0 | 0 | 0 | 0.0042 | 0 | 0.00057666 | 0.00057666 | 1174.2311 | 0 | 0 | 0 | 0.0042 | 0 | 0 | 0.00057666 | 0.00057666 | 1100.375
07/22 04:00:00 | 68 | 20 | 0% | 1.3794 | 51123.983 | 1.1095 | 3.9942 | 4.4638 | 4.0174 | 0 | 0 | 0 | 385.5755 | 1.3794 | 51123.983 | 1.1095 | 4.327 | 4.8357 | 4.1104 | 0 | 0 | 0 | 376.8547 | 0 | 0 | 0 | 0 | 0 | 0 | 0 | 759.346 | 0 | 0 | 0 | 0 | 0 | 0 | 0 | 1236.3929 | 0 | 0 | 0 | 0 | 0 | 0 | 0 | 0 | 1147.235 | 0 | 0 | 0 | 0.0042 | 0 | 0.00057666 | 0.00057666 | 770.3459 | 0 | 0 | 0 | 0.0042 | 0 | 0.00057666 | 0.00057666 | 1174.2317 | 0 | 0 | 0 | 0.0042 | 0 | 0 | 0.00057666 | 0.00057666 | 1100.3756
07/22 05:00:00 | 68 | 20 | 0% | 1.3794 | 51123.983 | 1.1095 | 3.9942 | 4.4638 | 4.0174 | 0 | 0 | 0 | 385.5755 | 1.3794 | 51123.983 | 1.1095 | 4.327 | 4.8357 | 4.1104 | 0 | 0 | 0 | 376.8547 | 0 | 0 | 0 | 0 | 0 | 0 | 0 | 759.346 | 0 | 0 | 0 | 0 | 0 | 0 | 0 | 1236.3929 | 0 | 0 | 0 | 0 | 0 | 0 | 0 | 0 | 1147.235 | 0 | 0 | 0 | 0.0042 | 0 | 0.00057666 | 0.00057666 | 770.3465 | 0 | 0 | 0 | 0.0042 | 0 | 0.00057666 | 0.00057666 | 1174.2323 | 0 | 0 | 0 | 0.0042 | 0 | 0 | 0.00057666 | 0.00057666 | 1100.3762
07/22 06:00:00 | 71.06 | 21.7 | 0% | 1.436 | 53222.538 | 1.0938 | 3.9376 | 4.545 | 4.0905 | 0 | 0 | 0 | 385.5755 | 1.436 | 53222.538 | 1.0938 | 4.2657 | 4.9237 | 4.1852 | 0 | 0 | 0 | 376.8547 | 0 | 0 | 0 | 0 | 0 | 0 | 0 | 759.346 | 0 | 0 | 0 | 0 | 0 | 0 | 0 | 1236.3929 | 0 | 0 | 0 | 0 | 0 | 0 | 0 | 0 | 1147.235 | 0 | 0 | 0 | 0.0042 | 0 | 0.00057666 | 0.00057666 | 770.347 | 0 | 0 | 0 | 0.0042 | 0 | 0.00057666 | 0.00057666 | 1174.2329 | 0 | 0 | 0 | 0.0042 | 0 | 0 | 0.00057666 | 0.00057666 | 1100.3768
07/22 07:00:00 | 71.06 | 21.7 | 0% | 1.436 | 53222.538 | 1.0938 | 3.9376 | 4.545 | 4.0905 | 0 | 0 | 0 | 385.5755 | 1.436 | 53222.538 | 1.0938 | 4.2657 | 4.9237 | 4.1852 | 0 | 0 | 0 | 376.8547 | 0 | 0 | 0 | 0 | 0 | 0 | 0 | 759.346 | 0 | 0 | 0 | 0 | 0 | 0 | 0 | 1236.3929 | 0 | 0 | 0 | 0 | 0 | 0 | 0 | 0 | 1147.235 | 0 | 0 | 0 | 0.0042 | 0 | 0.00057666 | 0.00057666 | 770.3476 | 0 | 0 | 0 | 0.0042 | 0 | 0.00057666 | 0.00057666 | 1174.2334 | 0 | 0 | 0 | 0.0042 | 0 | 0 | 0.00057666 | 0.00057666 | 1100.3773
07/22 08:00:00 | 80.06 | 26.7 | 0% | 1.6089 | 59632.5105 | 1.0231 | 3.6831 | 4.787 | 4.3083 | 0 | 0 | 0 | 385.5755 | 1.6089 | 59632.5105 | 1.0231 | 3.99 | 5.1859 | 4.408 | 0 | 0 | 0 | 376.8547 | 0 | 0 | 0 | 0 | 0 | 0 | 0 | 759.346 | 0 | 0 | 0 | 0 | 0 | 0 | 0 | 1236.3929 | 0 | 0 | 0 | 0 | 0 | 0 | 0 | 0 | 1147.235 | 0 | 0 | 0 | 0.0042 | 0 | 0.00057666 | 0.00057666 | 770.3482 | 0 | 0 | 0 | 0.0042 | 0 | 0.00057666 | 0.00057666 | 1174.234 | 0 | 0 | 0 | 0.0042 | 0 | 0 | 0.00057666 | 0.00057666 | 1100.3779
07/22 09:00:00 | 82.04 | 27.8 | 0% | 1.6483 | 61090.3258 | 1.0036 | 3.6131 | 4.8419 | 4.3578 | 0 | 0 | 0 | 385.5755 | 1.6483 | 61090.3258 | 1.0036 | 3.9142 | 5.2454 | 4.4586 | 0 | 0 | 0 | 376.8547 | 0 | 0 | 0 | 0 | 0 | 0 | 0 | 759.346 | 0 | 0 | 0 | 0 | 0 | 0 | 0 | 1236.3929 | 0 | 0 | 0 | 0 | 0 | 0 | 0 | 0 | 1147.235 | 0 | 0 | 0 | 0.0042 | 0 | 0.00057666 | 0.00057666 | 770.3488 | 0 | 0 | 0 | 0.0042 | 0 | 0.00057666 | 0.00057666 | 1174.2346 | 0 | 0 | 0 | 0.0042 | 0 | 0 | 0.00057666 | 0.00057666 | 1100.3785
07/22 10:00:00 | 82.04 | 27.8 | 0% | 1.6483 | 61090.3258 | 1.0036 | 3.6131 | 4.8419 | 4.3578 | 0 | 0 | 0 | 385.5755 | 1.6483 | 61090.3258 | 1.0036 | 3.9142 | 5.2454 | 4.4586 | 0 | 0 | 0 | 376.8547 | 0 | 0 | 0 | 0 | 0 | 0 | 0 | 759.346 | 0 | 0 | 0 | 0 | 0 | 0 | 0 | 1236.3929 | 0 | 0 | 0 | 0 | 0 | 0 | 0 | 0 | 1147.235 | 0 | 0 | 0 | 0.0042 | 0 | 0.00057666 | 0.00057666 | 770.3494 | 0 | 0 | 0 | 0.0042 | 0 | 0.00057666 | 0.00057666 | 1174.2352 | 0 | 0 | 0 | 0.0042 | 0 | 0 | 0.00057666 | 0.00057666 | 1100.3791
07/22 11:00:00 | 87.08 | 30.6 | 0% | 1.7505 | 64878.6283 | 0.94996 | 3.4199 | 4.9861 | 4.4874 | 0 | 0 | 0 | 385.5755 | 1.7505 | 64878.6283 | 0.94996 | 3.7048 | 5.4016 | 4.5913 | 0 | 0 | 0 | 376.8547 | 0 | 0 | 0 | 0 | 0 | 0 | 0 | 759.346 | 0 | 0 | 0 | 0 | 0 | 0 | 0 | 1236.3929 | 0 | 0 | 0 | 0 | 0 | 0 | 0 | 0 | 1147.235 | 0 | 0 | 0 | 0.0042 | 0 | 0.00057666 | 0.00057666 | 770.3499 | 0 | 0 | 0 | 0.0042 | 0 | 0.00057666 | 0.00057666 | 1174.2357 | 0 | 0 | 0 | 0.0042 | 0 | 0 | 0.00057666 | 0.00057666 | 1100.3797
07/22 12:00:00 | 87.08 | 30.6 | 0% | 1.7505 | 64878.6283 | 0.94996 | 3.4199 | 4.9861 | 4.4874 | 0 | 0 | 0 | 385.5755 | 1.7505 | 64878.6283 | 0.94996 | 3.7048 | 5.4016 | 4.5913 | 0 | 0 | 0 | 376.8547 | 0 | 0 | 0 | 0 | 0 | 0 | 0 | 759.346 | 0 | 0 | 0 | 0 | 0 | 0 | 0 | 1236.3929 | 0 | 0 | 0 | 0 | 0 | 0 | 0 | 0 | 1147.235 | 0 | 0 | 0 | 0.0042 | 0 | 0.00057666 | 0.00057666 | 770.3505 | 0 | 0 | 0 | 0.0042 | 0 | 0.00057666 | 0.00057666 | 1174.2363 | 0 | 0 | 0 | 0.0042 | 0 | 0 | 0.00057666 | 0.00057666 | 1100.3802
07/22 13:00:00 | 87.08 | 30.6 | 0% | 1.7505 | 64878.6283 | 0.94996 | 3.4199 | 4.9861 | 4.4874 | 0 | 0 | 0 | 385.5755 | 1.7505 | 64878.6283 | 0.94996 | 3.7048 | 5.4016 | 4.5913 | 0 | 0 | 0 | 376.8547 | 0 | 0 | 0 | 0 | 0 | 0 | 0 | 759.346 | 0 | 0 | 0 | 0 | 0 | 0 | 0 | 1236.3929 | 0 | 0 | 0 | 0 | 0 | 0 | 0 | 0 | 1147.235 | 0 | 0 | 0 | 0.0042 | 0 | 0.00057666 | 0.00057666 | 770.3511 | 0 | 0 | 0 | 0.0042 | 0 | 0.00057666 | 0.00057666 | 1174.2369 | 0 | 0 | 0 | 0.0042 | 0 | 0 | 0.00057666 | 0.00057666 | 1100.3808
07/22 14:00:00 | 87.98 | 31.1 | 0% | 1.769 | 65566.8211 | 0.93988 | 3.3836 | 5.0125 | 4.5113 | 0 | 0 | 0 | 385.5755 | 1.769 | 65566.8211 | 0.93988 | 3.6655 | 5.4302 | 4.6157 | 0 | 0 | 0 | 376.8547 | 0 | 0 | 0 | 0 | 0 | 0 | 0 | 759.346 | 0 | 0 | 0 | 0 | 0 | 0 | 0 | 1236.3929 | 0 | 0 | 0 | 0 | 0 | 0 | 0 | 0 | 1147.235 | 0 | 0 | 0 | 0.0042 | 0 | 0.00057666 | 0.00057666 | 770.3517 | 0 | 0 | 0 | 0.0042 | 0 | 0.00057666 | 0.00057666 | 1174.2375 | 0 | 0 | 0 | 0.0042 | 0 | 0 | 0.00057666 | 0.00057666 | 1100.3814
07/22 15:00:00 | 87.08 | 30.6 | 0% | 1.7505 | 64878.6283 | 0.94996 | 3.4199 | 4.9861 | 4.4874 | 0 | 0 | 0 | 385.5755 | 1.7505 | 64878.6283 | 0.94996 | 3.7048 | 5.4016 | 4.5913 | 0 | 0 | 0 | 376.8547 | 0 | 0 | 0 | 0 | 0 | 0 | 0 | 759.346 | 0 | 0 | 0 | 0 | 0 | 0 | 0 | 1236.3929 | 0 | 0 | 0 | 0 | 0 | 0 | 0 | 0 | 1147.235 | 0 | 0 | 0 | 0.0042 | 0 | 0.00057666 | 0.00057666 | 770.3522 | 0 | 0 | 0 | 0.0042 | 0 | 0.00057666 | 0.00057666 | 1174.238 | 0 | 0 | 0 | 0.0042 | 0 | 0 | 0.00057666 | 0.00057666 | 1100.382
07/22 16:00:00 | 78.8 | 26 | 0% | 1.5841 | 58713.7522 | 1.0348 | 3.7253 | 4.7525 | 4.2772 | 0 | 0 | 0 | 385.5755 | 1.5841 | 58713.7522 | 1.0348 | 4.0358 | 5.1485 | 4.3762 | 0 | 0 | 0 | 376.8547 | 0 | 0 | 0 | 0 | 0 | 0 | 0 | 759.346 | 0 | 0 | 0 | 0 | 0 | 0 | 0 | 1236.3929 | 0 | 0 | 0 | 0 | 0 | 0 | 0 | 0 | 1147.235 | 0 | 0 | 0 | 0.0042 | 0 | 0.00057666 | 0.00057666 | 770.3528 | 0 | 0 | 0 | 0.0042 | 0 | 0.00057666 | 0.00057666 | 1174.2386 | 0 | 0 | 0 | 0.0042 | 0 | 0 | 0.00057666 | 0.00057666 | 1100.3825
07/22 17:00:00 | 80.06 | 26.7 | 0% | 1.6089 | 59632.5105 | 1.0231 | 3.6831 | 4.787 | 4.3083 | 0 | 0 | 0 | 385.5755 | 1.6089 | 59632.5105 | 1.0231 | 3.99 | 5.1859 | 4.408 | 0 | 0 | 0 | 376.8547 | 0 | 0 | 0 | 0 | 0 | 0 | 0 | 759.346 | 0 | 0 | 0 | 0 | 0 | 0 | 0 | 1236.3929 | 0 | 0 | 0 | 0 | 0 | 0 | 0 | 0 | 1147.235 | 0 | 0 | 0 | 0.0042 | 0 | 0.00057666 | 0.00057666 | 770.3534 | 0 | 0 | 0 | 0.0042 | 0 | 0.00057666 | 0.00057666 | 1174.2392 | 0 | 0 | 0 | 0.0042 | 0 | 0 | 0.00057666 | 0.00057666 | 1100.3831
07/22 18:00:00 | 73.94 | 23.3 | 0% | 1.4903 | 55235.1212 | 1.0748 | 3.8692 | 4.6215 | 4.1594 | 0 | 0 | 0 | 385.5755 | 1.4903 | 55235.1212 | 1.0748 | 4.1916 | 5.0067 | 4.2557 | 0 | 0 | 0 | 376.8547 | 0 | 0 | 0 | 0 | 0 | 0 | 0 | 759.346 | 0 | 0 | 0 | 0 | 0 | 0 | 0 | 1236.3929 | 0 | 0 | 0 | 0 | 0 | 0 | 0 | 0 | 1147.235 | 0 | 0 | 0 | 0.0042 | 0 | 0.00057666 | 0.00057666 | 770.354 | 0 | 0 | 0 | 0.0042 | 0 | 0.00057666 | 0.00057666 | 1174.2398 | 0 | 0 | 0 | 0.0042 | 0 | 0 | 0.00057666 | 0.00057666 | 1100.3837
07/22 19:00:00 | 73.04 | 22.8 | 0% | 1.4732 | 54602.2855 | 1.0811 | 3.892 | 4.5976 | 4.1378 | 0 | 0 | 0 | 385.5755 | 1.4732 | 54602.2855 | 1.0811 | 4.2164 | 4.9807 | 4.2336 | 0 | 0 | 0 | 376.8547 | 0 | 0 | 0 | 0 | 0 | 0 | 0 | 759.346 | 0 | 0 | 0 | 0 | 0 | 0 | 0 | 1236.3929 | 0 | 0 | 0 | 0 | 0 | 0 | 0 | 0 | 1147.235 | 0 | 0 | 0 | 0.0042 | 0 | 0.00057666 | 0.00057666 | 770.3545 | 0 | 0 | 0 | 0.0042 | 0 | 0.00057666 | 0.00057666 | 1174.2403 | 0 | 0 | 0 | 0.0042 | 0 | 0 | 0.00057666 | 0.00057666 | 1100.3843
07/22 20:00:00 | 71.06 | 21.7 | 0% | 1.436 | 53222.538 | 1.0938 | 3.9376 | 4.545 | 4.0905 | 0 | 0 | 0 | 385.5755 | 1.436 | 53222.538 | 1.0938 | 4.2657 | 4.9237 | 4.1852 | 0 | 0 | 0 | 376.8547 | 0 | 0 | 0 | 0 | 0 | 0 | 0 | 759.346 | 0 | 0 | 0 | 0 | 0 | 0 | 0 | 1236.3929 | 0 | 0 | 0 | 0 | 0 | 0 | 0 | 0 | 1147.235 | 0 | 0 | 0 | 0.0042 | 0 | 0.00057666 | 0.00057666 | 770.3551 | 0 | 0 | 0 | 0.0042 | 0 | 0.00057666 | 0.00057666 | 1174.2409 | 0 | 0 | 0 | 0.0042 | 0 | 0 | 0.00057666 | 0.00057666 | 1100.3848
07/22 21:00:00 | 71.06 | 21.7 | 0% | 1.436 | 53222.538 | 1.0938 | 3.9376 | 4.545 | 4.0905 | 0 | 0 | 0 | 385.5755 | 1.436 | 53222.538 | 1.0938 | 4.2657 | 4.9237 | 4.1852 | 0 | 0 | 0 | 376.8547 | 0 | 0 | 0 | 0 | 0 | 0 | 0 | 759.346 | 0 | 0 | 0 | 0 | 0 | 0 | 0 | 1236.3929 | 0 | 0 | 0 | 0 | 0 | 0 | 0 | 0 | 1147.235 | 0 | 0 | 0 | 0.0042 | 0 | 0.00057666 | 0.00057666 | 770.3557 | 0 | 0 | 0 | 0.0042 | 0 | 0.00057666 | 0.00057666 | 1174.2415 | 0 | 0 | 0 | 0.0042 | 0 | 0 | 0.00057666 | 0.00057666 | 1100.3854
07/22 22:00:00 | 69.98 | 21.1 | 0% | 1.4159 | 52477.1875 | 1.0999 | 3.9595 | 4.5163 | 4.0647 | 0 | 0 | 0 | 385.5755 | 1.4159 | 52477.1875 | 1.0999 | 4.2895 | 4.8927 | 4.1588 | 0 | 0 | 0 | 376.8547 | 0 | 0 | 0 | 0 | 0 | 0 | 0 | 759.346 | 0 | 0 | 0 | 0 | 0 | 0 | 0 | 1236.3929 | 0 | 0 | 0 | 0 | 0 | 0 | 0 | 0 | 1147.235 | 0 | 0 | 0 | 0.0042 | 0 | 0.00057666 | 0.00057666 | 770.3563 | 0 | 0 | 0 | 0.0042 | 0 | 0.00057666 | 0.00057666 | 1174.2421 | 0 | 0 | 0 | 0.0042 | 0 | 0 | 0.00057666 | 0.00057666 | 1100.386
07/22 23:00:00 | 69.8 | 21 | 0% | 1.4125 | 52353.4592 | 1.1008 | 3.963 | 4.5116 | 4.0604 | 0 | 0 | 0 | 385.5755 | 1.4125 | 52353.4592 | 1.1008 | 4.2932 | 4.8875 | 4.1544 | 0 | 0 | 0 | 376.8547 | 0 | 0 | 0 | 0 | 0 | 0 | 0 | 759.346 | 0 | 0 | 0 | 0 | 0 | 0 | 0 | 1236.3929 | 0 | 0 | 0 | 0 | 0 | 0 | 0 | 0 | 1147.235 | 0 | 0 | 0 | 0.0042 | 0 | 0.00057666 | 0.00057666 | 770.3569 | 0 | 0 | 0 | 0.0042 | 0 | 0.00057666 | 0.00057666 | 1174.2427 | 0 | 0 | 0 | 0.0042 | 0 | 0 | 0.00057666 | 0.00057666 | 1100.3866
07/22 24:00:00 | 69.08 | 20.6 | 0% | 1.3992 | 51859.9654 | 1.1045 | 3.9762 | 4.4925 | 4.0432 | 0 | 0 | 0 | 385.5755 | 1.3992 | 51859.9654 | 1.1045 | 4.3075 | 4.8668 | 4.1368 | 0 | 0 | 0 | 376.8547 | 0 | 0 | 0 | 0 | 0 | 0 | 0 | 759.346 | 0 | 0 | 0 | 0 | 0 | 0 | 0 | 1236.3929 | 0 | 0 | 0 | 0 | 0 | 0 | 0 | 0 | 1147.235 | 0 | 0 | 0 | 0.0042 | 0 | 0.00057666 | 0.00057666 | 770.3574 | 0 | 0 | 0 | 0.0042 | 0 | 0.00057666 | 0.00057666 | 1174.2432 | 0 | 0 | 0 | 0.0042 | 0 | 0 | 0.00057666 | 0.00057666 | 1100.3872
07/23 01:00:00 | 69.08 | 20.6 | 0% | 1.3992 | 51859.9654 | 1.1045 | 3.9762 | 4.4925 | 4.0432 | 0 | 0 | 0 | 385.5755 | 1.3992 | 51859.9654 | 1.1045 | 4.3075 | 4.8668 | 4.1368 | 0 | 0 | 0 | 376.8547 | 0 | 0 | 0 | 0 | 0 | 0 | 0 | 759.346 | 0 | 0 | 0 | 0 | 0 | 0 | 0 | 1236.3929 | 0 | 0 | 0 | 0 | 0 | 0 | 0 | 0 | 1147.235 | 0 | 0 | 0 | 0.0042 | 0 | 0.00057666 | 0.00057666 | 770.358 | 0 | 0 | 0 | 0.0042 | 0 | 0.00057666 | 0.00057666 | 1174.2438 | 0 | 0 | 0 | 0.0042 | 0 | 0 | 0.00057666 | 0.00057666 | 1100.3877
07/23 02:00:00 | 68 | 20 | 0% | 1.3794 | 51123.983 | 1.1095 | 3.9942 | 4.4638 | 4.0174 | 0 | 0 | 0 | 385.5755 | 1.3794 | 51123.983 | 1.1095 | 4.327 | 4.8357 | 4.1104 | 0 | 0 | 0 | 376.8547 | 0 | 0 | 0 | 0 | 0 | 0 | 0 | 759.346 | 0 | 0 | 0 | 0 | 0 | 0 | 0 | 1236.3929 | 0 | 0 | 0 | 0 | 0 | 0 | 0 | 0 | 1147.235 | 0 | 0 | 0 | 0.0042 | 0 | 0.00057666 | 0.00057666 | 770.3586 | 0 | 0 | 0 | 0.0042 | 0 | 0.00057666 | 0.00057666 | 1174.2444 | 0 | 0 | 0 | 0.0042 | 0 | 0 | 0.00057666 | 0.00057666 | 1100.3883
07/23 03:00:00 | 68 | 20 | 0% | 1.3794 | 51123.983 | 1.1095 | 3.9942 | 4.4638 | 4.0174 | 0 | 0 | 0 | 385.5755 | 1.3794 | 51123.983 | 1.1095 | 4.327 | 4.8357 | 4.1104 | 0 | 0 | 0 | 376.8547 | 0 | 0 | 0 | 0 | 0 | 0 | 0 | 759.346 | 0 | 0 | 0 | 0 | 0 | 0 | 0 | 1236.3929 | 0 | 0 | 0 | 0 | 0 | 0 | 0 | 0 | 1147.235 | 0 | 0 | 0 | 0.0042 | 0 | 0.00057666 | 0.00057666 | 770.3592 | 0 | 0 | 0 | 0.0042 | 0 | 0.00057666 | 0.00057666 | 1174.245 | 0 | 0 | 0 | 0.0042 | 0 | 0 | 0.00057666 | 0.00057666 | 1100.3889
07/23 04:00:00 | 68 | 20 | 0% | 1.3794 | 51123.983 | 1.1095 | 3.9942 | 4.4638 | 4.0174 | 0 | 0 | 0 | 385.5755 | 1.3794 | 51123.983 | 1.1095 | 4.327 | 4.8357 | 4.1104 | 0 | 0 | 0 | 376.8547 | 0 | 0 | 0 | 0 | 0 | 0 | 0 | 759.346 | 0 | 0 | 0 | 0 | 0 | 0 | 0 | 1236.3929 | 0 | 0 | 0 | 0 | 0 | 0 | 0 | 0 | 1147.235 | 0 | 0 | 0 | 0.0042 | 0 | 0.00057666 | 0.00057666 | 770.3597 | 0 | 0 | 0 | 0.0042 | 0 | 0.00057666 | 0.00057666 | 1174.2455 | 0 | 0 | 0 | 0.0042 | 0 | 0 | 0.00057666 | 0.00057666 | 1100.3895
07/23 05:00:00 | 68 | 20 | 0% | 1.3794 | 51123.983 | 1.1095 | 3.9942 | 4.4638 | 4.0174 | 0 | 0 | 0 | 385.5755 | 1.3794 | 51123.983 | 1.1095 | 4.327 | 4.8357 | 4.1104 | 0 | 0 | 0 | 376.8547 | 0 | 0 | 0 | 0 | 0 | 0 | 0 | 759.346 | 0 | 0 | 0 | 0 | 0 | 0 | 0 | 1236.3929 | 0 | 0 | 0 | 0 | 0 | 0 | 0 | 0 | 1147.235 | 0 | 0 | 0 | 0.0042 | 0 | 0.00057666 | 0.00057666 | 770.3603 | 0 | 0 | 0 | 0.0042 | 0 | 0.00057666 | 0.00057666 | 1174.2461 | 0 | 0 | 0 | 0.0042 | 0 | 0 | 0.00057666 | 0.00057666 | 1100.39
07/23 06:00:00 | 68 | 20 | 0% | 1.3794 | 51123.983 | 1.1095 | 3.9942 | 4.4638 | 4.0174 | 0 | 0 | 0 | 385.5755 | 1.3794 | 51123.983 | 1.1095 | 4.327 | 4.8357 | 4.1104 | 0 | 0 | 0 | 376.8547 | 0 | 0 | 0 | 0 | 0 | 0 | 0 | 759.346 | 0 | 0 | 0 | 0 | 0 | 0 | 0 | 1236.3929 | 0 | 0 | 0 | 0 | 0 | 0 | 0 | 0 | 1147.235 | 0 | 0 | 0 | 0.0042 | 0 | 0.00057666 | 0.00057666 | 770.3609 | 0 | 0 | 0 | 0.0042 | 0 | 0.00057666 | 0.00057666 | 1174.2467 | 0 | 0 | 0 | 0.0042 | 0 | 0 | 0.00057666 | 0.00057666 | 1100.3906
07/23 07:00:00 | 68 | 20 | 0% | 1.3794 | 51123.983 | 1.1095 | 3.9942 | 4.4638 | 4.0174 | 0 | 0 | 0 | 385.5755 | 1.3794 | 51123.983 | 1.1095 | 4.327 | 4.8357 | 4.1104 | 0 | 0 | 0 | 376.8547 | 0 | 0 | 0 | 0 | 0 | 0 | 0 | 759.346 | 0 | 0 | 0 | 0 | 0 | 0 | 0 | 1236.3929 | 0 | 0 | 0 | 0 | 0 | 0 | 0 | 0 | 1147.235 | 0 | 0 | 0 | 0.0042 | 0 | 0.00057666 | 0.00057666 | 770.3615 | 0 | 0 | 0 | 0.0042 | 0 | 0.00057666 | 0.00057666 | 1174.2473 | 0 | 0 | 0 | 0.0042 | 0 | 0 | 0.00057666 | 0.00057666 | 1100.3912
07/23 08:00:00 | 73.04 | 22.8 | 0% | 1.4732 | 54602.2855 | 1.0811 | 3.892 | 4.5976 | 4.1378 | 0 | 0 | 0 | 385.5755 | 1.4732 | 54602.2855 | 1.0811 | 4.2164 | 4.9807 | 4.2336 | 0 | 0 | 0 | 376.8547 | 0 | 0 | 0 | 0 | 0 | 0 | 0 | 759.346 | 0 | 0 | 0 | 0 | 0 | 0 | 0 | 1236.3929 | 0 | 0 | 0 | 0 | 0 | 0 | 0 | 0 | 1147.235 | 0 | 0 | 0 | 0.0042 | 0 | 0.00057666 | 0.00057666 | 770.362 | 0 | 0 | 0 | 0.0042 | 0 | 0.00057666 | 0.00057666 | 1174.2478 | 0 | 0 | 0 | 0.0042 | 0 | 0 | 0.00057666 | 0.00057666 | 1100.3918
07/23 09:00:00 | 73.94 | 23.3 | 0% | 1.4903 | 55235.1212 | 1.0748 | 3.8692 | 4.6215 | 4.1594 | 0 | 0 | 0 | 385.5755 | 1.4903 | 55235.1212 | 1.0748 | 4.1916 | 5.0067 | 4.2557 | 0 | 0 | 0 | 376.8547 | 0 | 0 | 0 | 0 | 0 | 0 | 0 | 759.346 | 0 | 0 | 0 | 0 | 0 | 0 | 0 | 1236.3929 | 0 | 0 | 0 | 0 | 0 | 0 | 0 | 0 | 1147.235 | 0 | 0 | 0 | 0.0042 | 0 | 0.00057666 | 0.00057666 | 770.3626 | 0 | 0 | 0 | 0.0042 | 0 | 0.00057666 | 0.00057666 | 1174.2484 | 0 | 0 | 0 | 0.0042 | 0 | 0 | 0.00057666 | 0.00057666 | 1100.3923
07/23 10:00:00 | 78.98 | 26.1 | 0% | 1.5877 | 58844.5776 | 1.0332 | 3.7194 | 4.7574 | 4.2816 | 0 | 0 | 0 | 385.5755 | 1.5877 | 58844.5776 | 1.0332 | 4.0294 | 5.1538 | 4.3808 | 0 | 0 | 0 | 376.8547 | 0 | 0 | 0 | 0 | 0 | 0 | 0 | 759.346 | 0 | 0 | 0 | 0 | 0 | 0 | 0 | 1236.3929 | 0 | 0 | 0 | 0 | 0 | 0 | 0 | 0 | 1147.235 | 0 | 0 | 0 | 0.0042 | 0 | 0.00057666 | 0.00057666 | 770.3632 | 0 | 0 | 0 | 0.0042 | 0 | 0.00057666 | 0.00057666 | 1174.249 | 0 | 0 | 0 | 0.0042 | 0 | 0 | 0.00057666 | 0.00057666 | 1100.3929
07/23 11:00:00 | 82.04 | 27.8 | 0% | 1.6483 | 61090.3258 | 1.0036 | 3.6131 | 4.8419 | 4.3578 | 0 | 0 | 0 | 385.5755 | 1.6483 | 61090.3258 | 1.0036 | 3.9142 | 5.2454 | 4.4586 | 0 | 0 | 0 | 376.8547 | 0 | 0 | 0 | 0 | 0 | 0 | 0 | 759.346 | 0 | 0 | 0 | 0 | 0 | 0 | 0 | 1236.3929 | 0 | 0 | 0 | 0 | 0 | 0 | 0 | 0 | 1147.235 | 0 | 0 | 0 | 0.0042 | 0 | 0.00057666 | 0.00057666 | 770.3638 | 0 | 0 | 0 | 0.0042 | 0 | 0.00057666 | 0.00057666 | 1174.2496 | 0 | 0 | 0 | 0.0042 | 0 | 0 | 0.00057666 | 0.00057666 | 1100.3935
07/23 12:00:00 | 82.04 | 27.8 | 0% | 1.6483 | 61090.3258 | 1.0036 | 3.6131 | 4.8419 | 4.3578 | 0 | 0 | 0 | 385.5755 | 1.6483 | 61090.3258 | 1.0036 | 3.9142 | 5.2454 | 4.4586 | 0 | 0 | 0 | 376.8547 | 0 | 0 | 0 | 0 | 0 | 0 | 0 | 759.346 | 0 | 0 | 0 | 0 | 0 | 0 | 0 | 1236.3929 | 0 | 0 | 0 | 0 | 0 | 0 | 0 | 0 | 1147.235 | 0 | 0 | 0 | 0.0042 | 0 | 0.00057666 | 0.00057666 | 770.3643 | 0 | 0 | 0 | 0.0042 | 0 | 0.00057666 | 0.00057666 | 1174.2502 | 0 | 0 | 0 | 0.0042 | 0 | 0 | 0.00057666 | 0.00057666 | 1100.3941
07/23 13:00:00 | 82.04 | 27.8 | 0% | 1.6483 | 61090.3258 | 1.0036 | 3.6131 | 4.8419 | 4.3578 | 0 | 0 | 0 | 385.5755 | 1.6483 | 61090.3258 | 1.0036 | 3.9142 | 5.2454 | 4.4586 | 0 | 0 | 0 | 376.8547 | 0 | 0 | 0 | 0 | 0 | 0 | 0 | 759.346 | 0 | 0 | 0 | 0 | 0 | 0 | 0 | 1236.3929 | 0 | 0 | 0 | 0 | 0 | 0 | 0 | 0 | 1147.235 | 0 | 0 | 0 | 0.0042 | 0 | 0.00057666 | 0.00057666 | 770.3649 | 0 | 0 | 0 | 0.0042 | 0 | 0.00057666 | 0.00057666 | 1174.2507 | 0 | 0 | 0 | 0.0042 | 0 | 0 | 0.00057666 | 0.00057666 | 1100.3946
07/23 14:00:00 | 82.94 | 28.3 | 0% | 1.6663 | 61758.6468 | 0.99447 | 3.5801 | 4.8672 | 4.3805 | 0 | 0 | 0 | 385.5755 | 1.6663 | 61758.6468 | 0.99447 | 3.8784 | 5.2728 | 4.4819 | 0 | 0 | 0 | 376.8547 | 0 | 0 | 0 | 0 | 0 | 0 | 0 | 759.346 | 0 | 0 | 0 | 0 | 0 | 0 | 0 | 1236.3929 | 0 | 0 | 0 | 0 | 0 | 0 | 0 | 0 | 1147.235 | 0 | 0 | 0 | 0.0042 | 0 | 0.00057666 | 0.00057666 | 770.3655 | 0 | 0 | 0 | 0.0042 | 0 | 0.00057666 | 0.00057666 | 1174.2513 | 0 | 0 | 0 | 0.0042 | 0 | 0 | 0.00057666 | 0.00057666 | 1100.3952
07/23 15:00:00 | 82.94 | 28.3 | 0% | 1.6663 | 61758.6468 | 0.99447 | 3.5801 | 4.8672 | 4.3805 | 0 | 0 | 0 | 385.5755 | 1.6663 | 61758.6468 | 0.99447 | 3.8784 | 5.2728 | 4.4819 | 0 | 0 | 0 | 376.8547 | 0 | 0 | 0 | 0 | 0 | 0 | 0 | 759.346 | 0 | 0 | 0 | 0 | 0 | 0 | 0 | 1236.3929 | 0 | 0 | 0 | 0 | 0 | 0 | 0 | 0 | 1147.235 | 0 | 0 | 0 | 0.0042 | 0 | 0.00057666 | 0.00057666 | 770.3661 | 0 | 0 | 0 | 0.0042 | 0 | 0.00057666 | 0.00057666 | 1174.2519 | 0 | 0 | 0 | 0.0042 | 0 | 0 | 0.00057666 | 0.00057666 | 1100.3958
07/23 16:00:00 | 86 | 30 | 0% | 1.7283 | 64057.4811 | 0.96189 | 3.4628 | 4.9546 | 4.4591 | 0 | 0 | 0 | 385.5755 | 1.7283 | 64057.4811 | 0.96189 | 3.7514 | 5.3675 | 4.5624 | 0 | 0 | 0 | 376.8547 | 0 | 0 | 0 | 0 | 0 | 0 | 0 | 759.346 | 0 | 0 | 0 | 0 | 0 | 0 | 0 | 1236.3929 | 0 | 0 | 0 | 0 | 0 | 0 | 0 | 0 | 1147.235 | 0 | 0 | 0 | 0.0042 | 0 | 0.00057666 | 0.00057666 | 770.3667 | 0 | 0 | 0 | 0.0042 | 0 | 0.00057666 | 0.00057666 | 1174.2525 | 0 | 0 | 0 | 0.0042 | 0 | 0 | 0.00057666 | 0.00057666 | 1100.3964
07/23 17:00:00 | 84.92 | 29.4 | 0% | 1.7063 | 63241.4437 | 0.97361 | 3.505 | 4.9235 | 4.4311 | 0 | 0 | 0 | 385.5755 | 1.7063 | 63241.4437 | 0.97361 | 3.7971 | 5.3338 | 4.5337 | 0 | 0 | 0 | 376.8547 | 0 | 0 | 0 | 0 | 0 | 0 | 0 | 759.346 | 0 | 0 | 0 | 0 | 0 | 0 | 0 | 1236.3929 | 0 | 0 | 0 | 0 | 0 | 0 | 0 | 0 | 1147.235 | 0 | 0 | 0 | 0.0042 | 0 | 0.00057666 | 0.00057666 | 770.3672 | 0 | 0 | 0 | 0.0042 | 0 | 0.00057666 | 0.00057666 | 1174.253 | 0 | 0 | 0 | 0.0042 | 0 | 0 | 0.00057666 | 0.00057666 | 1100.397
07/23 18:00:00 | 75.02 | 23.9 | 0% | 1.5109 | 55999.208 | 1.0667 | 3.8401 | 4.6504 | 4.1853 | 0 | 0 | 0 | 385.5755 | 1.5109 | 55999.208 | 1.0667 | 4.1602 | 5.0379 | 4.2822 | 0 | 0 | 0 | 376.8547 | 0 | 0 | 0 | 0 | 0 | 0 | 0 | 759.346 | 0 | 0 | 0 | 0 | 0 | 0 | 0 | 1236.3929 | 0 | 0 | 0 | 0 | 0 | 0 | 0 | 0 | 1147.235 | 0 | 0 | 0 | 0.0042 | 0 | 0.00057666 | 0.00057666 | 770.3678 | 0 | 0 | 0 | 0.0042 | 0 | 0.00057666 | 0.00057666 | 1174.2536 | 0 | 0 | 0 | 0.0042 | 0 | 0 | 0.00057666 | 0.00057666 | 1100.3975
07/23 19:00:00 | 73.94 | 23.3 | 0% | 1.4903 | 55235.1212 | 1.0748 | 3.8692 | 4.6215 | 4.1594 | 0 | 0 | 0 | 385.5755 | 1.4903 | 55235.1212 | 1.0748 | 4.1916 | 5.0067 | 4.2557 | 0 | 0 | 0 | 376.8547 | 0 | 0 | 0 | 0 | 0 | 0 | 0 | 759.346 | 0 | 0 | 0 | 0 | 0 | 0 | 0 | 1236.3929 | 0 | 0 | 0 | 0 | 0 | 0 | 0 | 0 | 1147.235 | 0 | 0 | 0 | 0.0042 | 0 | 0.00057666 | 0.00057666 | 770.3684 | 0 | 0 | 0 | 0.0042 | 0 | 0.00057666 | 0.00057666 | 1174.2542 | 0 | 0 | 0 | 0.0042 | 0 | 0 | 0.00057666 | 0.00057666 | 1100.3981
07/23 20:00:00 | 73.94 | 23.3 | 0% | 1.4903 | 55235.1212 | 1.0748 | 3.8692 | 4.6215 | 4.1594 | 0 | 0 | 0 | 385.5755 | 1.4903 | 55235.1212 | 1.0748 | 4.1916 | 5.0067 | 4.2557 | 0 | 0 | 0 | 376.8547 | 0 | 0 | 0 | 0 | 0 | 0 | 0 | 759.346 | 0 | 0 | 0 | 0 | 0 | 0 | 0 | 1236.3929 | 0 | 0 | 0 | 0 | 0 | 0 | 0 | 0 | 1147.235 | 0 | 0 | 0 | 0.0042 | 0 | 0.00057666 | 0.00057666 | 770.369 | 0 | 0 | 0 | 0.0042 | 0 | 0.00057666 | 0.00057666 | 1174.2548 | 0 | 0 | 0 | 0.0042 | 0 | 0 | 0.00057666 | 0.00057666 | 1100.3987
07/23 21:00:00 | 73.94 | 23.3 | 0% | 1.4903 | 55235.1212 | 1.0748 | 3.8692 | 4.6215 | 4.1594 | 0 | 0 | 0 | 385.5755 | 1.4903 | 55235.1212 | 1.0748 | 4.1916 | 5.0067 | 4.2557 | 0 | 0 | 0 | 376.8547 | 0 | 0 | 0 | 0 | 0 | 0 | 0 | 759.346 | 0 | 0 | 0 | 0 | 0 | 0 | 0 | 1236.3929 | 0 | 0 | 0 | 0 | 0 | 0 | 0 | 0 | 1147.235 | 0 | 0 | 0 | 0.0042 | 0 | 0.00057666 | 0.00057666 | 770.3695 | 0 | 0 | 0 | 0.0042 | 0 | 0.00057666 | 0.00057666 | 1174.2553 | 0 | 0 | 0 | 0.0042 | 0 | 0 | 0.00057666 | 0.00057666 | 1100.3993
07/23 22:00:00 | 73.04 | 22.8 | 0% | 1.4732 | 54602.2855 | 1.0811 | 3.892 | 4.5976 | 4.1378 | 0 | 0 | 0 | 385.5755 | 1.4732 | 54602.2855 | 1.0811 | 4.2164 | 4.9807 | 4.2336 | 0 | 0 | 0 | 376.8547 | 0 | 0 | 0 | 0 | 0 | 0 | 0 | 759.346 | 0 | 0 | 0 | 0 | 0 | 0 | 0 | 1236.3929 | 0 | 0 | 0 | 0 | 0 | 0 | 0 | 0 | 1147.235 | 0 | 0 | 0 | 0.0042 | 0 | 0.00057666 | 0.00057666 | 770.3701 | 0 | 0 | 0 | 0.0042 | 0 | 0.00057666 | 0.00057666 | 1174.2559 | 0 | 0 | 0 | 0.0042 | 0 | 0 | 0.00057666 | 0.00057666 | 1100.3998
07/23 23:00:00 | 71.96 | 22.2 | 0% | 1.4528 | 53847.5669 | 1.0882 | 3.9177 | 4.5689 | 4.112 | 0 | 0 | 0 | 385.5755 | 1.4528 | 53847.5669 | 1.0882 | 4.2442 | 4.9496 | 4.2072 | 0 | 0 | 0 | 376.8547 | 0 | 0 | 0 | 0 | 0 | 0 | 0 | 759.346 | 0 | 0 | 0 | 0 | 0 | 0 | 0 | 1236.3929 | 0 | 0 | 0 | 0 | 0 | 0 | 0 | 0 | 1147.235 | 0 | 0 | 0 | 0.0042 | 0 | 0.00057666 | 0.00057666 | 770.3707 | 0 | 0 | 0 | 0.0042 | 0 | 0.00057666 | 0.00057666 | 1174.2565 | 0 | 0 | 0 | 0.0042 | 0 | 0 | 0.00057666 | 0.00057666 | 1100.4004
07/23 24:00:00 | 71.96 | 22.2 | 0% | 1.4528 | 53847.5669 | 1.0882 | 3.9177 | 4.5689 | 4.112 | 0 | 0 | 0 | 385.5755 | 1.4528 | 53847.5669 | 1.0882 | 4.2442 | 4.9496 | 4.2072 | 0 | 0 | 0 | 376.8547 | 0 | 0 | 0 | 0 | 0 | 0 | 0 | 759.346 | 0 | 0 | 0 | 0 | 0 | 0 | 0 | 1236.3929 | 0 | 0 | 0 | 0 | 0 | 0 | 0 | 0 | 1147.235 | 0 | 0 | 0 | 0.0042 | 0 | 0.00057666 | 0.00057666 | 770.3713 | 0 | 0 | 0 | 0.0042 | 0 | 0.00057666 | 0.00057666 | 1174.2571 | 0 | 0 | 0 | 0.0042 | 0 | 0 | 0.00057666 | 0.00057666 | 1100.401
07/24 01:00:00 | 71.06 | 21.7 | 0% | 1.436 | 53222.538 | 1.0938 | 3.9376 | 4.545 | 4.0905 | 0 | 0 | 0 | 385.5755 | 1.436 | 53222.538 | 1.0938 | 4.2657 | 4.9237 | 4.1852 | 0 | 0 | 0 | 376.8547 | 0 | 0 | 0 | 0 | 0 | 0 | 0 | 759.346 | 0 | 0 | 0 | 0 | 0 | 0 | 0 | 1236.3929 | 0 | 0 | 0 | 0 | 0 | 0 | 0 | 0 | 1147.235 | 0 | 0 | 0 | 0.0042 | 0 | 0.00057666 | 0.00057666 | 770.3718 | 0 | 0 | 0 | 0.0042 | 0 | 0.00057666 | 0.00057666 | 1174.2576 | 0 | 0 | 0 | 0.0042 | 0 | 0 | 0.00057666 | 0.00057666 | 1100.4016
07/24 02:00:00 | 71.96 | 22.2 | 0% | 1.4528 | 53847.5669 | 1.0882 | 3.9177 | 4.5689 | 4.112 | 0 | 0 | 0 | 385.5755 | 1.4528 | 53847.5669 | 1.0882 | 4.2442 | 4.9496 | 4.2072 | 0 | 0 | 0 | 376.8547 | 0 | 0 | 0 | 0 | 0 | 0 | 0 | 759.346 | 0 | 0 | 0 | 0 | 0 | 0 | 0 | 1236.3929 | 0 | 0 | 0 | 0 | 0 | 0 | 0 | 0 | 1147.235 | 0 | 0 | 0 | 0.0042 | 0 | 0.00057666 | 0.00057666 | 770.3724 | 0 | 0 | 0 | 0.0042 | 0 | 0.00057666 | 0.00057666 | 1174.2582 | 0 | 0 | 0 | 0.0042 | 0 | 0 | 0.00057666 | 0.00057666 | 1100.4021
07/24 03:00:00 | 71.96 | 22.2 | 0% | 1.4528 | 53847.5669 | 1.0882 | 3.9177 | 4.5689 | 4.112 | 0 | 0 | 0 | 385.5755 | 1.4528 | 53847.5669 | 1.0882 | 4.2442 | 4.9496 | 4.2072 | 0 | 0 | 0 | 376.8547 | 0 | 0 | 0 | 0 | 0 | 0 | 0 | 759.346 | 0 | 0 | 0 | 0 | 0 | 0 | 0 | 1236.3929 | 0 | 0 | 0 | 0 | 0 | 0 | 0 | 0 | 1147.235 | 0 | 0 | 0 | 0.0042 | 0 | 0.00057666 | 0.00057666 | 770.373 | 0 | 0 | 0 | 0.0042 | 0 | 0.00057666 | 0.00057666 | 1174.2588 | 0 | 0 | 0 | 0.0042 | 0 | 0 | 0.00057666 | 0.00057666 | 1100.4027
07/24 04:00:00 | 71.96 | 22.2 | 0% | 1.4528 | 53847.5669 | 1.0882 | 3.9177 | 4.5689 | 4.112 | 0 | 0 | 0 | 385.5755 | 1.4528 | 53847.5669 | 1.0882 | 4.2442 | 4.9496 | 4.2072 | 0 | 0 | 0 | 376.8547 | 0 | 0 | 0 | 0 | 0 | 0 | 0 | 759.346 | 0 | 0 | 0 | 0 | 0 | 0 | 0 | 1236.3929 | 0 | 0 | 0 | 0 | 0 | 0 | 0 | 0 | 1147.235 | 0 | 0 | 0 | 0.0042 | 0 | 0.00057666 | 0.00057666 | 770.3736 | 0 | 0 | 0 | 0.0042 | 0 | 0.00057666 | 0.00057666 | 1174.2594 | 0 | 0 | 0 | 0.0042 | 0 | 0 | 0.00057666 | 0.00057666 | 1100.4033
07/24 05:00:00 | 71.06 | 21.7 | 0% | 1.436 | 53222.538 | 1.0938 | 3.9376 | 4.545 | 4.0905 | 0 | 0 | 0 | 385.5755 | 1.436 | 53222.538 | 1.0938 | 4.2657 | 4.9237 | 4.1852 | 0 | 0 | 0 | 376.8547 | 0 | 0 | 0 | 0 | 0 | 0 | 0 | 759.346 | 0 | 0 | 0 | 0 | 0 | 0 | 0 | 1236.3929 | 0 | 0 | 0 | 0 | 0 | 0 | 0 | 0 | 1147.235 | 0 | 0 | 0 | 0.0042 | 0 | 0.00057666 | 0.00057666 | 770.3742 | 0 | 0 | 0 | 0.0042 | 0 | 0.00057666 | 0.00057666 | 1174.26 | 0 | 0 | 0 | 0.0042 | 0 | 0 | 0.00057666 | 0.00057666 | 1100.4039
07/24 06:00:00 | 73.4 | 23 | 0% | 1.48 | 54854.994 | 1.0786 | 3.8831 | 4.6071 | 4.1464 | 0 | 0 | 0 | 385.5755 | 1.48 | 54854.994 | 1.0786 | 4.2067 | 4.9911 | 4.2424 | 0 | 0 | 0 | 376.8547 | 0 | 0 | 0 | 0 | 0 | 0 | 0 | 759.346 | 0 | 0 | 0 | 0 | 0 | 0 | 0 | 1236.3929 | 0 | 0 | 0 | 0 | 0 | 0 | 0 | 0 | 1147.235 | 0 | 0 | 0 | 0.0042 | 0 | 0.00057666 | 0.00057666 | 770.3747 | 0 | 0 | 0 | 0.0042 | 0 | 0.00057666 | 0.00057666 | 1174.2605 | 0 | 0 | 0 | 0.0042 | 0 | 0 | 0.00057666 | 0.00057666 | 1100.4045
07/24 07:00:00 | 73.04 | 22.8 | 0% | 1.4732 | 54602.2855 | 1.0811 | 3.892 | 4.5976 | 4.1378 | 0 | 0 | 0 | 385.5755 | 1.4732 | 54602.2855 | 1.0811 | 4.2164 | 4.9807 | 4.2336 | 0 | 0 | 0 | 376.8547 | 0 | 0 | 0 | 0 | 0 | 0 | 0 | 759.346 | 0 | 0 | 0 | 0 | 0 | 0 | 0 | 1236.3929 | 0 | 0 | 0 | 0 | 0 | 0 | 0 | 0 | 1147.235 | 0 | 0 | 0 | 0.0042 | 0 | 0.00057666 | 0.00057666 | 770.3753 | 0 | 0 | 0 | 0.0042 | 0 | 0.00057666 | 0.00057666 | 1174.2611 | 0 | 0 | 0 | 0.0042 | 0 | 0 | 0.00057666 | 0.00057666 | 1100.405
07/24 08:00:00 | 77 | 25 | 0% | 1.5491 | 57413.3053 | 1.0507 | 3.7824 | 4.7036 | 4.2332 | 0 | 0 | 0 | 385.5755 | 1.5491 | 57413.3053 | 1.0507 | 4.0976 | 5.0956 | 4.3312 | 0 | 0 | 0 | 376.8547 | 0 | 0 | 0 | 0 | 0 | 0 | 0 | 759.346 | 0 | 0 | 0 | 0 | 0 | 0 | 0 | 1236.3929 | 0 | 0 | 0 | 0 | 0 | 0 | 0 | 0 | 1147.235 | 0 | 0 | 0 | 0.0042 | 0 | 0.00057666 | 0.00057666 | 770.3759 | 0 | 0 | 0 | 0.0042 | 0 | 0.00057666 | 0.00057666 | 1174.2617 | 0 | 0 | 0 | 0.0042 | 0 | 0 | 0.00057666 | 0.00057666 | 1100.4056
07/24 09:00:00 | 78.08 | 25.6 | 0% | 1.5701 | 58191.8702 | 1.0413 | 3.7487 | 4.7329 | 4.2596 | 0 | 0 | 0 | 385.5755 | 1.5701 | 58191.8702 | 1.0413 | 4.0611 | 5.1273 | 4.3582 | 0 | 0 | 0 | 376.8547 | 0 | 0 | 0 | 0 | 0 | 0 | 0 | 759.346 | 0 | 0 | 0 | 0 | 0 | 0 | 0 | 1236.3929 | 0 | 0 | 0 | 0 | 0 | 0 | 0 | 0 | 1147.235 | 0 | 0 | 0 | 0.0042 | 0 | 0.00057666 | 0.00057666 | 770.3765 | 0 | 0 | 0 | 0.0042 | 0 | 0.00057666 | 0.00057666 | 1174.2623 | 0 | 0 | 0 | 0.0042 | 0 | 0 | 0.00057666 | 0.00057666 | 1100.4062
07/24 10:00:00 | 80.06 | 26.7 | 0% | 1.6089 | 59632.5105 | 1.0231 | 3.6831 | 4.787 | 4.3083 | 0 | 0 | 0 | 385.5755 | 1.6089 | 59632.5105 | 1.0231 | 3.99 | 5.1859 | 4.408 | 0 | 0 | 0 | 376.8547 | 0 | 0 | 0 | 0 | 0 | 0 | 0 | 759.346 | 0 | 0 | 0 | 0 | 0 | 0 | 0 | 1236.3929 | 0 | 0 | 0 | 0 | 0 | 0 | 0 | 0 | 1147.235 | 0 | 0 | 0 | 0.0042 | 0 | 0.00057666 | 0.00057666 | 770.377 | 0 | 0 | 0 | 0.0042 | 0 | 0.00057666 | 0.00057666 | 1174.2628 | 0 | 0 | 0 | 0.0042 | 0 | 0 | 0.00057666 | 0.00057666 | 1100.4068
07/24 11:00:00 | 80.96 | 27.2 | 0% | 1.6267 | 60293.0247 | 1.0144 | 3.6518 | 4.8119 | 4.3307 | 0 | 0 | 0 | 385.5755 | 1.6267 | 60293.0247 | 1.0144 | 3.9561 | 5.2129 | 4.4309 | 0 | 0 | 0 | 376.8547 | 0 | 0 | 0 | 0 | 0 | 0 | 0 | 759.346 | 0 | 0 | 0 | 0 | 0 | 0 | 0 | 1236.3929 | 0 | 0 | 0 | 0 | 0 | 0 | 0 | 0 | 1147.235 | 0 | 0 | 0 | 0.0042 | 0 | 0.00057666 | 0.00057666 | 770.3776 | 0 | 0 | 0 | 0.0042 | 0 | 0.00057666 | 0.00057666 | 1174.2634 | 0 | 0 | 0 | 0.0042 | 0 | 0 | 0.00057666 | 0.00057666 | 1100.4073
07/24 12:00:00 | 82.94 | 28.3 | 0% | 1.6663 | 61758.6468 | 0.99447 | 3.5801 | 4.8672 | 4.3805 | 0 | 0 | 0 | 385.5755 | 1.6663 | 61758.6468 | 0.99447 | 3.8784 | 5.2728 | 4.4819 | 0 | 0 | 0 | 376.8547 | 0 | 0 | 0 | 0 | 0 | 0 | 0 | 759.346 | 0 | 0 | 0 | 0 | 0 | 0 | 0 | 1236.3929 | 0 | 0 | 0 | 0 | 0 | 0 | 0 | 0 | 1147.235 | 0 | 0 | 0 | 0.0042 | 0 | 0.00057666 | 0.00057666 | 770.3782 | 0 | 0 | 0 | 0.0042 | 0 | 0.00057666 | 0.00057666 | 1174.264 | 0 | 0 | 0 | 0.0042 | 0 | 0 | 0.00057666 | 0.00057666 | 1100.4079
07/24 13:00:00 | 82.94 | 28.3 | 0% | 1.6663 | 61758.6468 | 0.99447 | 3.5801 | 4.8672 | 4.3805 | 0 | 0 | 0 | 385.5755 | 1.6663 | 61758.6468 | 0.99447 | 3.8784 | 5.2728 | 4.4819 | 0 | 0 | 0 | 376.8547 | 0 | 0 | 0 | 0 | 0 | 0 | 0 | 759.346 | 0 | 0 | 0 | 0 | 0 | 0 | 0 | 1236.3929 | 0 | 0 | 0 | 0 | 0 | 0 | 0 | 0 | 1147.235 | 0 | 0 | 0 | 0.0042 | 0 | 0.00057666 | 0.00057666 | 770.3788 | 0 | 0 | 0 | 0.0042 | 0 | 0.00057666 | 0.00057666 | 1174.2646 | 0 | 0 | 0 | 0.0042 | 0 | 0 | 0.00057666 | 0.00057666 | 1100.4085
07/24 14:00:00 | 82.94 | 28.3 | 0% | 1.6663 | 61758.6468 | 0.99447 | 3.5801 | 4.8672 | 4.3805 | 0 | 0 | 0 | 385.5755 | 1.6663 | 61758.6468 | 0.99447 | 3.8784 | 5.2728 | 4.4819 | 0 | 0 | 0 | 376.8547 | 0 | 0 | 0 | 0 | 0 | 0 | 0 | 759.346 | 0 | 0 | 0 | 0 | 0 | 0 | 0 | 1236.3929 | 0 | 0 | 0 | 0 | 0 | 0 | 0 | 0 | 1147.235 | 0 | 0 | 0 | 0.0042 | 0 | 0.00057666 | 0.00057666 | 770.3793 | 0 | 0 | 0 | 0.0042 | 0 | 0.00057666 | 0.00057666 | 1174.2651 | 0 | 0 | 0 | 0.0042 | 0 | 0 | 0.00057666 | 0.00057666 | 1100.4091
07/24 15:00:00 | 87.08 | 30.6 | 0% | 1.7505 | 64878.6283 | 0.94996 | 3.4199 | 4.9861 | 4.4874 | 0 | 0 | 0 | 385.5755 | 1.7505 | 64878.6283 | 0.94996 | 3.7048 | 5.4016 | 4.5913 | 0 | 0 | 0 | 376.8547 | 0 | 0 | 0 | 0 | 0 | 0 | 0 | 759.346 | 0 | 0 | 0 | 0 | 0 | 0 | 0 | 1236.3929 | 0 | 0 | 0 | 0 | 0 | 0 | 0 | 0 | 1147.235 | 0 | 0 | 0 | 0.0042 | 0 | 0.00057666 | 0.00057666 | 770.3799 | 0 | 0 | 0 | 0.0042 | 0 | 0.00057666 | 0.00057666 | 1174.2657 | 0 | 0 | 0 | 0.0042 | 0 | 0 | 0.00057666 | 0.00057666 | 1100.4096
07/24 16:00:00 | 84.02 | 28.9 | 0% | 1.6881 | 62565.316 | 0.9832 | 3.5395 | 4.8978 | 4.408 | 0 | 0 | 0 | 385.5755 | 1.6881 | 62565.316 | 0.9832 | 3.8345 | 5.3059 | 4.51 | 0 | 0 | 0 | 376.8547 | 0 | 0 | 0 | 0 | 0 | 0 | 0 | 759.346 | 0 | 0 | 0 | 0 | 0 | 0 | 0 | 1236.3929 | 0 | 0 | 0 | 0 | 0 | 0 | 0 | 0 | 1147.235 | 0 | 0 | 0 | 0.0042 | 0 | 0.00057666 | 0.00057666 | 770.3805 | 0 | 0 | 0 | 0.0042 | 0 | 0.00057666 | 0.00057666 | 1174.2663 | 0 | 0 | 0 | 0.0042 | 0 | 0 | 0.00057666 | 0.00057666 | 1100.4102
07/24 17:00:00 | 82.94 | 28.3 | 0% | 1.6663 | 61758.6468 | 0.99447 | 3.5801 | 4.8672 | 4.3805 | 0 | 0 | 0 | 385.5755 | 1.6663 | 61758.6468 | 0.99447 | 3.8784 | 5.2728 | 4.4819 | 0 | 0 | 0 | 376.8547 | 0 | 0 | 0 | 0 | 0 | 0 | 0 | 759.346 | 0 | 0 | 0 | 0 | 0 | 0 | 0 | 1236.3929 | 0 | 0 | 0 | 0 | 0 | 0 | 0 | 0 | 1147.235 | 0 | 0 | 0 | 0.0042 | 0 | 0.00057666 | 0.00057666 | 770.3811 | 0 | 0 | 0 | 0.0042 | 0 | 0.00057666 | 0.00057666 | 1174.2669 | 0 | 0 | 0 | 0.0042 | 0 | 0 | 0.00057666 | 0.00057666 | 1100.4108
07/24 18:00:00 | 80.96 | 27.2 | 0% | 1.6267 | 60293.0247 | 1.0144 | 3.6518 | 4.8119 | 4.3307 | 0 | 0 | 0 | 385.5755 | 1.6267 | 60293.0247 | 1.0144 | 3.9561 | 5.2129 | 4.4309 | 0 | 0 | 0 | 376.8547 | 0 | 0 | 0 | 0 | 0 | 0 | 0 | 759.346 | 0 | 0 | 0 | 0 | 0 | 0 | 0 | 1236.3929 | 0 | 0 | 0 | 0 | 0 | 0 | 0 | 0 | 1147.235 | 0 | 0 | 0 | 0.0042 | 0 | 0.00057666 | 0.00057666 | 770.3816 | 0 | 0 | 0 | 0.0042 | 0 | 0.00057666 | 0.00057666 | 1174.2675 | 0 | 0 | 0 | 0.0042 | 0 | 0 | 0.00057666 | 0.00057666 | 1100.4114
07/24 19:00:00 | 77 | 25 | 0% | 1.5491 | 57413.3053 | 1.0507 | 3.7824 | 4.7036 | 4.2332 | 0 | 0 | 0 | 385.5755 | 1.5491 | 57413.3053 | 1.0507 | 4.0976 | 5.0956 | 4.3312 | 0 | 0 | 0 | 376.8547 | 0 | 0 | 0 | 0 | 0 | 0 | 0 | 759.346 | 0 | 0 | 0 | 0 | 0 | 0 | 0 | 1236.3929 | 0 | 0 | 0 | 0 | 0 | 0 | 0 | 0 | 1147.235 | 0 | 0 | 0 | 0.0042 | 0 | 0.00057666 | 0.00057666 | 770.3822 | 0 | 0 | 0 | 0.0042 | 0 | 0.00057666 | 0.00057666 | 1174.268 | 0 | 0 | 0 | 0.0042 | 0 | 0 | 0.00057666 | 0.00057666 | 1100.4119
07/24 20:00:00 | 77 | 25 | 0% | 1.5491 | 57413.3053 | 1.0507 | 3.7824 | 4.7036 | 4.2332 | 0 | 0 | 0 | 385.5755 | 1.5491 | 57413.3053 | 1.0507 | 4.0976 | 5.0956 | 4.3312 | 0 | 0 | 0 | 376.8547 | 0 | 0 | 0 | 0 | 0 | 0 | 0 | 759.346 | 0 | 0 | 0 | 0 | 0 | 0 | 0 | 1236.3929 | 0 | 0 | 0 | 0 | 0 | 0 | 0 | 0 | 1147.235 | 0 | 0 | 0 | 0.0042 | 0 | 0.00057666 | 0.00057666 | 770.3828 | 0 | 0 | 0 | 0.0042 | 0 | 0.00057666 | 0.00057666 | 1174.2686 | 0 | 0 | 0 | 0.0042 | 0 | 0 | 0.00057666 | 0.00057666 | 1100.4125
07/24 21:00:00 | 75.92 | 24.4 | 0% | 1.5282 | 56639.8504 | 1.0596 | 3.8146 | 4.6745 | 4.2071 | 0 | 0 | 0 | 385.5755 | 1.5282 | 56639.8504 | 1.0596 | 4.1325 | 5.0641 | 4.3044 | 0 | 0 | 0 | 376.8547 | 0 | 0 | 0 | 0 | 0 | 0 | 0 | 759.346 | 0 | 0 | 0 | 0 | 0 | 0 | 0 | 1236.3929 | 0 | 0 | 0 | 0 | 0 | 0 | 0 | 0 | 1147.235 | 0 | 0 | 0 | 0.0042 | 0 | 0.00057666 | 0.00057666 | 770.3834 | 0 | 0 | 0 | 0.0042 | 0 | 0.00057666 | 0.00057666 | 1174.2692 | 0 | 0 | 0 | 0.0042 | 0 | 0 | 0.00057666 | 0.00057666 | 1100.4131
07/24 22:00:00 | 73.94 | 23.3 | 0% | 1.4903 | 55235.1212 | 1.0748 | 3.8692 | 4.6215 | 4.1594 | 0 | 0 | 0 | 385.5755 | 1.4903 | 55235.1212 | 1.0748 | 4.1916 | 5.0067 | 4.2557 | 0 | 0 | 0 | 376.8547 | 0 | 0 | 0 | 0 | 0 | 0 | 0 | 759.346 | 0 | 0 | 0 | 0 | 0 | 0 | 0 | 1236.3929 | 0 | 0 | 0 | 0 | 0 | 0 | 0 | 0 | 1147.235 | 0 | 0 | 0 | 0.0042 | 0 | 0.00057666 | 0.00057666 | 770.384 | 0 | 0 | 0 | 0.0042 | 0 | 0.00057666 | 0.00057666 | 1174.2698 | 0 | 0 | 0 | 0.0042 | 0 | 0 | 0.00057666 | 0.00057666 | 1100.4137
07/24 23:00:00 | 73.94 | 23.3 | 0% | 1.4903 | 55235.1212 | 1.0748 | 3.8692 | 4.6215 | 4.1594 | 0 | 0 | 0 | 385.5755 | 1.4903 | 55235.1212 | 1.0748 | 4.1916 | 5.0067 | 4.2557 | 0 | 0 | 0 | 376.8547 | 0 | 0 | 0 | 0 | 0 | 0 | 0 | 759.346 | 0 | 0 | 0 | 0 | 0 | 0 | 0 | 1236.3929 | 0 | 0 | 0 | 0 | 0 | 0 | 0 | 0 | 1147.235 | 0 | 0 | 0 | 0.0042 | 0 | 0.00057666 | 0.00057666 | 770.3845 | 0 | 0 | 0 | 0.0042 | 0 | 0.00057666 | 0.00057666 | 1174.2703 | 0 | 0 | 0 | 0.0042 | 0 | 0 | 0.00057666 | 0.00057666 | 1100.4143
07/24 24:00:00 | 71.96 | 22.2 | 0% | 1.4528 | 53847.5669 | 1.0882 | 3.9177 | 4.5689 | 4.112 | 0 | 0 | 0 | 385.5755 | 1.4528 | 53847.5669 | 1.0882 | 4.2442 | 4.9496 | 4.2072 | 0 | 0 | 0 | 376.8547 | 0 | 0 | 0 | 0 | 0 | 0 | 0 | 759.346 | 0 | 0 | 0 | 0 | 0 | 0 | 0 | 1236.3929 | 0 | 0 | 0 | 0 | 0 | 0 | 0 | 0 | 1147.235 | 0 | 0 | 0 | 0.0042 | 0 | 0.00057666 | 0.00057666 | 770.3851 | 0 | 0 | 0 | 0.0042 | 0 | 0.00057666 | 0.00057666 | 1174.2709 | 0 | 0 | 0 | 0.0042 | 0 | 0 | 0.00057666 | 0.00057666 | 1100.4148
07/25 01:00:00 | 71.96 | 22.2 | 0% | 1.4528 | 53847.5669 | 1.0882 | 3.9177 | 4.5689 | 4.112 | 0 | 0 | 0 | 385.5755 | 1.4528 | 53847.5669 | 1.0882 | 4.2442 | 4.9496 | 4.2072 | 0 | 0 | 0 | 376.8547 | 0 | 0 | 0 | 0 | 0 | 0 | 0 | 759.346 | 0 | 0 | 0 | 0 | 0 | 0 | 0 | 1236.3929 | 0 | 0 | 0 | 0 | 0 | 0 | 0 | 0 | 1147.235 | 0 | 0 | 0 | 0.0042 | 0 | 0.00057666 | 0.00057666 | 770.3857 | 0 | 0 | 0 | 0.0042 | 0 | 0.00057666 | 0.00057666 | 1174.2715 | 0 | 0 | 0 | 0.0042 | 0 | 0 | 0.00057666 | 0.00057666 | 1100.4154
07/25 02:00:00 | 71.06 | 21.7 | 0% | 1.436 | 53222.538 | 1.0938 | 3.9376 | 4.545 | 4.0905 | 0 | 0 | 0 | 385.5755 | 1.436 | 53222.538 | 1.0938 | 4.2657 | 4.9237 | 4.1852 | 0 | 0 | 0 | 376.8547 | 0 | 0 | 0 | 0 | 0 | 0 | 0 | 759.346 | 0 | 0 | 0 | 0 | 0 | 0 | 0 | 1236.3929 | 0 | 0 | 0 | 0 | 0 | 0 | 0 | 0 | 1147.235 | 0 | 0 | 0 | 0.0042 | 0 | 0.00057666 | 0.00057666 | 770.3863 | 0 | 0 | 0 | 0.0042 | 0 | 0.00057666 | 0.00057666 | 1174.2721 | 0 | 0 | 0 | 0.0042 | 0 | 0 | 0.00057666 | 0.00057666 | 1100.416
07/25 03:00:00 | 71.06 | 21.7 | 0% | 1.436 | 53222.538 | 1.0938 | 3.9376 | 4.545 | 4.0905 | 0 | 0 | 0 | 385.5755 | 1.436 | 53222.538 | 1.0938 | 4.2657 | 4.9237 | 4.1852 | 0 | 0 | 0 | 376.8547 | 0 | 0 | 0 | 0 | 0 | 0 | 0 | 759.346 | 0 | 0 | 0 | 0 | 0 | 0 | 0 | 1236.3929 | 0 | 0 | 0 | 0 | 0 | 0 | 0 | 0 | 1147.235 | 0 | 0 | 0 | 0.0042 | 0 | 0.00057666 | 0.00057666 | 770.3868 | 0 | 0 | 0 | 0.0042 | 0 | 0.00057666 | 0.00057666 | 1174.2726 | 0 | 0 | 0 | 0.0042 | 0 | 0 | 0.00057666 | 0.00057666 | 1100.4166
07/25 04:00:00 | 69.98 | 21.1 | 0% | 1.4159 | 52477.1875 | 1.0999 | 3.9595 | 4.5163 | 4.0647 | 0 | 0 | 0 | 385.5755 | 1.4159 | 52477.1875 | 1.0999 | 4.2895 | 4.8927 | 4.1588 | 0 | 0 | 0 | 376.8547 | 0 | 0 | 0 | 0 | 0 | 0 | 0 | 759.346 | 0 | 0 | 0 | 0 | 0 | 0 | 0 | 1236.3929 | 0 | 0 | 0 | 0 | 0 | 0 | 0 | 0 | 1147.235 | 0 | 0 | 0 | 0.0042 | 0 | 0.00057666 | 0.00057666 | 770.3874 | 0 | 0 | 0 | 0.0042 | 0 | 0.00057666 | 0.00057666 | 1174.2732 | 0 | 0 | 0 | 0.0042 | 0 | 0 | 0.00057666 | 0.00057666 | 1100.4171
07/25 05:00:00 | 69.08 | 20.6 | 0% | 1.3992 | 51859.9654 | 1.1045 | 3.9762 | 4.4925 | 4.0432 | 0 | 0 | 0 | 385.5755 | 1.3992 | 51859.9654 | 1.1045 | 4.3075 | 4.8668 | 4.1368 | 0 | 0 | 0 | 376.8547 | 0 | 0 | 0 | 0 | 0 | 0 | 0 | 759.346 | 0 | 0 | 0 | 0 | 0 | 0 | 0 | 1236.3929 | 0 | 0 | 0 | 0 | 0 | 0 | 0 | 0 | 1147.235 | 0 | 0 | 0 | 0.0042 | 0 | 0.00057666 | 0.00057666 | 770.388 | 0 | 0 | 0 | 0.0042 | 0 | 0.00057666 | 0.00057666 | 1174.2738 | 0 | 0 | 0 | 0.0042 | 0 | 0 | 0.00057666 | 0.00057666 | 1100.4177
07/25 06:00:00 | 73.04 | 22.8 | 0% | 1.4732 | 54602.2855 | 1.0811 | 3.892 | 4.5976 | 4.1378 | 0 | 0 | 0 | 385.5755 | 1.4732 | 54602.2855 | 1.0811 | 4.2164 | 4.9807 | 4.2336 | 0 | 0 | 0 | 376.8547 | 0 | 0 | 0 | 0 | 0 | 0 | 0 | 759.346 | 0 | 0 | 0 | 0 | 0 | 0 | 0 | 1236.3929 | 0 | 0 | 0 | 0 | 0 | 0 | 0 | 0 | 1147.235 | 0 | 0 | 0 | 0.0042 | 0 | 0.00057666 | 0.00057666 | 770.3886 | 0 | 0 | 0 | 0.0042 | 0 | 0.00057666 | 0.00057666 | 1174.2744 | 0 | 0 | 0 | 0.0042 | 0 | 0 | 0.00057666 | 0.00057666 | 1100.4183
07/25 07:00:00 | 77 | 25 | 0% | 1.5491 | 57413.3053 | 1.0507 | 3.7824 | 4.7036 | 4.2332 | 0 | 0 | 0 | 385.5755 | 1.5491 | 57413.3053 | 1.0507 | 4.0976 | 5.0956 | 4.3312 | 0 | 0 | 0 | 376.8547 | 0 | 0 | 0 | 0 | 0 | 0 | 0 | 759.346 | 0 | 0 | 0 | 0 | 0 | 0 | 0 | 1236.3929 | 0 | 0 | 0 | 0 | 0 | 0 | 0 | 0 | 1147.235 | 0 | 0 | 0 | 0.0042 | 0 | 0.00057666 | 0.00057666 | 770.3891 | 0 | 0 | 0 | 0.0042 | 0 | 0.00057666 | 0.00057666 | 1174.2749 | 0 | 0 | 0 | 0.0042 | 0 | 0 | 0.00057666 | 0.00057666 | 1100.4189
07/25 08:00:00 | 80.96 | 27.2 | 0% | 1.6267 | 60293.0247 | 1.0144 | 3.6518 | 4.8119 | 4.3307 | 0 | 0 | 0 | 385.5755 | 1.6267 | 60293.0247 | 1.0144 | 3.9561 | 5.2129 | 4.4309 | 0 | 0 | 0 | 376.8547 | 0 | 0 | 0 | 0 | 0 | 0 | 0 | 759.346 | 0 | 0 | 0 | 0 | 0 | 0 | 0 | 1236.3929 | 0 | 0 | 0 | 0 | 0 | 0 | 0 | 0 | 1147.235 | 0 | 0 | 0 | 0.0042 | 0 | 0.00057666 | 0.00057666 | 770.3897 | 0 | 0 | 0 | 0.0042 | 0 | 0.00057666 | 0.00057666 | 1174.2755 | 0 | 0 | 0 | 0.0042 | 0 | 0 | 0.00057666 | 0.00057666 | 1100.4194
07/25 09:00:00 | 82.94 | 28.3 | 0% | 1.6663 | 61758.6468 | 0.99447 | 3.5801 | 4.8672 | 4.3805 | 0 | 0 | 0 | 385.5755 | 1.6663 | 61758.6468 | 0.99447 | 3.8784 | 5.2728 | 4.4819 | 0 | 0 | 0 | 376.8547 | 0 | 0 | 0 | 0 | 0 | 0 | 0 | 759.346 | 0 | 0 | 0 | 0 | 0 | 0 | 0 | 1236.3929 | 0 | 0 | 0 | 0 | 0 | 0 | 0 | 0 | 1147.235 | 0 | 0 | 0 | 0.0042 | 0 | 0.00057666 | 0.00057666 | 770.3903 | 0 | 0 | 0 | 0.0042 | 0 | 0.00057666 | 0.00057666 | 1174.2761 | 0 | 0 | 0 | 0.0042 | 0 | 0 | 0.00057666 | 0.00057666 | 1100.42
07/25 10:00:00 | 84.02 | 28.9 | 0% | 1.6881 | 62565.316 | 0.9832 | 3.5395 | 4.8978 | 4.408 | 0 | 0 | 0 | 385.5755 | 1.6881 | 62565.316 | 0.9832 | 3.8345 | 5.3059 | 4.51 | 0 | 0 | 0 | 376.8547 | 0 | 0 | 0 | 0 | 0 | 0 | 0 | 759.346 | 0 | 0 | 0 | 0 | 0 | 0 | 0 | 1236.3929 | 0 | 0 | 0 | 0 | 0 | 0 | 0 | 0 | 1147.235 | 0 | 0 | 0 | 0.0042 | 0 | 0.00057666 | 0.00057666 | 770.3909 | 0 | 0 | 0 | 0.0042 | 0 | 0.00057666 | 0.00057666 | 1174.2767 | 0 | 0 | 0 | 0.0042 | 0 | 0 | 0.00057666 | 0.00057666 | 1100.4206
07/25 11:00:00 | 87.98 | 31.1 | 0% | 1.769 | 65566.8211 | 0.93988 | 3.3836 | 5.0125 | 4.5113 | 0 | 0 | 0 | 385.5755 | 1.769 | 65566.8211 | 0.93988 | 3.6655 | 5.4302 | 4.6157 | 0 | 0 | 0 | 376.8547 | 0 | 0 | 0 | 0 | 0 | 0 | 0 | 759.346 | 0 | 0 | 0 | 0 | 0 | 0 | 0 | 1236.3929 | 0 | 0 | 0 | 0 | 0 | 0 | 0 | 0 | 1147.235 | 0 | 0 | 0 | 0.0042 | 0 | 0.00057666 | 0.00057666 | 770.3915 | 0 | 0 | 0 | 0.0042 | 0 | 0.00057666 | 0.00057666 | 1174.2773 | 0 | 0 | 0 | 0.0042 | 0 | 0 | 0.00057666 | 0.00057666 | 1100.4212
07/25 12:00:00 | 87.98 | 31.1 | 0% | 1.769 | 65566.8211 | 0.93988 | 3.3836 | 5.0125 | 4.5113 | 0 | 0 | 0 | 385.5755 | 1.769 | 65566.8211 | 0.93988 | 3.6655 | 5.4302 | 4.6157 | 0 | 0 | 0 | 376.8547 | 0 | 0 | 0 | 0 | 0 | 0 | 0 | 759.346 | 0 | 0 | 0 | 0 | 0 | 0 | 0 | 1236.3929 | 0 | 0 | 0 | 0 | 0 | 0 | 0 | 0 | 1147.235 | 0 | 0 | 0 | 0.0042 | 0 | 0.00057666 | 0.00057666 | 770.392 | 0 | 0 | 0 | 0.0042 | 0 | 0.00057666 | 0.00057666 | 1174.2778 | 0 | 0 | 0 | 0.0042 | 0 | 0 | 0.00057666 | 0.00057666 | 1100.4218
07/25 13:00:00 | 87.98 | 31.1 | 0% | 1.769 | 65566.8211 | 0.93988 | 3.3836 | 5.0125 | 4.5113 | 0 | 0 | 0 | 385.5755 | 1.769 | 65566.8211 | 0.93988 | 3.6655 | 5.4302 | 4.6157 | 0 | 0 | 0 | 376.8547 | 0 | 0 | 0 | 0 | 0 | 0 | 0 | 759.346 | 0 | 0 | 0 | 0 | 0 | 0 | 0 | 1236.3929 | 0 | 0 | 0 | 0 | 0 | 0 | 0 | 0 | 1147.235 | 0 | 0 | 0 | 0.0042 | 0 | 0.00057666 | 0.00057666 | 770.3926 | 0 | 0 | 0 | 0.0042 | 0 | 0.00057666 | 0.00057666 | 1174.2784 | 0 | 0 | 0 | 0.0042 | 0 | 0 | 0.00057666 | 0.00057666 | 1100.4223
07/25 14:00:00 | 91.04 | 32.8 | 0% | 1.8329 | 67933.2195 | 0.90486 | 3.2575 | 5.1042 | 4.5938 | 0 | 0 | 0 | 385.5755 | 1.8329 | 67933.2195 | 0.90486 | 3.529 | 5.5296 | 4.7002 | 0 | 0 | 0 | 376.8547 | 0 | 0 | 0 | 0 | 0 | 0 | 0 | 759.346 | 0 | 0 | 0 | 0 | 0 | 0 | 0 | 1236.3929 | 0 | 0 | 0 | 0 | 0 | 0 | 0 | 0 | 1147.235 | 0 | 0 | 0 | 0.0042 | 0 | 0.00057666 | 0.00057666 | 770.3932 | 0 | 0 | 0 | 0.0042 | 0 | 0.00057666 | 0.00057666 | 1174.279 | 0 | 0 | 0 | 0.0042 | 0 | 0 | 0.00057666 | 0.00057666 | 1100.4229
07/25 15:00:00 | 91.04 | 32.8 | 0% | 1.8329 | 67933.2195 | 0.90486 | 3.2575 | 5.1042 | 4.5938 | 0 | 0 | 0 | 385.5755 | 1.8329 | 67933.2195 | 0.90486 | 3.529 | 5.5296 | 4.7002 | 0 | 0 | 0 | 376.8547 | 0 | 0 | 0 | 0 | 0 | 0 | 0 | 759.346 | 0 | 0 | 0 | 0 | 0 | 0 | 0 | 1236.3929 | 0 | 0 | 0 | 0 | 0 | 0 | 0 | 0 | 1147.235 | 0 | 0 | 0 | 0.0042 | 0 | 0.00057666 | 0.00057666 | 770.3938 | 0 | 0 | 0 | 0.0042 | 0 | 0.00057666 | 0.00057666 | 1174.2796 | 0 | 0 | 0 | 0.0042 | 0 | 0 | 0.00057666 | 0.00057666 | 1100.4235
07/25 16:00:00 | 87.98 | 31.1 | 0% | 1.769 | 65566.8211 | 0.93988 | 3.3836 | 5.0125 | 4.5113 | 0 | 0 | 0 | 385.5755 | 1.769 | 65566.8211 | 0.93988 | 3.6655 | 5.4302 | 4.6157 | 0 | 0 | 0 | 376.8547 | 0 | 0 | 0 | 0 | 0 | 0 | 0 | 759.346 | 0 | 0 | 0 | 0 | 0 | 0 | 0 | 1236.3929 | 0 | 0 | 0 | 0 | 0 | 0 | 0 | 0 | 1147.235 | 0 | 0 | 0 | 0.0042 | 0 | 0.00057666 | 0.00057666 | 770.3943 | 0 | 0 | 0 | 0.0042 | 0 | 0.00057666 | 0.00057666 | 1174.2801 | 0 | 0 | 0 | 0.0042 | 0 | 0 | 0.00057666 | 0.00057666 | 1100.4241
07/25 17:00:00 | 89.06 | 31.7 | 0% | 1.7914 | 66397.3365 | 0.92764 | 3.3395 | 5.0446 | 4.5401 | 0 | 0 | 0 | 385.5755 | 1.7914 | 66397.3365 | 0.92764 | 3.6178 | 5.4649 | 4.6452 | 0 | 0 | 0 | 376.8547 | 0 | 0 | 0 | 0 | 0 | 0 | 0 | 759.346 | 0 | 0 | 0 | 0 | 0 | 0 | 0 | 1236.3929 | 0 | 0 | 0 | 0 | 0 | 0 | 0 | 0 | 1147.235 | 0 | 0 | 0 | 0.0042 | 0 | 0.00057666 | 0.00057666 | 770.3949 | 0 | 0 | 0 | 0.0042 | 0 | 0.00057666 | 0.00057666 | 1174.2807 | 0 | 0 | 0 | 0.0042 | 0 | 0 | 0.00057666 | 0.00057666 | 1100.4246
07/25 18:00:00 | 87.08 | 30.6 | 0% | 1.7505 | 64878.6283 | 0.94996 | 3.4199 | 4.9861 | 4.4874 | 0 | 0 | 0 | 385.5755 | 1.7505 | 64878.6283 | 0.94996 | 3.7048 | 5.4016 | 4.5913 | 0 | 0 | 0 | 376.8547 | 0 | 0 | 0 | 0 | 0 | 0 | 0 | 759.346 | 0 | 0 | 0 | 0 | 0 | 0 | 0 | 1236.3929 | 0 | 0 | 0 | 0 | 0 | 0 | 0 | 0 | 1147.235 | 0 | 0 | 0 | 0.0042 | 0 | 0.00057666 | 0.00057666 | 770.3955 | 0 | 0 | 0 | 0.0042 | 0 | 0.00057666 | 0.00057666 | 1174.2813 | 0 | 0 | 0 | 0.0042 | 0 | 0 | 0.00057666 | 0.00057666 | 1100.4252
07/25 19:00:00 | 87.08 | 30.6 | 0% | 1.7505 | 64878.6283 | 0.94996 | 3.4199 | 4.9861 | 4.4874 | 0 | 0 | 0 | 385.5755 | 1.7505 | 64878.6283 | 0.94996 | 3.7048 | 5.4016 | 4.5913 | 0 | 0 | 0 | 376.8547 | 0 | 0 | 0 | 0 | 0 | 0 | 0 | 759.346 | 0 | 0 | 0 | 0 | 0 | 0 | 0 | 1236.3929 | 0 | 0 | 0 | 0 | 0 | 0 | 0 | 0 | 1147.235 | 0 | 0 | 0 | 0.0042 | 0 | 0.00057666 | 0.00057666 | 770.3961 | 0 | 0 | 0 | 0.0042 | 0 | 0.00057666 | 0.00057666 | 1174.2819 | 0 | 0 | 0 | 0.0042 | 0 | 0 | 0.00057666 | 0.00057666 | 1100.4258
07/25 20:00:00 | 77 | 25 | 0% | 1.5491 | 57413.3053 | 1.0507 | 3.7824 | 4.7036 | 4.2332 | 0 | 0 | 0 | 385.5755 | 1.5491 | 57413.3053 | 1.0507 | 4.0976 | 5.0956 | 4.3312 | 0 | 0 | 0 | 376.8547 | 0 | 0 | 0 | 0 | 0 | 0 | 0 | 759.346 | 0 | 0 | 0 | 0 | 0 | 0 | 0 | 1236.3929 | 0 | 0 | 0 | 0 | 0 | 0 | 0 | 0 | 1147.235 | 0 | 0 | 0 | 0.0042 | 0 | 0.00057666 | 0.00057666 | 770.3966 | 0 | 0 | 0 | 0.0042 | 0 | 0.00057666 | 0.00057666 | 1174.2824 | 0 | 0 | 0 | 0.0042 | 0 | 0 | 0.00057666 | 0.00057666 | 1100.4264
07/25 21:00:00 | 75.02 | 23.9 | 0% | 1.5109 | 55999.208 | 1.0667 | 3.8401 | 4.6504 | 4.1853 | 0 | 0 | 0 | 385.5755 | 1.5109 | 55999.208 | 1.0667 | 4.1602 | 5.0379 | 4.2822 | 0 | 0 | 0 | 376.8547 | 0 | 0 | 0 | 0 | 0 | 0 | 0 | 759.346 | 0 | 0 | 0 | 0 | 0 | 0 | 0 | 1236.3929 | 0 | 0 | 0 | 0 | 0 | 0 | 0 | 0 | 1147.235 | 0 | 0 | 0 | 0.0042 | 0 | 0.00057666 | 0.00057666 | 770.3972 | 0 | 0 | 0 | 0.0042 | 0 | 0.00057666 | 0.00057666 | 1174.283 | 0 | 0 | 0 | 0.0042 | 0 | 0 | 0.00057666 | 0.00057666 | 1100.4269
07/25 22:00:00 | 73.94 | 23.3 | 0% | 1.4903 | 55235.1212 | 1.0748 | 3.8692 | 4.6215 | 4.1594 | 0 | 0 | 0 | 385.5755 | 1.4903 | 55235.1212 | 1.0748 | 4.1916 | 5.0067 | 4.2557 | 0 | 0 | 0 | 376.8547 | 0 | 0 | 0 | 0 | 0 | 0 | 0 | 759.346 | 0 | 0 | 0 | 0 | 0 | 0 | 0 | 1236.3929 | 0 | 0 | 0 | 0 | 0 | 0 | 0 | 0 | 1147.235 | 0 | 0 | 0 | 0.0042 | 0 | 0.00057666 | 0.00057666 | 770.3978 | 0 | 0 | 0 | 0.0042 | 0 | 0.00057666 | 0.00057666 | 1174.2836 | 0 | 0 | 0 | 0.0042 | 0 | 0 | 0.00057666 | 0.00057666 | 1100.4275
07/25 23:00:00 | 71.06 | 21.7 | 0% | 1.436 | 53222.538 | 1.0938 | 3.9376 | 4.545 | 4.0905 | 0 | 0 | 0 | 385.5755 | 1.436 | 53222.538 | 1.0938 | 4.2657 | 4.9237 | 4.1852 | 0 | 0 | 0 | 376.8547 | 0 | 0 | 0 | 0 | 0 | 0 | 0 | 759.346 | 0 | 0 | 0 | 0 | 0 | 0 | 0 | 1236.3929 | 0 | 0 | 0 | 0 | 0 | 0 | 0 | 0 | 1147.235 | 0 | 0 | 0 | 0.0042 | 0 | 0.00057666 | 0.00057666 | 770.3984 | 0 | 0 | 0 | 0.0042 | 0 | 0.00057666 | 0.00057666 | 1174.2842 | 0 | 0 | 0 | 0.0042 | 0 | 0 | 0.00057666 | 0.00057666 | 1100.4281
07/25 24:00:00 | 69.98 | 21.1 | 0% | 1.4159 | 52477.1875 | 1.0999 | 3.9595 | 4.5163 | 4.0647 | 0 | 0 | 0 | 385.5755 | 1.4159 | 52477.1875 | 1.0999 | 4.2895 | 4.8927 | 4.1588 | 0 | 0 | 0 | 376.8547 | 0 | 0 | 0 | 0 | 0 | 0 | 0 | 759.346 | 0 | 0 | 0 | 0 | 0 | 0 | 0 | 1236.3929 | 0 | 0 | 0 | 0 | 0 | 0 | 0 | 0 | 1147.235 | 0 | 0 | 0 | 0.0042 | 0 | 0.00057666 | 0.00057666 | 770.3989 | 0 | 0 | 0 | 0.0042 | 0 | 0.00057666 | 0.00057666 | 1174.2848 | 0 | 0 | 0 | 0.0042 | 0 | 0 | 0.00057666 | 0.00057666 | 1100.4287
07/26 01:00:00 | 69.98 | 21.1 | 0% | 1.4159 | 52477.1875 | 1.0999 | 3.9595 | 4.5163 | 4.0647 | 0 | 0 | 0 | 385.5755 | 1.4159 | 52477.1875 | 1.0999 | 4.2895 | 4.8927 | 4.1588 | 0 | 0 | 0 | 376.8547 | 0 | 0 | 0 | 0 | 0 | 0 | 0 | 759.346 | 0 | 0 | 0 | 0 | 0 | 0 | 0 | 1236.3929 | 0 | 0 | 0 | 0 | 0 | 0 | 0 | 0 | 1147.235 | 0 | 0 | 0 | 0.0042 | 0 | 0.00057666 | 0.00057666 | 770.3995 | 0 | 0 | 0 | 0.0042 | 0 | 0.00057666 | 0.00057666 | 1174.2853 | 0 | 0 | 0 | 0.0042 | 0 | 0 | 0.00057666 | 0.00057666 | 1100.4292
07/26 02:00:00 | 66.92 | 19.4 | 0% | 1.3596 | 50393.1104 | 1.1139 | 4.01 | 4.435 | 3.9915 | 0 | 0 | 0 | 385.5755 | 1.3596 | 50393.1104 | 1.1139 | 4.3441 | 4.8046 | 4.0839 | 0 | 0 | 0 | 376.8547 | 0 | 0 | 0 | 0 | 0 | 0 | 0 | 759.346 | 0 | 0 | 0 | 0 | 0 | 0 | 0 | 1236.3929 | 0 | 0 | 0 | 0 | 0 | 0 | 0 | 0 | 1147.235 | 0 | 0 | 0 | 0.0042 | 0 | 0.00057666 | 0.00057666 | 770.4001 | 0 | 0 | 0 | 0.0042 | 0 | 0.00057666 | 0.00057666 | 1174.2859 | 0 | 0 | 0 | 0.0042 | 0 | 0 | 0.00057666 | 0.00057666 | 1100.4298
07/26 03:00:00 | 66.92 | 19.4 | 0% | 1.3596 | 50393.1104 | 1.1139 | 4.01 | 4.435 | 3.9915 | 0 | 0 | 0 | 385.5755 | 1.3596 | 50393.1104 | 1.1139 | 4.3441 | 4.8046 | 4.0839 | 0 | 0 | 0 | 376.8547 | 0 | 0 | 0 | 0 | 0 | 0 | 0 | 759.346 | 0 | 0 | 0 | 0 | 0 | 0 | 0 | 1236.3929 | 0 | 0 | 0 | 0 | 0 | 0 | 0 | 0 | 1147.235 | 0 | 0 | 0 | 0.0042 | 0 | 0.00057666 | 0.00057666 | 770.4007 | 0 | 0 | 0 | 0.0042 | 0 | 0.00057666 | 0.00057666 | 1174.2865 | 0 | 0 | 0 | 0.0042 | 0 | 0 | 0.00057666 | 0.00057666 | 1100.4304
07/26 04:00:00 | 66.92 | 19.4 | 0% | 1.3596 | 50393.1104 | 1.1139 | 4.01 | 4.435 | 3.9915 | 0 | 0 | 0 | 385.5755 | 1.3596 | 50393.1104 | 1.1139 | 4.3441 | 4.8046 | 4.0839 | 0 | 0 | 0 | 376.8547 | 0 | 0 | 0 | 0 | 0 | 0 | 0 | 759.346 | 0 | 0 | 0 | 0 | 0 | 0 | 0 | 1236.3929 | 0 | 0 | 0 | 0 | 0 | 0 | 0 | 0 | 1147.235 | 0 | 0 | 0 | 0.0042 | 0 | 0.00057666 | 0.00057666 | 770.4013 | 0 | 0 | 0 | 0.0042 | 0 | 0.00057666 | 0.00057666 | 1174.2871 | 0 | 0 | 0 | 0.0042 | 0 | 0 | 0.00057666 | 0.00057666 | 1100.431
07/26 05:00:00 | 64.94 | 18.3 | 0% | 1.3238 | 49066.449 | 1.1202 | 4.0329 | 4.3819 | 3.9437 | 0 | 0 | 0 | 385.5755 | 1.3238 | 49066.449 | 1.1202 | 4.3689 | 4.7471 | 4.035 | 0 | 0 | 0 | 376.8547 | 0 | 0 | 0 | 0 | 0 | 0 | 0 | 759.346 | 0 | 0 | 0 | 0 | 0 | 0 | 0 | 1236.3929 | 0 | 0 | 0 | 0 | 0 | 0 | 0 | 0 | 1147.235 | 0 | 0 | 0 | 0.0042 | 0 | 0.00057666 | 0.00057666 | 770.4018 | 0 | 0 | 0 | 0.0042 | 0 | 0.00057666 | 0.00057666 | 1174.2876 | 0 | 0 | 0 | 0.0042 | 0 | 0 | 0.00057666 | 0.00057666 | 1100.4316
07/26 06:00:00 | 69.08 | 20.6 | 0% | 1.3992 | 51859.9654 | 1.1045 | 3.9762 | 4.4925 | 4.0432 | 0 | 0 | 0 | 385.5755 | 1.3992 | 51859.9654 | 1.1045 | 4.3075 | 4.8668 | 4.1368 | 0 | 0 | 0 | 376.8547 | 0 | 0 | 0 | 0 | 0 | 0 | 0 | 759.346 | 0 | 0 | 0 | 0 | 0 | 0 | 0 | 1236.3929 | 0 | 0 | 0 | 0 | 0 | 0 | 0 | 0 | 1147.235 | 0 | 0 | 0 | 0.0042 | 0 | 0.00057666 | 0.00057666 | 770.4024 | 0 | 0 | 0 | 0.0042 | 0 | 0.00057666 | 0.00057666 | 1174.2882 | 0 | 0 | 0 | 0.0042 | 0 | 0 | 0.00057666 | 0.00057666 | 1100.4321
07/26 07:00:00 | 69.08 | 20.6 | 0% | 1.3992 | 51859.9654 | 1.1045 | 3.9762 | 4.4925 | 4.0432 | 0 | 0 | 0 | 385.5755 | 1.3992 | 51859.9654 | 1.1045 | 4.3075 | 4.8668 | 4.1368 | 0 | 0 | 0 | 376.8547 | 0 | 0 | 0 | 0 | 0 | 0 | 0 | 759.346 | 0 | 0 | 0 | 0 | 0 | 0 | 0 | 1236.3929 | 0 | 0 | 0 | 0 | 0 | 0 | 0 | 0 | 1147.235 | 0 | 0 | 0 | 0.0042 | 0 | 0.00057666 | 0.00057666 | 770.403 | 0 | 0 | 0 | 0.0042 | 0 | 0.00057666 | 0.00057666 | 1174.2888 | 0 | 0 | 0 | 0.0042 | 0 | 0 | 0.00057666 | 0.00057666 | 1100.4327
07/26 08:00:00 | 78.08 | 25.6 | 0% | 1.5701 | 58191.8702 | 1.0413 | 3.7487 | 4.7329 | 4.2596 | 0 | 0 | 0 | 385.5755 | 1.5701 | 58191.8702 | 1.0413 | 4.0611 | 5.1273 | 4.3582 | 0 | 0 | 0 | 376.8547 | 0 | 0 | 0 | 0 | 0 | 0 | 0 | 759.346 | 0 | 0 | 0 | 0 | 0 | 0 | 0 | 1236.3929 | 0 | 0 | 0 | 0 | 0 | 0 | 0 | 0 | 1147.235 | 0 | 0 | 0 | 0.0042 | 0 | 0.00057666 | 0.00057666 | 770.4036 | 0 | 0 | 0 | 0.0042 | 0 | 0.00057666 | 0.00057666 | 1174.2894 | 0 | 0 | 0 | 0.0042 | 0 | 0 | 0.00057666 | 0.00057666 | 1100.4333
07/26 09:00:00 | 80.96 | 27.2 | 0% | 1.6267 | 60293.0247 | 1.0144 | 3.6518 | 4.8119 | 4.3307 | 0 | 0 | 0 | 385.5755 | 1.6267 | 60293.0247 | 1.0144 | 3.9561 | 5.2129 | 4.4309 | 0 | 0 | 0 | 376.8547 | 0 | 0 | 0 | 0 | 0 | 0 | 0 | 759.346 | 0 | 0 | 0 | 0 | 0 | 0 | 0 | 1236.3929 | 0 | 0 | 0 | 0 | 0 | 0 | 0 | 0 | 1147.235 | 0 | 0 | 0 | 0.0042 | 0 | 0.00057666 | 0.00057666 | 770.4041 | 0 | 0 | 0 | 0.0042 | 0 | 0.00057666 | 0.00057666 | 1174.2899 | 0 | 0 | 0 | 0.0042 | 0 | 0 | 0.00057666 | 0.00057666 | 1100.4339
07/26 10:00:00 | 87.08 | 30.6 | 0% | 1.7505 | 64878.6283 | 0.94996 | 3.4199 | 4.9861 | 4.4874 | 0 | 0 | 0 | 385.5755 | 1.7505 | 64878.6283 | 0.94996 | 3.7048 | 5.4016 | 4.5913 | 0 | 0 | 0 | 376.8547 | 0 | 0 | 0 | 0 | 0 | 0 | 0 | 759.346 | 0 | 0 | 0 | 0 | 0 | 0 | 0 | 1236.3929 | 0 | 0 | 0 | 0 | 0 | 0 | 0 | 0 | 1147.235 | 0 | 0 | 0 | 0.0042 | 0 | 0.00057666 | 0.00057666 | 770.4047 | 0 | 0 | 0 | 0.0042 | 0 | 0.00057666 | 0.00057666 | 1174.2905 | 0 | 0 | 0 | 0.0042 | 0 | 0 | 0.00057666 | 0.00057666 | 1100.4344
07/26 11:00:00 | 89.06 | 31.7 | 0% | 1.7914 | 66397.3365 | 0.92764 | 3.3395 | 5.0446 | 4.5401 | 0 | 0 | 0 | 385.5755 | 1.7914 | 66397.3365 | 0.92764 | 3.6178 | 5.4649 | 4.6452 | 0 | 0 | 0 | 376.8547 | 0 | 0 | 0 | 0 | 0 | 0 | 0 | 759.346 | 0 | 0 | 0 | 0 | 0 | 0 | 0 | 1236.3929 | 0 | 0 | 0 | 0 | 0 | 0 | 0 | 0 | 1147.235 | 0 | 0 | 0 | 0.0042 | 0 | 0.00057666 | 0.00057666 | 770.4053 | 0 | 0 | 0 | 0.0042 | 0 | 0.00057666 | 0.00057666 | 1174.2911 | 0 | 0 | 0 | 0.0042 | 0 | 0 | 0.00057666 | 0.00057666 | 1100.435
07/26 12:00:00 | 89.96 | 32.2 | 0% | 1.8102 | 67093.336 | 0.91733 | 3.3024 | 5.0715 | 4.5644 | 0 | 0 | 0 | 385.5755 | 1.8102 | 67093.336 | 0.91733 | 3.5776 | 5.4942 | 4.67 | 0 | 0 | 0 | 376.8547 | 0 | 0 | 0 | 0 | 0 | 0 | 0 | 759.346 | 0 | 0 | 0 | 0 | 0 | 0 | 0 | 1236.3929 | 0 | 0 | 0 | 0 | 0 | 0 | 0 | 0 | 1147.235 | 0 | 0 | 0 | 0.0042 | 0 | 0.00057666 | 0.00057666 | 770.4059 | 0 | 0 | 0 | 0.0042 | 0 | 0.00057666 | 0.00057666 | 1174.2917 | 0 | 0 | 0 | 0.0042 | 0 | 0 | 0.00057666 | 0.00057666 | 1100.4356
07/26 13:00:00 | 89.96 | 32.2 | 0% | 1.8102 | 67093.336 | 0.91733 | 3.3024 | 5.0715 | 4.5644 | 0 | 0 | 0 | 385.5755 | 1.8102 | 67093.336 | 0.91733 | 3.5776 | 5.4942 | 4.67 | 0 | 0 | 0 | 376.8547 | 0 | 0 | 0 | 0 | 0 | 0 | 0 | 759.346 | 0 | 0 | 0 | 0 | 0 | 0 | 0 | 1236.3929 | 0 | 0 | 0 | 0 | 0 | 0 | 0 | 0 | 1147.235 | 0 | 0 | 0 | 0.0042 | 0 | 0.00057666 | 0.00057666 | 770.4064 | 0 | 0 | 0 | 0.0042 | 0 | 0.00057666 | 0.00057666 | 1174.2922 | 0 | 0 | 0 | 0.0042 | 0 | 0 | 0.00057666 | 0.00057666 | 1100.4362
07/26 14:00:00 | 91.04 | 32.8 | 0% | 1.8329 | 67933.2195 | 0.90486 | 3.2575 | 5.1042 | 4.5938 | 0 | 0 | 0 | 385.5755 | 1.8329 | 67933.2195 | 0.90486 | 3.529 | 5.5296 | 4.7002 | 0 | 0 | 0 | 376.8547 | 0 | 0 | 0 | 0 | 0 | 0 | 0 | 759.346 | 0 | 0 | 0 | 0 | 0 | 0 | 0 | 1236.3929 | 0 | 0 | 0 | 0 | 0 | 0 | 0 | 0 | 1147.235 | 0 | 0 | 0 | 0.0042 | 0 | 0.00057666 | 0.00057666 | 770.407 | 0 | 0 | 0 | 0.0042 | 0 | 0.00057666 | 0.00057666 | 1174.2928 | 0 | 0 | 0 | 0.0042 | 0 | 0 | 0.00057666 | 0.00057666 | 1100.4367
07/26 15:00:00 | 93.02 | 33.9 | 0% | 1.8748 | 69486.2775 | 0.88176 | 3.1744 | 5.1651 | 4.6486 | 0 | 0 | 0 | 385.5755 | 1.8748 | 69486.2775 | 0.88176 | 3.4389 | 5.5955 | 4.7562 | 0 | 0 | 0 | 376.8547 | 0 | 0 | 0 | 0 | 0 | 0 | 0 | 759.346 | 0 | 0 | 0 | 0 | 0 | 0 | 0 | 1236.3929 | 0 | 0 | 0 | 0 | 0 | 0 | 0 | 0 | 1147.235 | 0 | 0 | 0 | 0.0042 | 0 | 0.00057666 | 0.00057666 | 770.4076 | 0 | 0 | 0 | 0.0042 | 0 | 0.00057666 | 0.00057666 | 1174.2934 | 0 | 0 | 0 | 0.0042 | 0 | 0 | 0.00057666 | 0.00057666 | 1100.4373
07/26 16:00:00 | 91.04 | 32.8 | 0% | 1.8329 | 67933.2195 | 0.90486 | 3.2575 | 5.1042 | 4.5938 | 0 | 0 | 0 | 385.5755 | 1.8329 | 67933.2195 | 0.90486 | 3.529 | 5.5296 | 4.7002 | 0 | 0 | 0 | 376.8547 | 0 | 0 | 0 | 0 | 0 | 0 | 0 | 759.346 | 0 | 0 | 0 | 0 | 0 | 0 | 0 | 1236.3929 | 0 | 0 | 0 | 0 | 0 | 0 | 0 | 0 | 1147.235 | 0 | 0 | 0 | 0.0042 | 0 | 0.00057666 | 0.00057666 | 770.4082 | 0 | 0 | 0 | 0.0042 | 0 | 0.00057666 | 0.00057666 | 1174.294 | 0 | 0 | 0 | 0.0042 | 0 | 0 | 0.00057666 | 0.00057666 | 1100.4379
07/26 17:00:00 | 87.98 | 31.1 | 0% | 1.769 | 65566.8211 | 0.93988 | 3.3836 | 5.0125 | 4.5113 | 0 | 0 | 0 | 385.5755 | 1.769 | 65566.8211 | 0.93988 | 3.6655 | 5.4302 | 4.6157 | 0 | 0 | 0 | 376.8547 | 0 | 0 | 0 | 0 | 0 | 0 | 0 | 759.346 | 0 | 0 | 0 | 0 | 0 | 0 | 0 | 1236.3929 | 0 | 0 | 0 | 0 | 0 | 0 | 0 | 0 | 1147.235 | 0 | 0 | 0 | 0.0042 | 0 | 0.00057666 | 0.00057666 | 770.4088 | 0 | 0 | 0 | 0.0042 | 0 | 0.00057666 | 0.00057666 | 1174.2946 | 0 | 0 | 0 | 0.0042 | 0 | 0 | 0.00057666 | 0.00057666 | 1100.4385
07/26 18:00:00 | 87.98 | 31.1 | 0% | 1.769 | 65566.8211 | 0.93988 | 3.3836 | 5.0125 | 4.5113 | 0 | 0 | 0 | 385.5755 | 1.769 | 65566.8211 | 0.93988 | 3.6655 | 5.4302 | 4.6157 | 0 | 0 | 0 | 376.8547 | 0 | 0 | 0 | 0 | 0 | 0 | 0 | 759.346 | 0 | 0 | 0 | 0 | 0 | 0 | 0 | 1236.3929 | 0 | 0 | 0 | 0 | 0 | 0 | 0 | 0 | 1147.235 | 0 | 0 | 0 | 0.0042 | 0 | 0.00057666 | 0.00057666 | 770.4093 | 0 | 0 | 0 | 0.0042 | 0 | 0.00057666 | 0.00057666 | 1174.2951 | 0 | 0 | 0 | 0.0042 | 0 | 0 | 0.00057666 | 0.00057666 | 1100.4391
07/26 19:00:00 | 87.98 | 31.1 | 0% | 1.769 | 65566.8211 | 0.93988 | 3.3836 | 5.0125 | 4.5113 | 0 | 0 | 0 | 385.5755 | 1.769 | 65566.8211 | 0.93988 | 3.6655 | 5.4302 | 4.6157 | 0 | 0 | 0 | 376.8547 | 0 | 0 | 0 | 0 | 0 | 0 | 0 | 759.346 | 0 | 0 | 0 | 0 | 0 | 0 | 0 | 1236.3929 | 0 | 0 | 0 | 0 | 0 | 0 | 0 | 0 | 1147.235 | 0 | 0 | 0 | 0.0042 | 0 | 0.00057666 | 0.00057666 | 770.4099 | 0 | 0 | 0 | 0.0042 | 0 | 0.00057666 | 0.00057666 | 1174.2957 | 0 | 0 | 0 | 0.0042 | 0 | 0 | 0.00057666 | 0.00057666 | 1100.4396
07/26 20:00:00 | 77 | 25 | 0% | 1.5491 | 57413.3053 | 1.0507 | 3.7824 | 4.7036 | 4.2332 | 0 | 0 | 0 | 385.5755 | 1.5491 | 57413.3053 | 1.0507 | 4.0976 | 5.0956 | 4.3312 | 0 | 0 | 0 | 376.8547 | 0 | 0 | 0 | 0 | 0 | 0 | 0 | 759.346 | 0 | 0 | 0 | 0 | 0 | 0 | 0 | 1236.3929 | 0 | 0 | 0 | 0 | 0 | 0 | 0 | 0 | 1147.235 | 0 | 0 | 0 | 0.0042 | 0 | 0.00057666 | 0.00057666 | 770.4105 | 0 | 0 | 0 | 0.0042 | 0 | 0.00057666 | 0.00057666 | 1174.2963 | 0 | 0 | 0 | 0.0042 | 0 | 0 | 0.00057666 | 0.00057666 | 1100.4402
07/26 21:00:00 | 75.02 | 23.9 | 0% | 1.5109 | 55999.208 | 1.0667 | 3.8401 | 4.6504 | 4.1853 | 0 | 0 | 0 | 385.5755 | 1.5109 | 55999.208 | 1.0667 | 4.1602 | 5.0379 | 4.2822 | 0 | 0 | 0 | 376.8547 | 0 | 0 | 0 | 0 | 0 | 0 | 0 | 759.346 | 0 | 0 | 0 | 0 | 0 | 0 | 0 | 1236.3929 | 0 | 0 | 0 | 0 | 0 | 0 | 0 | 0 | 1147.235 | 0 | 0 | 0 | 0.0042 | 0 | 0.00057666 | 0.00057666 | 770.4111 | 0 | 0 | 0 | 0.0042 | 0 | 0.00057666 | 0.00057666 | 1174.2969 | 0 | 0 | 0 | 0.0042 | 0 | 0 | 0.00057666 | 0.00057666 | 1100.4408
07/26 22:00:00 | 73.04 | 22.8 | 0% | 1.4732 | 54602.2855 | 1.0811 | 3.892 | 4.5976 | 4.1378 | 0 | 0 | 0 | 385.5755 | 1.4732 | 54602.2855 | 1.0811 | 4.2164 | 4.9807 | 4.2336 | 0 | 0 | 0 | 376.8547 | 0 | 0 | 0 | 0 | 0 | 0 | 0 | 759.346 | 0 | 0 | 0 | 0 | 0 | 0 | 0 | 1236.3929 | 0 | 0 | 0 | 0 | 0 | 0 | 0 | 0 | 1147.235 | 0 | 0 | 0 | 0.0042 | 0 | 0.00057666 | 0.00057666 | 770.4116 | 0 | 0 | 0 | 0.0042 | 0 | 0.00057666 | 0.00057666 | 1174.2974 | 0 | 0 | 0 | 0.0042 | 0 | 0 | 0.00057666 | 0.00057666 | 1100.4414
07/26 23:00:00 | 71.06 | 21.7 | 0% | 1.436 | 53222.538 | 1.0938 | 3.9376 | 4.545 | 4.0905 | 0 | 0 | 0 | 385.5755 | 1.436 | 53222.538 | 1.0938 | 4.2657 | 4.9237 | 4.1852 | 0 | 0 | 0 | 376.8547 | 0 | 0 | 0 | 0 | 0 | 0 | 0 | 759.346 | 0 | 0 | 0 | 0 | 0 | 0 | 0 | 1236.3929 | 0 | 0 | 0 | 0 | 0 | 0 | 0 | 0 | 1147.235 | 0 | 0 | 0 | 0.0042 | 0 | 0.00057666 | 0.00057666 | 770.4122 | 0 | 0 | 0 | 0.0042 | 0 | 0.00057666 | 0.00057666 | 1174.298 | 0 | 0 | 0 | 0.0042 | 0 | 0 | 0.00057666 | 0.00057666 | 1100.4419
07/26 24:00:00 | 69.98 | 21.1 | 0% | 1.4159 | 52477.1875 | 1.0999 | 3.9595 | 4.5163 | 4.0647 | 0 | 0 | 0 | 385.5755 | 1.4159 | 52477.1875 | 1.0999 | 4.2895 | 4.8927 | 4.1588 | 0 | 0 | 0 | 376.8547 | 0 | 0 | 0 | 0 | 0 | 0 | 0 | 759.346 | 0 | 0 | 0 | 0 | 0 | 0 | 0 | 1236.3929 | 0 | 0 | 0 | 0 | 0 | 0 | 0 | 0 | 1147.235 | 0 | 0 | 0 | 0.0042 | 0 | 0.00057666 | 0.00057666 | 770.4128 | 0 | 0 | 0 | 0.0042 | 0 | 0.00057666 | 0.00057666 | 1174.2986 | 0 | 0 | 0 | 0.0042 | 0 | 0 | 0.00057666 | 0.00057666 | 1100.4425
07/27 01:00:00 | 69.08 | 20.6 | 0% | 1.3992 | 51859.9654 | 1.1045 | 3.9762 | 4.4925 | 4.0432 | 0 | 0 | 0 | 385.5755 | 1.3992 | 51859.9654 | 1.1045 | 4.3075 | 4.8668 | 4.1368 | 0 | 0 | 0 | 376.8547 | 0 | 0 | 0 | 0 | 0 | 0 | 0 | 759.346 | 0 | 0 | 0 | 0 | 0 | 0 | 0 | 1236.3929 | 0 | 0 | 0 | 0 | 0 | 0 | 0 | 0 | 1147.235 | 0 | 0 | 0 | 0.0042 | 0 | 0.00057666 | 0.00057666 | 770.4134 | 0 | 0 | 0 | 0.0042 | 0 | 0.00057666 | 0.00057666 | 1174.2992 | 0 | 0 | 0 | 0.0042 | 0 | 0 | 0.00057666 | 0.00057666 | 1100.4431
07/27 02:00:00 | 68 | 20 | 0% | 1.3794 | 51123.983 | 1.1095 | 3.9942 | 4.4638 | 4.0174 | 0 | 0 | 0 | 385.5755 | 1.3794 | 51123.983 | 1.1095 | 4.327 | 4.8357 | 4.1104 | 0 | 0 | 0 | 376.8547 | 0 | 0 | 0 | 0 | 0 | 0 | 0 | 759.346 | 0 | 0 | 0 | 0 | 0 | 0 | 0 | 1236.3929 | 0 | 0 | 0 | 0 | 0 | 0 | 0 | 0 | 1147.235 | 0 | 0 | 0 | 0.0042 | 0 | 0.00057666 | 0.00057666 | 770.4139 | 0 | 0 | 0 | 0.0042 | 0 | 0.00057666 | 0.00057666 | 1174.2997 | 0 | 0 | 0 | 0.0042 | 0 | 0 | 0.00057666 | 0.00057666 | 1100.4437
07/27 03:00:00 | 66.92 | 19.4 | 0% | 1.3596 | 50393.1104 | 1.1139 | 4.01 | 4.435 | 3.9915 | 0 | 0 | 0 | 385.5755 | 1.3596 | 50393.1104 | 1.1139 | 4.3441 | 4.8046 | 4.0839 | 0 | 0 | 0 | 376.8547 | 0 | 0 | 0 | 0 | 0 | 0 | 0 | 759.346 | 0 | 0 | 0 | 0 | 0 | 0 | 0 | 1236.3929 | 0 | 0 | 0 | 0 | 0 | 0 | 0 | 0 | 1147.235 | 0 | 0 | 0 | 0.0042 | 0 | 0.00057666 | 0.00057666 | 770.4145 | 0 | 0 | 0 | 0.0042 | 0 | 0.00057666 | 0.00057666 | 1174.3003 | 0 | 0 | 0 | 0.0042 | 0 | 0 | 0.00057666 | 0.00057666 | 1100.4442
07/27 04:00:00 | 66.92 | 19.4 | 0% | 1.3596 | 50393.1104 | 1.1139 | 4.01 | 4.435 | 3.9915 | 0 | 0 | 0 | 385.5755 | 1.3596 | 50393.1104 | 1.1139 | 4.3441 | 4.8046 | 4.0839 | 0 | 0 | 0 | 376.8547 | 0 | 0 | 0 | 0 | 0 | 0 | 0 | 759.346 | 0 | 0 | 0 | 0 | 0 | 0 | 0 | 1236.3929 | 0 | 0 | 0 | 0 | 0 | 0 | 0 | 0 | 1147.235 | 0 | 0 | 0 | 0.0042 | 0 | 0.00057666 | 0.00057666 | 770.4151 | 0 | 0 | 0 | 0.0042 | 0 | 0.00057666 | 0.00057666 | 1174.3009 | 0 | 0 | 0 | 0.0042 | 0 | 0 | 0.00057666 | 0.00057666 | 1100.4448
07/27 05:00:00 | 68 | 20 | 0% | 1.3794 | 51123.983 | 1.1095 | 3.9942 | 4.4638 | 4.0174 | 0 | 0 | 0 | 385.5755 | 1.3794 | 51123.983 | 1.1095 | 4.327 | 4.8357 | 4.1104 | 0 | 0 | 0 | 376.8547 | 0 | 0 | 0 | 0 | 0 | 0 | 0 | 759.346 | 0 | 0 | 0 | 0 | 0 | 0 | 0 | 1236.3929 | 0 | 0 | 0 | 0 | 0 | 0 | 0 | 0 | 1147.235 | 0 | 0 | 0 | 0.0042 | 0 | 0.00057666 | 0.00057666 | 770.4157 | 0 | 0 | 0 | 0.0042 | 0 | 0.00057666 | 0.00057666 | 1174.3015 | 0 | 0 | 0 | 0.0042 | 0 | 0 | 0.00057666 | 0.00057666 | 1100.4454
07/27 06:00:00 | 69.08 | 20.6 | 0% | 1.3992 | 51859.9654 | 1.1045 | 3.9762 | 4.4925 | 4.0432 | 0 | 0 | 0 | 385.5755 | 1.3992 | 51859.9654 | 1.1045 | 4.3075 | 4.8668 | 4.1368 | 0 | 0 | 0 | 376.8547 | 0 | 0 | 0 | 0 | 0 | 0 | 0 | 759.346 | 0 | 0 | 0 | 0 | 0 | 0 | 0 | 1236.3929 | 0 | 0 | 0 | 0 | 0 | 0 | 0 | 0 | 1147.235 | 0 | 0 | 0 | 0.0042 | 0 | 0.00057666 | 0.00057666 | 770.4162 | 0 | 0 | 0 | 0.0042 | 0 | 0.00057666 | 0.00057666 | 1174.3021 | 0 | 0 | 0 | 0.0042 | 0 | 0 | 0.00057666 | 0.00057666 | 1100.446
07/27 07:00:00 | 69.08 | 20.6 | 0% | 1.3992 | 51859.9654 | 1.1045 | 3.9762 | 4.4925 | 4.0432 | 0 | 0 | 0 | 385.5755 | 1.3992 | 51859.9654 | 1.1045 | 4.3075 | 4.8668 | 4.1368 | 0 | 0 | 0 | 376.8547 | 0 | 0 | 0 | 0 | 0 | 0 | 0 | 759.346 | 0 | 0 | 0 | 0 | 0 | 0 | 0 | 1236.3929 | 0 | 0 | 0 | 0 | 0 | 0 | 0 | 0 | 1147.235 | 0 | 0 | 0 | 0.0042 | 0 | 0.00057666 | 0.00057666 | 770.4168 | 0 | 0 | 0 | 0.0042 | 0 | 0.00057666 | 0.00057666 | 1174.3026 | 0 | 0 | 0 | 0.0042 | 0 | 0 | 0.00057666 | 0.00057666 | 1100.4465
07/27 08:00:00 | 80.06 | 26.7 | 0% | 1.6089 | 59632.5105 | 1.0231 | 3.6831 | 4.787 | 4.3083 | 0 | 0 | 0 | 385.5755 | 1.6089 | 59632.5105 | 1.0231 | 3.99 | 5.1859 | 4.408 | 0 | 0 | 0 | 376.8547 | 0 | 0 | 0 | 0 | 0 | 0 | 0 | 759.346 | 0 | 0 | 0 | 0 | 0 | 0 | 0 | 1236.3929 | 0 | 0 | 0 | 0 | 0 | 0 | 0 | 0 | 1147.235 | 0 | 0 | 0 | 0.0042 | 0 | 0.00057666 | 0.00057666 | 770.4174 | 0 | 0 | 0 | 0.0042 | 0 | 0.00057666 | 0.00057666 | 1174.3032 | 0 | 0 | 0 | 0.0042 | 0 | 0 | 0.00057666 | 0.00057666 | 1100.4471
07/27 09:00:00 | 84.92 | 29.4 | 0% | 1.7063 | 63241.4437 | 0.97361 | 3.505 | 4.9235 | 4.4311 | 0 | 0 | 0 | 385.5755 | 1.7063 | 63241.4437 | 0.97361 | 3.7971 | 5.3338 | 4.5337 | 0 | 0 | 0 | 376.8547 | 0 | 0 | 0 | 0 | 0 | 0 | 0 | 759.346 | 0 | 0 | 0 | 0 | 0 | 0 | 0 | 1236.3929 | 0 | 0 | 0 | 0 | 0 | 0 | 0 | 0 | 1147.235 | 0 | 0 | 0 | 0.0042 | 0 | 0.00057666 | 0.00057666 | 770.418 | 0 | 0 | 0 | 0.0042 | 0 | 0.00057666 | 0.00057666 | 1174.3038 | 0 | 0 | 0 | 0.0042 | 0 | 0 | 0.00057666 | 0.00057666 | 1100.4477
07/27 10:00:00 | 89.06 | 31.7 | 0% | 1.7914 | 66397.3365 | 0.92764 | 3.3395 | 5.0446 | 4.5401 | 0 | 0 | 0 | 385.5755 | 1.7914 | 66397.3365 | 0.92764 | 3.6178 | 5.4649 | 4.6452 | 0 | 0 | 0 | 376.8547 | 0 | 0 | 0 | 0 | 0 | 0 | 0 | 759.346 | 0 | 0 | 0 | 0 | 0 | 0 | 0 | 1236.3929 | 0 | 0 | 0 | 0 | 0 | 0 | 0 | 0 | 1147.235 | 0 | 0 | 0 | 0.0042 | 0 | 0.00057666 | 0.00057666 | 770.4186 | 0 | 0 | 0 | 0.0042 | 0 | 0.00057666 | 0.00057666 | 1174.3044 | 0 | 0 | 0 | 0.0042 | 0 | 0 | 0.00057666 | 0.00057666 | 1100.4483
07/27 11:00:00 | 89.06 | 31.7 | 0% | 1.7914 | 66397.3365 | 0.92764 | 3.3395 | 5.0446 | 4.5401 | 0 | 0 | 0 | 385.5755 | 1.7914 | 66397.3365 | 0.92764 | 3.6178 | 5.4649 | 4.6452 | 0 | 0 | 0 | 376.8547 | 0 | 0 | 0 | 0 | 0 | 0 | 0 | 759.346 | 0 | 0 | 0 | 0 | 0 | 0 | 0 | 1236.3929 | 0 | 0 | 0 | 0 | 0 | 0 | 0 | 0 | 1147.235 | 0 | 0 | 0 | 0.0042 | 0 | 0.00057666 | 0.00057666 | 770.4191 | 0 | 0 | 0 | 0.0042 | 0 | 0.00057666 | 0.00057666 | 1174.3049 | 0 | 0 | 0 | 0.0042 | 0 | 0 | 0.00057666 | 0.00057666 | 1100.4489
07/27 12:00:00 | 89.06 | 31.7 | 0% | 1.7914 | 66397.3365 | 0.92764 | 3.3395 | 5.0446 | 4.5401 | 0 | 0 | 0 | 385.5755 | 1.7914 | 66397.3365 | 0.92764 | 3.6178 | 5.4649 | 4.6452 | 0 | 0 | 0 | 376.8547 | 0 | 0 | 0 | 0 | 0 | 0 | 0 | 759.346 | 0 | 0 | 0 | 0 | 0 | 0 | 0 | 1236.3929 | 0 | 0 | 0 | 0 | 0 | 0 | 0 | 0 | 1147.235 | 0 | 0 | 0 | 0.0042 | 0 | 0.00057666 | 0.00057666 | 770.4197 | 0 | 0 | 0 | 0.0042 | 0 | 0.00057666 | 0.00057666 | 1174.3055 | 0 | 0 | 0 | 0.0042 | 0 | 0 | 0.00057666 | 0.00057666 | 1100.4494
07/27 13:00:00 | 89.96 | 32.2 | 0% | 1.8102 | 67093.336 | 0.91733 | 3.3024 | 5.0715 | 4.5644 | 0 | 0 | 0 | 385.5755 | 1.8102 | 67093.336 | 0.91733 | 3.5776 | 5.4942 | 4.67 | 0 | 0 | 0 | 376.8547 | 0 | 0 | 0 | 0 | 0 | 0 | 0 | 759.346 | 0 | 0 | 0 | 0 | 0 | 0 | 0 | 1236.3929 | 0 | 0 | 0 | 0 | 0 | 0 | 0 | 0 | 1147.235 | 0 | 0 | 0 | 0.0042 | 0 | 0.00057666 | 0.00057666 | 770.4203 | 0 | 0 | 0 | 0.0042 | 0 | 0.00057666 | 0.00057666 | 1174.3061 | 0 | 0 | 0 | 0.0042 | 0 | 0 | 0.00057666 | 0.00057666 | 1100.45
07/27 14:00:00 | 89.96 | 32.2 | 0% | 1.8102 | 67093.336 | 0.91733 | 3.3024 | 5.0715 | 4.5644 | 0 | 0 | 0 | 385.5755 | 1.8102 | 67093.336 | 0.91733 | 3.5776 | 5.4942 | 4.67 | 0 | 0 | 0 | 376.8547 | 0 | 0 | 0 | 0 | 0 | 0 | 0 | 759.346 | 0 | 0 | 0 | 0 | 0 | 0 | 0 | 1236.3929 | 0 | 0 | 0 | 0 | 0 | 0 | 0 | 0 | 1147.235 | 0 | 0 | 0 | 0.0042 | 0 | 0.00057666 | 0.00057666 | 770.4209 | 0 | 0 | 0 | 0.0042 | 0 | 0.00057666 | 0.00057666 | 1174.3067 | 0 | 0 | 0 | 0.0042 | 0 | 0 | 0.00057666 | 0.00057666 | 1100.4506
07/27 15:00:00 | 89.96 | 32.2 | 0% | 1.8102 | 67093.336 | 0.91733 | 3.3024 | 5.0715 | 4.5644 | 0 | 0 | 0 | 385.5755 | 1.8102 | 67093.336 | 0.91733 | 3.5776 | 5.4942 | 4.67 | 0 | 0 | 0 | 376.8547 | 0 | 0 | 0 | 0 | 0 | 0 | 0 | 759.346 | 0 | 0 | 0 | 0 | 0 | 0 | 0 | 1236.3929 | 0 | 0 | 0 | 0 | 0 | 0 | 0 | 0 | 1147.235 | 0 | 0 | 0 | 0.0042 | 0 | 0.00057666 | 0.00057666 | 770.4214 | 0 | 0 | 0 | 0.0042 | 0 | 0.00057666 | 0.00057666 | 1174.3072 | 0 | 0 | 0 | 0.0042 | 0 | 0 | 0.00057666 | 0.00057666 | 1100.4512
07/27 16:00:00 | 87.08 | 30.6 | 0% | 1.7505 | 64878.6283 | 0.94996 | 3.4199 | 4.9861 | 4.4874 | 0 | 0 | 0 | 385.5755 | 1.7505 | 64878.6283 | 0.94996 | 3.7048 | 5.4016 | 4.5913 | 0 | 0 | 0 | 376.8547 | 0 | 0 | 0 | 0 | 0 | 0 | 0 | 759.346 | 0 | 0 | 0 | 0 | 0 | 0 | 0 | 1236.3929 | 0 | 0 | 0 | 0 | 0 | 0 | 0 | 0 | 1147.235 | 0 | 0 | 0 | 0.0042 | 0 | 0.00057666 | 0.00057666 | 770.422 | 0 | 0 | 0 | 0.0042 | 0 | 0.00057666 | 0.00057666 | 1174.3078 | 0 | 0 | 0 | 0.0042 | 0 | 0 | 0.00057666 | 0.00057666 | 1100.4517
07/27 17:00:00 | 87.08 | 30.6 | 0% | 1.7505 | 64878.6283 | 0.94996 | 3.4199 | 4.9861 | 4.4874 | 0 | 0 | 0 | 385.5755 | 1.7505 | 64878.6283 | 0.94996 | 3.7048 | 5.4016 | 4.5913 | 0 | 0 | 0 | 376.8547 | 0 | 0 | 0 | 0 | 0 | 0 | 0 | 759.346 | 0 | 0 | 0 | 0 | 0 | 0 | 0 | 1236.3929 | 0 | 0 | 0 | 0 | 0 | 0 | 0 | 0 | 1147.235 | 0 | 0 | 0 | 0.0042 | 0 | 0.00057666 | 0.00057666 | 770.4226 | 0 | 0 | 0 | 0.0042 | 0 | 0.00057666 | 0.00057666 | 1174.3084 | 0 | 0 | 0 | 0.0042 | 0 | 0 | 0.00057666 | 0.00057666 | 1100.4523
07/27 18:00:00 | 86 | 30 | 0% | 1.7283 | 64057.4811 | 0.96189 | 3.4628 | 4.9546 | 4.4591 | 0 | 0 | 0 | 385.5755 | 1.7283 | 64057.4811 | 0.96189 | 3.7514 | 5.3675 | 4.5624 | 0 | 0 | 0 | 376.8547 | 0 | 0 | 0 | 0 | 0 | 0 | 0 | 759.346 | 0 | 0 | 0 | 0 | 0 | 0 | 0 | 1236.3929 | 0 | 0 | 0 | 0 | 0 | 0 | 0 | 0 | 1147.235 | 0 | 0 | 0 | 0.0042 | 0 | 0.00057666 | 0.00057666 | 770.4232 | 0 | 0 | 0 | 0.0042 | 0 | 0.00057666 | 0.00057666 | 1174.309 | 0 | 0 | 0 | 0.0042 | 0 | 0 | 0.00057666 | 0.00057666 | 1100.4529
07/27 19:00:00 | 86 | 30 | 0% | 1.7283 | 64057.4811 | 0.96189 | 3.4628 | 4.9546 | 4.4591 | 0 | 0 | 0 | 385.5755 | 1.7283 | 64057.4811 | 0.96189 | 3.7514 | 5.3675 | 4.5624 | 0 | 0 | 0 | 376.8547 | 0 | 0 | 0 | 0 | 0 | 0 | 0 | 759.346 | 0 | 0 | 0 | 0 | 0 | 0 | 0 | 1236.3929 | 0 | 0 | 0 | 0 | 0 | 0 | 0 | 0 | 1147.235 | 0 | 0 | 0 | 0.0042 | 0 | 0.00057666 | 0.00057666 | 770.4237 | 0 | 0 | 0 | 0.0042 | 0 | 0.00057666 | 0.00057666 | 1174.3095 | 0 | 0 | 0 | 0.0042 | 0 | 0 | 0.00057666 | 0.00057666 | 1100.4535
07/27 20:00:00 | 75.92 | 24.4 | 0% | 1.5282 | 56639.8504 | 1.0596 | 3.8146 | 4.6745 | 4.2071 | 0 | 0 | 0 | 385.5755 | 1.5282 | 56639.8504 | 1.0596 | 4.1325 | 5.0641 | 4.3044 | 0 | 0 | 0 | 376.8547 | 0 | 0 | 0 | 0 | 0 | 0 | 0 | 759.346 | 0 | 0 | 0 | 0 | 0 | 0 | 0 | 1236.3929 | 0 | 0 | 0 | 0 | 0 | 0 | 0 | 0 | 1147.235 | 0 | 0 | 0 | 0.0042 | 0 | 0.00057666 | 0.00057666 | 770.4243 | 0 | 0 | 0 | 0.0042 | 0 | 0.00057666 | 0.00057666 | 1174.3101 | 0 | 0 | 0 | 0.0042 | 0 | 0 | 0.00057666 | 0.00057666 | 1100.454
07/27 21:00:00 | 75.02 | 23.9 | 0% | 1.5109 | 55999.208 | 1.0667 | 3.8401 | 4.6504 | 4.1853 | 0 | 0 | 0 | 385.5755 | 1.5109 | 55999.208 | 1.0667 | 4.1602 | 5.0379 | 4.2822 | 0 | 0 | 0 | 376.8547 | 0 | 0 | 0 | 0 | 0 | 0 | 0 | 759.346 | 0 | 0 | 0 | 0 | 0 | 0 | 0 | 1236.3929 | 0 | 0 | 0 | 0 | 0 | 0 | 0 | 0 | 1147.235 | 0 | 0 | 0 | 0.0042 | 0 | 0.00057666 | 0.00057666 | 770.4249 | 0 | 0 | 0 | 0.0042 | 0 | 0.00057666 | 0.00057666 | 1174.3107 | 0 | 0 | 0 | 0.0042 | 0 | 0 | 0.00057666 | 0.00057666 | 1100.4546
07/27 22:00:00 | 73.04 | 22.8 | 0% | 1.4732 | 54602.2855 | 1.0811 | 3.892 | 4.5976 | 4.1378 | 0 | 0 | 0 | 385.5755 | 1.4732 | 54602.2855 | 1.0811 | 4.2164 | 4.9807 | 4.2336 | 0 | 0 | 0 | 376.8547 | 0 | 0 | 0 | 0 | 0 | 0 | 0 | 759.346 | 0 | 0 | 0 | 0 | 0 | 0 | 0 | 1236.3929 | 0 | 0 | 0 | 0 | 0 | 0 | 0 | 0 | 1147.235 | 0 | 0 | 0 | 0.0042 | 0 | 0.00057666 | 0.00057666 | 770.4255 | 0 | 0 | 0 | 0.0042 | 0 | 0.00057666 | 0.00057666 | 1174.3113 | 0 | 0 | 0 | 0.0042 | 0 | 0 | 0.00057666 | 0.00057666 | 1100.4552
07/27 23:00:00 | 71.96 | 22.2 | 0% | 1.4528 | 53847.5669 | 1.0882 | 3.9177 | 4.5689 | 4.112 | 0 | 0 | 0 | 385.5755 | 1.4528 | 53847.5669 | 1.0882 | 4.2442 | 4.9496 | 4.2072 | 0 | 0 | 0 | 376.8547 | 0 | 0 | 0 | 0 | 0 | 0 | 0 | 759.346 | 0 | 0 | 0 | 0 | 0 | 0 | 0 | 1236.3929 | 0 | 0 | 0 | 0 | 0 | 0 | 0 | 0 | 1147.235 | 0 | 0 | 0 | 0.0042 | 0 | 0.00057666 | 0.00057666 | 770.4261 | 0 | 0 | 0 | 0.0042 | 0 | 0.00057666 | 0.00057666 | 1174.3119 | 0 | 0 | 0 | 0.0042 | 0 | 0 | 0.00057666 | 0.00057666 | 1100.4558
07/27 24:00:00 | 71.06 | 21.7 | 0% | 1.436 | 53222.538 | 1.0938 | 3.9376 | 4.545 | 4.0905 | 0 | 0 | 0 | 385.5755 | 1.436 | 53222.538 | 1.0938 | 4.2657 | 4.9237 | 4.1852 | 0 | 0 | 0 | 376.8547 | 0 | 0 | 0 | 0 | 0 | 0 | 0 | 759.346 | 0 | 0 | 0 | 0 | 0 | 0 | 0 | 1236.3929 | 0 | 0 | 0 | 0 | 0 | 0 | 0 | 0 | 1147.235 | 0 | 0 | 0 | 0.0042 | 0 | 0.00057666 | 0.00057666 | 770.4266 | 0 | 0 | 0 | 0.0042 | 0 | 0.00057666 | 0.00057666 | 1174.3124 | 0 | 0 | 0 | 0.0042 | 0 | 0 | 0.00057666 | 0.00057666 | 1100.4564
07/28 01:00:00 | 71.06 | 21.7 | 0% | 1.436 | 53222.538 | 1.0938 | 3.9376 | 4.545 | 4.0905 | 0 | 0 | 0 | 385.5755 | 1.436 | 53222.538 | 1.0938 | 4.2657 | 4.9237 | 4.1852 | 0 | 0 | 0 | 376.8547 | 0 | 0 | 0 | 0 | 0 | 0 | 0 | 759.346 | 0 | 0 | 0 | 0 | 0 | 0 | 0 | 1236.3929 | 0 | 0 | 0 | 0 | 0 | 0 | 0 | 0 | 1147.235 | 0 | 0 | 0 | 0.0042 | 0 | 0.00057666 | 0.00057666 | 770.4272 | 0 | 0 | 0 | 0.0042 | 0 | 0.00057666 | 0.00057666 | 1174.313 | 0 | 0 | 0 | 0.0042 | 0 | 0 | 0.00057666 | 0.00057666 | 1100.4569
07/28 02:00:00 | 69.98 | 21.1 | 0% | 1.4159 | 52477.1875 | 1.0999 | 3.9595 | 4.5163 | 4.0647 | 0 | 0 | 0 | 385.5755 | 1.4159 | 52477.1875 | 1.0999 | 4.2895 | 4.8927 | 4.1588 | 0 | 0 | 0 | 376.8547 | 0 | 0 | 0 | 0 | 0 | 0 | 0 | 759.346 | 0 | 0 | 0 | 0 | 0 | 0 | 0 | 1236.3929 | 0 | 0 | 0 | 0 | 0 | 0 | 0 | 0 | 1147.235 | 0 | 0 | 0 | 0.0042 | 0 | 0.00057666 | 0.00057666 | 770.4278 | 0 | 0 | 0 | 0.0042 | 0 | 0.00057666 | 0.00057666 | 1174.3136 | 0 | 0 | 0 | 0.0042 | 0 | 0 | 0.00057666 | 0.00057666 | 1100.4575
07/28 03:00:00 | 69.98 | 21.1 | 0% | 1.4159 | 52477.1875 | 1.0999 | 3.9595 | 4.5163 | 4.0647 | 0 | 0 | 0 | 385.5755 | 1.4159 | 52477.1875 | 1.0999 | 4.2895 | 4.8927 | 4.1588 | 0 | 0 | 0 | 376.8547 | 0 | 0 | 0 | 0 | 0 | 0 | 0 | 759.346 | 0 | 0 | 0 | 0 | 0 | 0 | 0 | 1236.3929 | 0 | 0 | 0 | 0 | 0 | 0 | 0 | 0 | 1147.235 | 0 | 0 | 0 | 0.0042 | 0 | 0.00057666 | 0.00057666 | 770.4284 | 0 | 0 | 0 | 0.0042 | 0 | 0.00057666 | 0.00057666 | 1174.3142 | 0 | 0 | 0 | 0.0042 | 0 | 0 | 0.00057666 | 0.00057666 | 1100.4581
07/28 04:00:00 | 69.98 | 21.1 | 0% | 1.4159 | 52477.1875 | 1.0999 | 3.9595 | 4.5163 | 4.0647 | 0 | 0 | 0 | 385.5755 | 1.4159 | 52477.1875 | 1.0999 | 4.2895 | 4.8927 | 4.1588 | 0 | 0 | 0 | 376.8547 | 0 | 0 | 0 | 0 | 0 | 0 | 0 | 759.346 | 0 | 0 | 0 | 0 | 0 | 0 | 0 | 1236.3929 | 0 | 0 | 0 | 0 | 0 | 0 | 0 | 0 | 1147.235 | 0 | 0 | 0 | 0.0042 | 0 | 0.00057666 | 0.00057666 | 770.4289 | 0 | 0 | 0 | 0.0042 | 0 | 0.00057666 | 0.00057666 | 1174.3147 | 0 | 0 | 0 | 0.0042 | 0 | 0 | 0.00057666 | 0.00057666 | 1100.4587
07/28 05:00:00 | 69.98 | 21.1 | 0% | 1.4159 | 52477.1875 | 1.0999 | 3.9595 | 4.5163 | 4.0647 | 0 | 0 | 0 | 385.5755 | 1.4159 | 52477.1875 | 1.0999 | 4.2895 | 4.8927 | 4.1588 | 0 | 0 | 0 | 376.8547 | 0 | 0 | 0 | 0 | 0 | 0 | 0 | 759.346 | 0 | 0 | 0 | 0 | 0 | 0 | 0 | 1236.3929 | 0 | 0 | 0 | 0 | 0 | 0 | 0 | 0 | 1147.235 | 0 | 0 | 0 | 0.0042 | 0 | 0.00057666 | 0.00057666 | 770.4295 | 0 | 0 | 0 | 0.0042 | 0 | 0.00057666 | 0.00057666 | 1174.3153 | 0 | 0 | 0 | 0.0042 | 0 | 0 | 0.00057666 | 0.00057666 | 1100.4592
07/28 06:00:00 | 71.96 | 22.2 | 0% | 1.4528 | 53847.5669 | 1.0882 | 3.9177 | 4.5689 | 4.112 | 0 | 0 | 0 | 385.5755 | 1.4528 | 53847.5669 | 1.0882 | 4.2442 | 4.9496 | 4.2072 | 0 | 0 | 0 | 376.8547 | 0 | 0 | 0 | 0 | 0 | 0 | 0 | 759.346 | 0 | 0 | 0 | 0 | 0 | 0 | 0 | 1236.3929 | 0 | 0 | 0 | 0 | 0 | 0 | 0 | 0 | 1147.235 | 0 | 0 | 0 | 0.0042 | 0 | 0.00057666 | 0.00057666 | 770.4301 | 0 | 0 | 0 | 0.0042 | 0 | 0.00057666 | 0.00057666 | 1174.3159 | 0 | 0 | 0 | 0.0042 | 0 | 0 | 0.00057666 | 0.00057666 | 1100.4598
07/28 07:00:00 | 71.96 | 22.2 | 0% | 1.4528 | 53847.5669 | 1.0882 | 3.9177 | 4.5689 | 4.112 | 0 | 0 | 0 | 385.5755 | 1.4528 | 53847.5669 | 1.0882 | 4.2442 | 4.9496 | 4.2072 | 0 | 0 | 0 | 376.8547 | 0 | 0 | 0 | 0 | 0 | 0 | 0 | 759.346 | 0 | 0 | 0 | 0 | 0 | 0 | 0 | 1236.3929 | 0 | 0 | 0 | 0 | 0 | 0 | 0 | 0 | 1147.235 | 0 | 0 | 0 | 0.0042 | 0 | 0.00057666 | 0.00057666 | 770.4307 | 0 | 0 | 0 | 0.0042 | 0 | 0.00057666 | 0.00057666 | 1174.3165 | 0 | 0 | 0 | 0.0042 | 0 | 0 | 0.00057666 | 0.00057666 | 1100.4604
07/28 08:00:00 | 78.98 | 26.1 | 0% | 1.5877 | 58844.5776 | 1.0332 | 3.7194 | 4.7574 | 4.2816 | 0 | 0 | 0 | 385.5755 | 1.5877 | 58844.5776 | 1.0332 | 4.0294 | 5.1538 | 4.3808 | 0 | 0 | 0 | 376.8547 | 0 | 0 | 0 | 0 | 0 | 0 | 0 | 759.346 | 0 | 0 | 0 | 0 | 0 | 0 | 0 | 1236.3929 | 0 | 0 | 0 | 0 | 0 | 0 | 0 | 0 | 1147.235 | 0 | 0 | 0 | 0.0042 | 0 | 0.00057666 | 0.00057666 | 770.4312 | 0 | 0 | 0 | 0.0042 | 0 | 0.00057666 | 0.00057666 | 1174.317 | 0 | 0 | 0 | 0.0042 | 0 | 0 | 0.00057666 | 0.00057666 | 1100.461
07/28 09:00:00 | 84.02 | 28.9 | 0% | 1.6881 | 62565.316 | 0.9832 | 3.5395 | 4.8978 | 4.408 | 0 | 0 | 0 | 385.5755 | 1.6881 | 62565.316 | 0.9832 | 3.8345 | 5.3059 | 4.51 | 0 | 0 | 0 | 376.8547 | 0 | 0 | 0 | 0 | 0 | 0 | 0 | 759.346 | 0 | 0 | 0 | 0 | 0 | 0 | 0 | 1236.3929 | 0 | 0 | 0 | 0 | 0 | 0 | 0 | 0 | 1147.235 | 0 | 0 | 0 | 0.0042 | 0 | 0.00057666 | 0.00057666 | 770.4318 | 0 | 0 | 0 | 0.0042 | 0 | 0.00057666 | 0.00057666 | 1174.3176 | 0 | 0 | 0 | 0.0042 | 0 | 0 | 0.00057666 | 0.00057666 | 1100.4615
07/28 10:00:00 | 86 | 30 | 0% | 1.7283 | 64057.4811 | 0.96189 | 3.4628 | 4.9546 | 4.4591 | 0 | 0 | 0 | 385.5755 | 1.7283 | 64057.4811 | 0.96189 | 3.7514 | 5.3675 | 4.5624 | 0 | 0 | 0 | 376.8547 | 0 | 0 | 0 | 0 | 0 | 0 | 0 | 759.346 | 0 | 0 | 0 | 0 | 0 | 0 | 0 | 1236.3929 | 0 | 0 | 0 | 0 | 0 | 0 | 0 | 0 | 1147.235 | 0 | 0 | 0 | 0.0042 | 0 | 0.00057666 | 0.00057666 | 770.4324 | 0 | 0 | 0 | 0.0042 | 0 | 0.00057666 | 0.00057666 | 1174.3182 | 0 | 0 | 0 | 0.0042 | 0 | 0 | 0.00057666 | 0.00057666 | 1100.4621
07/28 11:00:00 | 87.08 | 30.6 | 0% | 1.7505 | 64878.6283 | 0.94996 | 3.4199 | 4.9861 | 4.4874 | 0 | 0 | 0 | 385.5755 | 1.7505 | 64878.6283 | 0.94996 | 3.7048 | 5.4016 | 4.5913 | 0 | 0 | 0 | 376.8547 | 0 | 0 | 0 | 0 | 0 | 0 | 0 | 759.346 | 0 | 0 | 0 | 0 | 0 | 0 | 0 | 1236.3929 | 0 | 0 | 0 | 0 | 0 | 0 | 0 | 0 | 1147.235 | 0 | 0 | 0 | 0.0042 | 0 | 0.00057666 | 0.00057666 | 770.433 | 0 | 0 | 0 | 0.0042 | 0 | 0.00057666 | 0.00057666 | 1174.3188 | 0 | 0 | 0 | 0.0042 | 0 | 0 | 0.00057666 | 0.00057666 | 1100.4627
07/28 12:00:00 | 89.96 | 32.2 | 0% | 1.8102 | 67093.336 | 0.91733 | 3.3024 | 5.0715 | 4.5644 | 0 | 0 | 0 | 385.5755 | 1.8102 | 67093.336 | 0.91733 | 3.5776 | 5.4942 | 4.67 | 0 | 0 | 0 | 376.8547 | 0 | 0 | 0 | 0 | 0 | 0 | 0 | 759.346 | 0 | 0 | 0 | 0 | 0 | 0 | 0 | 1236.3929 | 0 | 0 | 0 | 0 | 0 | 0 | 0 | 0 | 1147.235 | 0 | 0 | 0 | 0.0042 | 0 | 0.00057666 | 0.00057666 | 770.4335 | 0 | 0 | 0 | 0.0042 | 0 | 0.00057666 | 0.00057666 | 1174.3194 | 0 | 0 | 0 | 0.0042 | 0 | 0 | 0.00057666 | 0.00057666 | 1100.4633
07/28 13:00:00 | 89.96 | 32.2 | 0% | 1.8102 | 67093.336 | 0.91733 | 3.3024 | 5.0715 | 4.5644 | 0 | 0 | 0 | 385.5755 | 1.8102 | 67093.336 | 0.91733 | 3.5776 | 5.4942 | 4.67 | 0 | 0 | 0 | 376.8547 | 0 | 0 | 0 | 0 | 0 | 0 | 0 | 759.346 | 0 | 0 | 0 | 0 | 0 | 0 | 0 | 1236.3929 | 0 | 0 | 0 | 0 | 0 | 0 | 0 | 0 | 1147.235 | 0 | 0 | 0 | 0.0042 | 0 | 0.00057666 | 0.00057666 | 770.4341 | 0 | 0 | 0 | 0.0042 | 0 | 0.00057666 | 0.00057666 | 1174.3199 | 0 | 0 | 0 | 0.0042 | 0 | 0 | 0.00057666 | 0.00057666 | 1100.4638
07/28 14:00:00 | 89.96 | 32.2 | 0% | 1.8102 | 67093.336 | 0.91733 | 3.3024 | 5.0715 | 4.5644 | 0 | 0 | 0 | 385.5755 | 1.8102 | 67093.336 | 0.91733 | 3.5776 | 5.4942 | 4.67 | 0 | 0 | 0 | 376.8547 | 0 | 0 | 0 | 0 | 0 | 0 | 0 | 759.346 | 0 | 0 | 0 | 0 | 0 | 0 | 0 | 1236.3929 | 0 | 0 | 0 | 0 | 0 | 0 | 0 | 0 | 1147.235 | 0 | 0 | 0 | 0.0042 | 0 | 0.00057666 | 0.00057666 | 770.4347 | 0 | 0 | 0 | 0.0042 | 0 | 0.00057666 | 0.00057666 | 1174.3205 | 0 | 0 | 0 | 0.0042 | 0 | 0 | 0.00057666 | 0.00057666 | 1100.4644
07/28 15:00:00 | 89.06 | 31.7 | 0% | 1.7914 | 66397.3365 | 0.92764 | 3.3395 | 5.0446 | 4.5401 | 0 | 0 | 0 | 385.5755 | 1.7914 | 66397.3365 | 0.92764 | 3.6178 | 5.4649 | 4.6452 | 0 | 0 | 0 | 376.8547 | 0 | 0 | 0 | 0 | 0 | 0 | 0 | 759.346 | 0 | 0 | 0 | 0 | 0 | 0 | 0 | 1236.3929 | 0 | 0 | 0 | 0 | 0 | 0 | 0 | 0 | 1147.235 | 0 | 0 | 0 | 0.0042 | 0 | 0.00057666 | 0.00057666 | 770.4353 | 0 | 0 | 0 | 0.0042 | 0 | 0.00057666 | 0.00057666 | 1174.3211 | 0 | 0 | 0 | 0.0042 | 0 | 0 | 0.00057666 | 0.00057666 | 1100.465
07/28 16:00:00 | 87.08 | 30.6 | 0% | 1.7505 | 64878.6283 | 0.94996 | 3.4199 | 4.9861 | 4.4874 | 0 | 0 | 0 | 385.5755 | 1.7505 | 64878.6283 | 0.94996 | 3.7048 | 5.4016 | 4.5913 | 0 | 0 | 0 | 376.8547 | 0 | 0 | 0 | 0 | 0 | 0 | 0 | 759.346 | 0 | 0 | 0 | 0 | 0 | 0 | 0 | 1236.3929 | 0 | 0 | 0 | 0 | 0 | 0 | 0 | 0 | 1147.235 | 0 | 0 | 0 | 0.0042 | 0 | 0.00057666 | 0.00057666 | 770.4359 | 0 | 0 | 0 | 0.0042 | 0 | 0.00057666 | 0.00057666 | 1174.3217 | 0 | 0 | 0 | 0.0042 | 0 | 0 | 0.00057666 | 0.00057666 | 1100.4656
07/28 17:00:00 | 86 | 30 | 0% | 1.7283 | 64057.4811 | 0.96189 | 3.4628 | 4.9546 | 4.4591 | 0 | 0 | 0 | 385.5755 | 1.7283 | 64057.4811 | 0.96189 | 3.7514 | 5.3675 | 4.5624 | 0 | 0 | 0 | 376.8547 | 0 | 0 | 0 | 0 | 0 | 0 | 0 | 759.346 | 0 | 0 | 0 | 0 | 0 | 0 | 0 | 1236.3929 | 0 | 0 | 0 | 0 | 0 | 0 | 0 | 0 | 1147.235 | 0 | 0 | 0 | 0.0042 | 0 | 0.00057666 | 0.00057666 | 770.4364 | 0 | 0 | 0 | 0.0042 | 0 | 0.00057666 | 0.00057666 | 1174.3222 | 0 | 0 | 0 | 0.0042 | 0 | 0 | 0.00057666 | 0.00057666 | 1100.4662
07/28 18:00:00 | 82.94 | 28.3 | 0% | 1.6663 | 61758.6468 | 0.99447 | 3.5801 | 4.8672 | 4.3805 | 0 | 0 | 0 | 385.5755 | 1.6663 | 61758.6468 | 0.99447 | 3.8784 | 5.2728 | 4.4819 | 0 | 0 | 0 | 376.8547 | 0 | 0 | 0 | 0 | 0 | 0 | 0 | 759.346 | 0 | 0 | 0 | 0 | 0 | 0 | 0 | 1236.3929 | 0 | 0 | 0 | 0 | 0 | 0 | 0 | 0 | 1147.235 | 0 | 0 | 0 | 0.0042 | 0 | 0.00057666 | 0.00057666 | 770.437 | 0 | 0 | 0 | 0.0042 | 0 | 0.00057666 | 0.00057666 | 1174.3228 | 0 | 0 | 0 | 0.0042 | 0 | 0 | 0.00057666 | 0.00057666 | 1100.4667
07/28 19:00:00 | 82.94 | 28.3 | 0% | 1.6663 | 61758.6468 | 0.99447 | 3.5801 | 4.8672 | 4.3805 | 0 | 0 | 0 | 385.5755 | 1.6663 | 61758.6468 | 0.99447 | 3.8784 | 5.2728 | 4.4819 | 0 | 0 | 0 | 376.8547 | 0 | 0 | 0 | 0 | 0 | 0 | 0 | 759.346 | 0 | 0 | 0 | 0 | 0 | 0 | 0 | 1236.3929 | 0 | 0 | 0 | 0 | 0 | 0 | 0 | 0 | 1147.235 | 0 | 0 | 0 | 0.0042 | 0 | 0.00057666 | 0.00057666 | 770.4376 | 0 | 0 | 0 | 0.0042 | 0 | 0.00057666 | 0.00057666 | 1174.3234 | 0 | 0 | 0 | 0.0042 | 0 | 0 | 0.00057666 | 0.00057666 | 1100.4673
07/28 20:00:00 | 75.92 | 24.4 | 0% | 1.5282 | 56639.8504 | 1.0596 | 3.8146 | 4.6745 | 4.2071 | 0 | 0 | 0 | 385.5755 | 1.5282 | 56639.8504 | 1.0596 | 4.1325 | 5.0641 | 4.3044 | 0 | 0 | 0 | 376.8547 | 0 | 0 | 0 | 0 | 0 | 0 | 0 | 759.346 | 0 | 0 | 0 | 0 | 0 | 0 | 0 | 1236.3929 | 0 | 0 | 0 | 0 | 0 | 0 | 0 | 0 | 1147.235 | 0 | 0 | 0 | 0.0042 | 0 | 0.00057666 | 0.00057666 | 770.4382 | 0 | 0 | 0 | 0.0042 | 0 | 0.00057666 | 0.00057666 | 1174.324 | 0 | 0 | 0 | 0.0042 | 0 | 0 | 0.00057666 | 0.00057666 | 1100.4679
07/28 21:00:00 | 73.94 | 23.3 | 0% | 1.4903 | 55235.1212 | 1.0748 | 3.8692 | 4.6215 | 4.1594 | 0 | 0 | 0 | 385.5755 | 1.4903 | 55235.1212 | 1.0748 | 4.1916 | 5.0067 | 4.2557 | 0 | 0 | 0 | 376.8547 | 0 | 0 | 0 | 0 | 0 | 0 | 0 | 759.346 | 0 | 0 | 0 | 0 | 0 | 0 | 0 | 1236.3929 | 0 | 0 | 0 | 0 | 0 | 0 | 0 | 0 | 1147.235 | 0 | 0 | 0 | 0.0042 | 0 | 0.00057666 | 0.00057666 | 770.4387 | 0 | 0 | 0 | 0.0042 | 0 | 0.00057666 | 0.00057666 | 1174.3245 | 0 | 0 | 0 | 0.0042 | 0 | 0 | 0.00057666 | 0.00057666 | 1100.4685
07/28 22:00:00 | 69.98 | 21.1 | 0% | 1.4159 | 52477.1875 | 1.0999 | 3.9595 | 4.5163 | 4.0647 | 0 | 0 | 0 | 385.5755 | 1.4159 | 52477.1875 | 1.0999 | 4.2895 | 4.8927 | 4.1588 | 0 | 0 | 0 | 376.8547 | 0 | 0 | 0 | 0 | 0 | 0 | 0 | 759.346 | 0 | 0 | 0 | 0 | 0 | 0 | 0 | 1236.3929 | 0 | 0 | 0 | 0 | 0 | 0 | 0 | 0 | 1147.235 | 0 | 0 | 0 | 0.0042 | 0 | 0.00057666 | 0.00057666 | 770.4393 | 0 | 0 | 0 | 0.0042 | 0 | 0.00057666 | 0.00057666 | 1174.3251 | 0 | 0 | 0 | 0.0042 | 0 | 0 | 0.00057666 | 0.00057666 | 1100.469
07/28 23:00:00 | 69.98 | 21.1 | 0% | 1.4159 | 52477.1875 | 1.0999 | 3.9595 | 4.5163 | 4.0647 | 0 | 0 | 0 | 385.5755 | 1.4159 | 52477.1875 | 1.0999 | 4.2895 | 4.8927 | 4.1588 | 0 | 0 | 0 | 376.8547 | 0 | 0 | 0 | 0 | 0 | 0 | 0 | 759.346 | 0 | 0 | 0 | 0 | 0 | 0 | 0 | 1236.3929 | 0 | 0 | 0 | 0 | 0 | 0 | 0 | 0 | 1147.235 | 0 | 0 | 0 | 0.0042 | 0 | 0.00057666 | 0.00057666 | 770.4399 | 0 | 0 | 0 | 0.0042 | 0 | 0.00057666 | 0.00057666 | 1174.3257 | 0 | 0 | 0 | 0.0042 | 0 | 0 | 0.00057666 | 0.00057666 | 1100.4696
07/28 24:00:00 | 66.92 | 19.4 | 0% | 1.3596 | 50393.1104 | 1.1139 | 4.01 | 4.435 | 3.9915 | 0 | 0 | 0 | 385.5755 | 1.3596 | 50393.1104 | 1.1139 | 4.3441 | 4.8046 | 4.0839 | 0 | 0 | 0 | 376.8547 | 0 | 0 | 0 | 0 | 0 | 0 | 0 | 759.346 | 0 | 0 | 0 | 0 | 0 | 0 | 0 | 1236.3929 | 0 | 0 | 0 | 0 | 0 | 0 | 0 | 0 | 1147.235 | 0 | 0 | 0 | 0.0042 | 0 | 0.00057666 | 0.00057666 | 770.4405 | 0 | 0 | 0 | 0.0042 | 0 | 0.00057666 | 0.00057666 | 1174.3263 | 0 | 0 | 0 | 0.0042 | 0 | 0 | 0.00057666 | 0.00057666 | 1100.4702
07/29 01:00:00 | 66.92 | 19.4 | 0% | 1.3596 | 50393.1104 | 1.1139 | 4.01 | 4.435 | 3.9915 | 0 | 0 | 0 | 385.5755 | 1.3596 | 50393.1104 | 1.1139 | 4.3441 | 4.8046 | 4.0839 | 0 | 0 | 0 | 376.8547 | 0 | 0 | 0 | 0 | 0 | 0 | 0 | 759.346 | 0 | 0 | 0 | 0 | 0 | 0 | 0 | 1236.3929 | 0 | 0 | 0 | 0 | 0 | 0 | 0 | 0 | 1147.235 | 0 | 0 | 0 | 0.0042 | 0 | 0.00057666 | 0.00057666 | 770.441 | 0 | 0 | 0 | 0.0042 | 0 | 0.00057666 | 0.00057666 | 1174.3268 | 0 | 0 | 0 | 0.0042 | 0 | 0 | 0.00057666 | 0.00057666 | 1100.4708
07/29 02:00:00 | 66.92 | 19.4 | 0% | 1.3596 | 50393.1104 | 1.1139 | 4.01 | 4.435 | 3.9915 | 0 | 0 | 0 | 385.5755 | 1.3596 | 50393.1104 | 1.1139 | 4.3441 | 4.8046 | 4.0839 | 0 | 0 | 0 | 376.8547 | 0 | 0 | 0 | 0 | 0 | 0 | 0 | 759.346 | 0 | 0 | 0 | 0 | 0 | 0 | 0 | 1236.3929 | 0 | 0 | 0 | 0 | 0 | 0 | 0 | 0 | 1147.235 | 0 | 0 | 0 | 0.0042 | 0 | 0.00057666 | 0.00057666 | 770.4416 | 0 | 0 | 0 | 0.0042 | 0 | 0.00057666 | 0.00057666 | 1174.3274 | 0 | 0 | 0 | 0.0042 | 0 | 0 | 0.00057666 | 0.00057666 | 1100.4713
07/29 03:00:00 | 64.94 | 18.3 | 0% | 1.3238 | 49066.449 | 1.1202 | 4.0329 | 4.3819 | 3.9437 | 0 | 0 | 0 | 385.5755 | 1.3238 | 49066.449 | 1.1202 | 4.3689 | 4.7471 | 4.035 | 0 | 0 | 0 | 376.8547 | 0 | 0 | 0 | 0 | 0 | 0 | 0 | 759.346 | 0 | 0 | 0 | 0 | 0 | 0 | 0 | 1236.3929 | 0 | 0 | 0 | 0 | 0 | 0 | 0 | 0 | 1147.235 | 0 | 0 | 0 | 0.0042 | 0 | 0.00057666 | 0.00057666 | 770.4422 | 0 | 0 | 0 | 0.0042 | 0 | 0.00057666 | 0.00057666 | 1174.328 | 0 | 0 | 0 | 0.0042 | 0 | 0 | 0.00057666 | 0.00057666 | 1100.4719
07/29 04:00:00 | 64.94 | 18.3 | 0% | 1.3238 | 49066.449 | 1.1202 | 4.0329 | 4.3819 | 3.9437 | 0 | 0 | 0 | 385.5755 | 1.3238 | 49066.449 | 1.1202 | 4.3689 | 4.7471 | 4.035 | 0 | 0 | 0 | 376.8547 | 0 | 0 | 0 | 0 | 0 | 0 | 0 | 759.346 | 0 | 0 | 0 | 0 | 0 | 0 | 0 | 1236.3929 | 0 | 0 | 0 | 0 | 0 | 0 | 0 | 0 | 1147.235 | 0 | 0 | 0 | 0.0042 | 0 | 0.00057666 | 0.00057666 | 770.4428 | 0 | 0 | 0 | 0.0042 | 0 | 0.00057666 | 0.00057666 | 1174.3286 | 0 | 0 | 0 | 0.0042 | 0 | 0 | 0.00057666 | 0.00057666 | 1100.4725
07/29 05:00:00 | 64.94 | 18.3 | 0% | 1.3238 | 49066.449 | 1.1202 | 4.0329 | 4.3819 | 3.9437 | 0 | 0 | 0 | 385.5755 | 1.3238 | 49066.449 | 1.1202 | 4.3689 | 4.7471 | 4.035 | 0 | 0 | 0 | 376.8547 | 0 | 0 | 0 | 0 | 0 | 0 | 0 | 759.346 | 0 | 0 | 0 | 0 | 0 | 0 | 0 | 1236.3929 | 0 | 0 | 0 | 0 | 0 | 0 | 0 | 0 | 1147.235 | 0 | 0 | 0 | 0.0042 | 0 | 0.00057666 | 0.00057666 | 770.4434 | 0 | 0 | 0 | 0.0042 | 0 | 0.00057666 | 0.00057666 | 1174.3292 | 0 | 0 | 0 | 0.0042 | 0 | 0 | 0.00057666 | 0.00057666 | 1100.4731
07/29 06:00:00 | 68 | 20 | 0% | 1.3794 | 51123.983 | 1.1095 | 3.9942 | 4.4638 | 4.0174 | 0 | 0 | 0 | 385.5755 | 1.3794 | 51123.983 | 1.1095 | 4.327 | 4.8357 | 4.1104 | 0 | 0 | 0 | 376.8547 | 0 | 0 | 0 | 0 | 0 | 0 | 0 | 759.346 | 0 | 0 | 0 | 0 | 0 | 0 | 0 | 1236.3929 | 0 | 0 | 0 | 0 | 0 | 0 | 0 | 0 | 1147.235 | 0 | 0 | 0 | 0.0042 | 0 | 0.00057666 | 0.00057666 | 770.4439 | 0 | 0 | 0 | 0.0042 | 0 | 0.00057666 | 0.00057666 | 1174.3297 | 0 | 0 | 0 | 0.0042 | 0 | 0 | 0.00057666 | 0.00057666 | 1100.4737
07/29 07:00:00 | 68 | 20 | 0% | 1.3794 | 51123.983 | 1.1095 | 3.9942 | 4.4638 | 4.0174 | 0 | 0 | 0 | 385.5755 | 1.3794 | 51123.983 | 1.1095 | 4.327 | 4.8357 | 4.1104 | 0 | 0 | 0 | 376.8547 | 0 | 0 | 0 | 0 | 0 | 0 | 0 | 759.346 | 0 | 0 | 0 | 0 | 0 | 0 | 0 | 1236.3929 | 0 | 0 | 0 | 0 | 0 | 0 | 0 | 0 | 1147.235 | 0 | 0 | 0 | 0.0042 | 0 | 0.00057666 | 0.00057666 | 770.4445 | 0 | 0 | 0 | 0.0042 | 0 | 0.00057666 | 0.00057666 | 1174.3303 | 0 | 0 | 0 | 0.0042 | 0 | 0 | 0.00057666 | 0.00057666 | 1100.4742
07/29 08:00:00 | 75.02 | 23.9 | 0% | 1.5109 | 55999.208 | 1.0667 | 3.8401 | 4.6504 | 4.1853 | 0 | 0 | 0 | 385.5755 | 1.5109 | 55999.208 | 1.0667 | 4.1602 | 5.0379 | 4.2822 | 0 | 0 | 0 | 376.8547 | 0 | 0 | 0 | 0 | 0 | 0 | 0 | 759.346 | 0 | 0 | 0 | 0 | 0 | 0 | 0 | 1236.3929 | 0 | 0 | 0 | 0 | 0 | 0 | 0 | 0 | 1147.235 | 0 | 0 | 0 | 0.0042 | 0 | 0.00057666 | 0.00057666 | 770.4451 | 0 | 0 | 0 | 0.0042 | 0 | 0.00057666 | 0.00057666 | 1174.3309 | 0 | 0 | 0 | 0.0042 | 0 | 0 | 0.00057666 | 0.00057666 | 1100.4748
07/29 09:00:00 | 80.06 | 26.7 | 0% | 1.6089 | 59632.5105 | 1.0231 | 3.6831 | 4.787 | 4.3083 | 0 | 0 | 0 | 385.5755 | 1.6089 | 59632.5105 | 1.0231 | 3.99 | 5.1859 | 4.408 | 0 | 0 | 0 | 376.8547 | 0 | 0 | 0 | 0 | 0 | 0 | 0 | 759.346 | 0 | 0 | 0 | 0 | 0 | 0 | 0 | 1236.3929 | 0 | 0 | 0 | 0 | 0 | 0 | 0 | 0 | 1147.235 | 0 | 0 | 0 | 0.0042 | 0 | 0.00057666 | 0.00057666 | 770.4457 | 0 | 0 | 0 | 0.0042 | 0 | 0.00057666 | 0.00057666 | 1174.3315 | 0 | 0 | 0 | 0.0042 | 0 | 0 | 0.00057666 | 0.00057666 | 1100.4754
07/29 10:00:00 | 82.94 | 28.3 | 0% | 1.6663 | 61758.6468 | 0.99447 | 3.5801 | 4.8672 | 4.3805 | 0 | 0 | 0 | 385.5755 | 1.6663 | 61758.6468 | 0.99447 | 3.8784 | 5.2728 | 4.4819 | 0 | 0 | 0 | 376.8547 | 0 | 0 | 0 | 0 | 0 | 0 | 0 | 759.346 | 0 | 0 | 0 | 0 | 0 | 0 | 0 | 1236.3929 | 0 | 0 | 0 | 0 | 0 | 0 | 0 | 0 | 1147.235 | 0 | 0 | 0 | 0.0042 | 0 | 0.00057666 | 0.00057666 | 770.4462 | 0 | 0 | 0 | 0.0042 | 0 | 0.00057666 | 0.00057666 | 1174.332 | 0 | 0 | 0 | 0.0042 | 0 | 0 | 0.00057666 | 0.00057666 | 1100.476
07/29 11:00:00 | 84.92 | 29.4 | 0% | 1.7063 | 63241.4437 | 0.97361 | 3.505 | 4.9235 | 4.4311 | 0 | 0 | 0 | 385.5755 | 1.7063 | 63241.4437 | 0.97361 | 3.7971 | 5.3338 | 4.5337 | 0 | 0 | 0 | 376.8547 | 0 | 0 | 0 | 0 | 0 | 0 | 0 | 759.346 | 0 | 0 | 0 | 0 | 0 | 0 | 0 | 1236.3929 | 0 | 0 | 0 | 0 | 0 | 0 | 0 | 0 | 1147.235 | 0 | 0 | 0 | 0.0042 | 0 | 0.00057666 | 0.00057666 | 770.4468 | 0 | 0 | 0 | 0.0042 | 0 | 0.00057666 | 0.00057666 | 1174.3326 | 0 | 0 | 0 | 0.0042 | 0 | 0 | 0.00057666 | 0.00057666 | 1100.4765
07/29 12:00:00 | 86 | 30 | 0% | 1.7283 | 64057.4811 | 0.96189 | 3.4628 | 4.9546 | 4.4591 | 0 | 0 | 0 | 385.5755 | 1.7283 | 64057.4811 | 0.96189 | 3.7514 | 5.3675 | 4.5624 | 0 | 0 | 0 | 376.8547 | 0 | 0 | 0 | 0 | 0 | 0 | 0 | 759.346 | 0 | 0 | 0 | 0 | 0 | 0 | 0 | 1236.3929 | 0 | 0 | 0 | 0 | 0 | 0 | 0 | 0 | 1147.235 | 0 | 0 | 0 | 0.0042 | 0 | 0.00057666 | 0.00057666 | 770.4474 | 0 | 0 | 0 | 0.0042 | 0 | 0.00057666 | 0.00057666 | 1174.3332 | 0 | 0 | 0 | 0.0042 | 0 | 0 | 0.00057666 | 0.00057666 | 1100.4771
07/29 13:00:00 | 86 | 30 | 0% | 1.7283 | 64057.4811 | 0.96189 | 3.4628 | 4.9546 | 4.4591 | 0 | 0 | 0 | 385.5755 | 1.7283 | 64057.4811 | 0.96189 | 3.7514 | 5.3675 | 4.5624 | 0 | 0 | 0 | 376.8547 | 0 | 0 | 0 | 0 | 0 | 0 | 0 | 759.346 | 0 | 0 | 0 | 0 | 0 | 0 | 0 | 1236.3929 | 0 | 0 | 0 | 0 | 0 | 0 | 0 | 0 | 1147.235 | 0 | 0 | 0 | 0.0042 | 0 | 0.00057666 | 0.00057666 | 770.448 | 0 | 0 | 0 | 0.0042 | 0 | 0.00057666 | 0.00057666 | 1174.3338 | 0 | 0 | 0 | 0.0042 | 0 | 0 | 0.00057666 | 0.00057666 | 1100.4777
07/29 14:00:00 | 87.98 | 31.1 | 0% | 1.769 | 65566.8211 | 0.93988 | 3.3836 | 5.0125 | 4.5113 | 0 | 0 | 0 | 385.5755 | 1.769 | 65566.8211 | 0.93988 | 3.6655 | 5.4302 | 4.6157 | 0 | 0 | 0 | 376.8547 | 0 | 0 | 0 | 0 | 0 | 0 | 0 | 759.346 | 0 | 0 | 0 | 0 | 0 | 0 | 0 | 1236.3929 | 0 | 0 | 0 | 0 | 0 | 0 | 0 | 0 | 1147.235 | 0 | 0 | 0 | 0.0042 | 0 | 0.00057666 | 0.00057666 | 770.4485 | 0 | 0 | 0 | 0.0042 | 0 | 0.00057666 | 0.00057666 | 1174.3343 | 0 | 0 | 0 | 0.0042 | 0 | 0 | 0.00057666 | 0.00057666 | 1100.4783
07/29 15:00:00 | 89.96 | 32.2 | 0% | 1.8102 | 67093.336 | 0.91733 | 3.3024 | 5.0715 | 4.5644 | 0 | 0 | 0 | 385.5755 | 1.8102 | 67093.336 | 0.91733 | 3.5776 | 5.4942 | 4.67 | 0 | 0 | 0 | 376.8547 | 0 | 0 | 0 | 0 | 0 | 0 | 0 | 759.346 | 0 | 0 | 0 | 0 | 0 | 0 | 0 | 1236.3929 | 0 | 0 | 0 | 0 | 0 | 0 | 0 | 0 | 1147.235 | 0 | 0 | 0 | 0.0042 | 0 | 0.00057666 | 0.00057666 | 770.4491 | 0 | 0 | 0 | 0.0042 | 0 | 0.00057666 | 0.00057666 | 1174.3349 | 0 | 0 | 0 | 0.0042 | 0 | 0 | 0.00057666 | 0.00057666 | 1100.4788
07/29 16:00:00 | 89.96 | 32.2 | 0% | 1.8102 | 67093.336 | 0.91733 | 3.3024 | 5.0715 | 4.5644 | 0 | 0 | 0 | 385.5755 | 1.8102 | 67093.336 | 0.91733 | 3.5776 | 5.4942 | 4.67 | 0 | 0 | 0 | 376.8547 | 0 | 0 | 0 | 0 | 0 | 0 | 0 | 759.346 | 0 | 0 | 0 | 0 | 0 | 0 | 0 | 1236.3929 | 0 | 0 | 0 | 0 | 0 | 0 | 0 | 0 | 1147.235 | 0 | 0 | 0 | 0.0042 | 0 | 0.00057666 | 0.00057666 | 770.4497 | 0 | 0 | 0 | 0.0042 | 0 | 0.00057666 | 0.00057666 | 1174.3355 | 0 | 0 | 0 | 0.0042 | 0 | 0 | 0.00057666 | 0.00057666 | 1100.4794
07/29 17:00:00 | 87.98 | 31.1 | 0% | 1.769 | 65566.8211 | 0.93988 | 3.3836 | 5.0125 | 4.5113 | 0 | 0 | 0 | 385.5755 | 1.769 | 65566.8211 | 0.93988 | 3.6655 | 5.4302 | 4.6157 | 0 | 0 | 0 | 376.8547 | 0 | 0 | 0 | 0 | 0 | 0 | 0 | 759.346 | 0 | 0 | 0 | 0 | 0 | 0 | 0 | 1236.3929 | 0 | 0 | 0 | 0 | 0 | 0 | 0 | 0 | 1147.235 | 0 | 0 | 0 | 0.0042 | 0 | 0.00057666 | 0.00057666 | 770.4503 | 0 | 0 | 0 | 0.0042 | 0 | 0.00057666 | 0.00057666 | 1174.3361 | 0 | 0 | 0 | 0.0042 | 0 | 0 | 0.00057666 | 0.00057666 | 1100.48
07/29 18:00:00 | 87.08 | 30.6 | 0% | 1.7505 | 64878.6283 | 0.94996 | 3.4199 | 4.9861 | 4.4874 | 0 | 0 | 0 | 385.5755 | 1.7505 | 64878.6283 | 0.94996 | 3.7048 | 5.4016 | 4.5913 | 0 | 0 | 0 | 376.8547 | 0 | 0 | 0 | 0 | 0 | 0 | 0 | 759.346 | 0 | 0 | 0 | 0 | 0 | 0 | 0 | 1236.3929 | 0 | 0 | 0 | 0 | 0 | 0 | 0 | 0 | 1147.235 | 0 | 0 | 0 | 0.0042 | 0 | 0.00057666 | 0.00057666 | 770.4508 | 0 | 0 | 0 | 0.0042 | 0 | 0.00057666 | 0.00057666 | 1174.3367 | 0 | 0 | 0 | 0.0042 | 0 | 0 | 0.00057666 | 0.00057666 | 1100.4806
07/29 19:00:00 | 87.08 | 30.6 | 0% | 1.7505 | 64878.6283 | 0.94996 | 3.4199 | 4.9861 | 4.4874 | 0 | 0 | 0 | 385.5755 | 1.7505 | 64878.6283 | 0.94996 | 3.7048 | 5.4016 | 4.5913 | 0 | 0 | 0 | 376.8547 | 0 | 0 | 0 | 0 | 0 | 0 | 0 | 759.346 | 0 | 0 | 0 | 0 | 0 | 0 | 0 | 1236.3929 | 0 | 0 | 0 | 0 | 0 | 0 | 0 | 0 | 1147.235 | 0 | 0 | 0 | 0.0042 | 0 | 0.00057666 | 0.00057666 | 770.4514 | 0 | 0 | 0 | 0.0042 | 0 | 0.00057666 | 0.00057666 | 1174.3372 | 0 | 0 | 0 | 0.0042 | 0 | 0 | 0.00057666 | 0.00057666 | 1100.4811
07/29 20:00:00 | 78.08 | 25.6 | 0% | 1.5701 | 58191.8702 | 1.0413 | 3.7487 | 4.7329 | 4.2596 | 0 | 0 | 0 | 385.5755 | 1.5701 | 58191.8702 | 1.0413 | 4.0611 | 5.1273 | 4.3582 | 0 | 0 | 0 | 376.8547 | 0 | 0 | 0 | 0 | 0 | 0 | 0 | 759.346 | 0 | 0 | 0 | 0 | 0 | 0 | 0 | 1236.3929 | 0 | 0 | 0 | 0 | 0 | 0 | 0 | 0 | 1147.235 | 0 | 0 | 0 | 0.0042 | 0 | 0.00057666 | 0.00057666 | 770.452 | 0 | 0 | 0 | 0.0042 | 0 | 0.00057666 | 0.00057666 | 1174.3378 | 0 | 0 | 0 | 0.0042 | 0 | 0 | 0.00057666 | 0.00057666 | 1100.4817
07/29 21:00:00 | 75.02 | 23.9 | 0% | 1.5109 | 55999.208 | 1.0667 | 3.8401 | 4.6504 | 4.1853 | 0 | 0 | 0 | 385.5755 | 1.5109 | 55999.208 | 1.0667 | 4.1602 | 5.0379 | 4.2822 | 0 | 0 | 0 | 376.8547 | 0 | 0 | 0 | 0 | 0 | 0 | 0 | 759.346 | 0 | 0 | 0 | 0 | 0 | 0 | 0 | 1236.3929 | 0 | 0 | 0 | 0 | 0 | 0 | 0 | 0 | 1147.235 | 0 | 0 | 0 | 0.0042 | 0 | 0.00057666 | 0.00057666 | 770.4526 | 0 | 0 | 0 | 0.0042 | 0 | 0.00057666 | 0.00057666 | 1174.3384 | 0 | 0 | 0 | 0.0042 | 0 | 0 | 0.00057666 | 0.00057666 | 1100.4823
07/29 22:00:00 | 73.04 | 22.8 | 0% | 1.4732 | 54602.2855 | 1.0811 | 3.892 | 4.5976 | 4.1378 | 0 | 0 | 0 | 385.5755 | 1.4732 | 54602.2855 | 1.0811 | 4.2164 | 4.9807 | 4.2336 | 0 | 0 | 0 | 376.8547 | 0 | 0 | 0 | 0 | 0 | 0 | 0 | 759.346 | 0 | 0 | 0 | 0 | 0 | 0 | 0 | 1236.3929 | 0 | 0 | 0 | 0 | 0 | 0 | 0 | 0 | 1147.235 | 0 | 0 | 0 | 0.0042 | 0 | 0.00057666 | 0.00057666 | 770.4532 | 0 | 0 | 0 | 0.0042 | 0 | 0.00057666 | 0.00057666 | 1174.339 | 0 | 0 | 0 | 0.0042 | 0 | 0 | 0.00057666 | 0.00057666 | 1100.4829
07/29 23:00:00 | 71.06 | 21.7 | 0% | 1.436 | 53222.538 | 1.0938 | 3.9376 | 4.545 | 4.0905 | 0 | 0 | 0 | 385.5755 | 1.436 | 53222.538 | 1.0938 | 4.2657 | 4.9237 | 4.1852 | 0 | 0 | 0 | 376.8547 | 0 | 0 | 0 | 0 | 0 | 0 | 0 | 759.346 | 0 | 0 | 0 | 0 | 0 | 0 | 0 | 1236.3929 | 0 | 0 | 0 | 0 | 0 | 0 | 0 | 0 | 1147.235 | 0 | 0 | 0 | 0.0042 | 0 | 0.00057666 | 0.00057666 | 770.4537 | 0 | 0 | 0 | 0.0042 | 0 | 0.00057666 | 0.00057666 | 1174.3395 | 0 | 0 | 0 | 0.0042 | 0 | 0 | 0.00057666 | 0.00057666 | 1100.4835
07/29 24:00:00 | 69.98 | 21.1 | 0% | 1.4159 | 52477.1875 | 1.0999 | 3.9595 | 4.5163 | 4.0647 | 0 | 0 | 0 | 385.5755 | 1.4159 | 52477.1875 | 1.0999 | 4.2895 | 4.8927 | 4.1588 | 0 | 0 | 0 | 376.8547 | 0 | 0 | 0 | 0 | 0 | 0 | 0 | 759.346 | 0 | 0 | 0 | 0 | 0 | 0 | 0 | 1236.3929 | 0 | 0 | 0 | 0 | 0 | 0 | 0 | 0 | 1147.235 | 0 | 0 | 0 | 0.0042 | 0 | 0.00057666 | 0.00057666 | 770.4543 | 0 | 0 | 0 | 0.0042 | 0 | 0.00057666 | 0.00057666 | 1174.3401 | 0 | 0 | 0 | 0.0042 | 0 | 0 | 0.00057666 | 0.00057666 | 1100.484
07/30 01:00:00 | 69.98 | 21.1 | 0% | 1.4159 | 52477.1875 | 1.0999 | 3.9595 | 4.5163 | 4.0647 | 0 | 0 | 0 | 385.5755 | 1.4159 | 52477.1875 | 1.0999 | 4.2895 | 4.8927 | 4.1588 | 0 | 0 | 0 | 376.8547 | 0 | 0 | 0 | 0 | 0 | 0 | 0 | 759.346 | 0 | 0 | 0 | 0 | 0 | 0 | 0 | 1236.3929 | 0 | 0 | 0 | 0 | 0 | 0 | 0 | 0 | 1147.235 | 0 | 0 | 0 | 0.0042 | 0 | 0.00057666 | 0.00057666 | 770.4549 | 0 | 0 | 0 | 0.0042 | 0 | 0.00057666 | 0.00057666 | 1174.3407 | 0 | 0 | 0 | 0.0042 | 0 | 0 | 0.00057666 | 0.00057666 | 1100.4846
07/30 02:00:00 | 68 | 20 | 0% | 1.3794 | 51123.983 | 1.1095 | 3.9942 | 4.4638 | 4.0174 | 0 | 0 | 0 | 385.5755 | 1.3794 | 51123.983 | 1.1095 | 4.327 | 4.8357 | 4.1104 | 0 | 0 | 0 | 376.8547 | 0 | 0 | 0 | 0 | 0 | 0 | 0 | 759.346 | 0 | 0 | 0 | 0 | 0 | 0 | 0 | 1236.3929 | 0 | 0 | 0 | 0 | 0 | 0 | 0 | 0 | 1147.235 | 0 | 0 | 0 | 0.0042 | 0 | 0.00057666 | 0.00057666 | 770.4555 | 0 | 0 | 0 | 0.0042 | 0 | 0.00057666 | 0.00057666 | 1174.3413 | 0 | 0 | 0 | 0.0042 | 0 | 0 | 0.00057666 | 0.00057666 | 1100.4852
07/30 03:00:00 | 66.92 | 19.4 | 0% | 1.3596 | 50393.1104 | 1.1139 | 4.01 | 4.435 | 3.9915 | 0 | 0 | 0 | 385.5755 | 1.3596 | 50393.1104 | 1.1139 | 4.3441 | 4.8046 | 4.0839 | 0 | 0 | 0 | 376.8547 | 0 | 0 | 0 | 0 | 0 | 0 | 0 | 759.346 | 0 | 0 | 0 | 0 | 0 | 0 | 0 | 1236.3929 | 0 | 0 | 0 | 0 | 0 | 0 | 0 | 0 | 1147.235 | 0 | 0 | 0 | 0.0042 | 0 | 0.00057666 | 0.00057666 | 770.456 | 0 | 0 | 0 | 0.0042 | 0 | 0.00057666 | 0.00057666 | 1174.3418 | 0 | 0 | 0 | 0.0042 | 0 | 0 | 0.00057666 | 0.00057666 | 1100.4858
07/30 04:00:00 | 66.92 | 19.4 | 0% | 1.3596 | 50393.1104 | 1.1139 | 4.01 | 4.435 | 3.9915 | 0 | 0 | 0 | 385.5755 | 1.3596 | 50393.1104 | 1.1139 | 4.3441 | 4.8046 | 4.0839 | 0 | 0 | 0 | 376.8547 | 0 | 0 | 0 | 0 | 0 | 0 | 0 | 759.346 | 0 | 0 | 0 | 0 | 0 | 0 | 0 | 1236.3929 | 0 | 0 | 0 | 0 | 0 | 0 | 0 | 0 | 1147.235 | 0 | 0 | 0 | 0.0042 | 0 | 0.00057666 | 0.00057666 | 770.4566 | 0 | 0 | 0 | 0.0042 | 0 | 0.00057666 | 0.00057666 | 1174.3424 | 0 | 0 | 0 | 0.0042 | 0 | 0 | 0.00057666 | 0.00057666 | 1100.4863
07/30 05:00:00 | 66.02 | 18.9 | 0% | 1.3433 | 49787.9534 | 1.117 | 4.0213 | 4.4109 | 3.9698 | 0 | 0 | 0 | 385.5755 | 1.3433 | 49787.9534 | 1.117 | 4.3565 | 4.7785 | 4.0617 | 0 | 0 | 0 | 376.8547 | 0 | 0 | 0 | 0 | 0 | 0 | 0 | 759.346 | 0 | 0 | 0 | 0 | 0 | 0 | 0 | 1236.3929 | 0 | 0 | 0 | 0 | 0 | 0 | 0 | 0 | 1147.235 | 0 | 0 | 0 | 0.0042 | 0 | 0.00057666 | 0.00057666 | 770.4572 | 0 | 0 | 0 | 0.0042 | 0 | 0.00057666 | 0.00057666 | 1174.343 | 0 | 0 | 0 | 0.0042 | 0 | 0 | 0.00057666 | 0.00057666 | 1100.4869
07/30 06:00:00 | 68 | 20 | 0% | 1.3794 | 51123.983 | 1.1095 | 3.9942 | 4.4638 | 4.0174 | 0 | 0 | 0 | 385.5755 | 1.3794 | 51123.983 | 1.1095 | 4.327 | 4.8357 | 4.1104 | 0 | 0 | 0 | 376.8547 | 0 | 0 | 0 | 0 | 0 | 0 | 0 | 759.346 | 0 | 0 | 0 | 0 | 0 | 0 | 0 | 1236.3929 | 0 | 0 | 0 | 0 | 0 | 0 | 0 | 0 | 1147.235 | 0 | 0 | 0 | 0.0042 | 0 | 0.00057666 | 0.00057666 | 770.4578 | 0 | 0 | 0 | 0.0042 | 0 | 0.00057666 | 0.00057666 | 1174.3436 | 0 | 0 | 0 | 0.0042 | 0 | 0 | 0.00057666 | 0.00057666 | 1100.4875
07/30 07:00:00 | 69.98 | 21.1 | 0% | 1.4159 | 52477.1875 | 1.0999 | 3.9595 | 4.5163 | 4.0647 | 0 | 0 | 0 | 385.5755 | 1.4159 | 52477.1875 | 1.0999 | 4.2895 | 4.8927 | 4.1588 | 0 | 0 | 0 | 376.8547 | 0 | 0 | 0 | 0 | 0 | 0 | 0 | 759.346 | 0 | 0 | 0 | 0 | 0 | 0 | 0 | 1236.3929 | 0 | 0 | 0 | 0 | 0 | 0 | 0 | 0 | 1147.235 | 0 | 0 | 0 | 0.0042 | 0 | 0.00057666 | 0.00057666 | 770.4583 | 0 | 0 | 0 | 0.0042 | 0 | 0.00057666 | 0.00057666 | 1174.3441 | 0 | 0 | 0 | 0.0042 | 0 | 0 | 0.00057666 | 0.00057666 | 1100.4881
07/30 08:00:00 | 75.02 | 23.9 | 0% | 1.5109 | 55999.208 | 1.0667 | 3.8401 | 4.6504 | 4.1853 | 0 | 0 | 0 | 385.5755 | 1.5109 | 55999.208 | 1.0667 | 4.1602 | 5.0379 | 4.2822 | 0 | 0 | 0 | 376.8547 | 0 | 0 | 0 | 0 | 0 | 0 | 0 | 759.346 | 0 | 0 | 0 | 0 | 0 | 0 | 0 | 1236.3929 | 0 | 0 | 0 | 0 | 0 | 0 | 0 | 0 | 1147.235 | 0 | 0 | 0 | 0.0042 | 0 | 0.00057666 | 0.00057666 | 770.4589 | 0 | 0 | 0 | 0.0042 | 0 | 0.00057666 | 0.00057666 | 1174.3447 | 0 | 0 | 0 | 0.0042 | 0 | 0 | 0.00057666 | 0.00057666 | 1100.4886
07/30 09:00:00 | 77 | 25 | 0% | 1.5491 | 57413.3053 | 1.0507 | 3.7824 | 4.7036 | 4.2332 | 0 | 0 | 0 | 385.5755 | 1.5491 | 57413.3053 | 1.0507 | 4.0976 | 5.0956 | 4.3312 | 0 | 0 | 0 | 376.8547 | 0 | 0 | 0 | 0 | 0 | 0 | 0 | 759.346 | 0 | 0 | 0 | 0 | 0 | 0 | 0 | 1236.3929 | 0 | 0 | 0 | 0 | 0 | 0 | 0 | 0 | 1147.235 | 0 | 0 | 0 | 0.0042 | 0 | 0.00057666 | 0.00057666 | 770.4595 | 0 | 0 | 0 | 0.0042 | 0 | 0.00057666 | 0.00057666 | 1174.3453 | 0 | 0 | 0 | 0.0042 | 0 | 0 | 0.00057666 | 0.00057666 | 1100.4892
07/30 10:00:00 | 80.96 | 27.2 | 0% | 1.6267 | 60293.0247 | 1.0144 | 3.6518 | 4.8119 | 4.3307 | 0 | 0 | 0 | 385.5755 | 1.6267 | 60293.0247 | 1.0144 | 3.9561 | 5.2129 | 4.4309 | 0 | 0 | 0 | 376.8547 | 0 | 0 | 0 | 0 | 0 | 0 | 0 | 759.346 | 0 | 0 | 0 | 0 | 0 | 0 | 0 | 1236.3929 | 0 | 0 | 0 | 0 | 0 | 0 | 0 | 0 | 1147.235 | 0 | 0 | 0 | 0.0042 | 0 | 0.00057666 | 0.00057666 | 770.4601 | 0 | 0 | 0 | 0.0042 | 0 | 0.00057666 | 0.00057666 | 1174.3459 | 0 | 0 | 0 | 0.0042 | 0 | 0 | 0.00057666 | 0.00057666 | 1100.4898
07/30 11:00:00 | 86 | 30 | 0% | 1.7283 | 64057.4811 | 0.96189 | 3.4628 | 4.9546 | 4.4591 | 0 | 0 | 0 | 385.5755 | 1.7283 | 64057.4811 | 0.96189 | 3.7514 | 5.3675 | 4.5624 | 0 | 0 | 0 | 376.8547 | 0 | 0 | 0 | 0 | 0 | 0 | 0 | 759.346 | 0 | 0 | 0 | 0 | 0 | 0 | 0 | 1236.3929 | 0 | 0 | 0 | 0 | 0 | 0 | 0 | 0 | 1147.235 | 0 | 0 | 0 | 0.0042 | 0 | 0.00057666 | 0.00057666 | 770.4607 | 0 | 0 | 0 | 0.0042 | 0 | 0.00057666 | 0.00057666 | 1174.3465 | 0 | 0 | 0 | 0.0042 | 0 | 0 | 0.00057666 | 0.00057666 | 1100.4904
07/30 12:00:00 | 89.06 | 31.7 | 0% | 1.7914 | 66397.3365 | 0.92764 | 3.3395 | 5.0446 | 4.5401 | 0 | 0 | 0 | 385.5755 | 1.7914 | 66397.3365 | 0.92764 | 3.6178 | 5.4649 | 4.6452 | 0 | 0 | 0 | 376.8547 | 0 | 0 | 0 | 0 | 0 | 0 | 0 | 759.346 | 0 | 0 | 0 | 0 | 0 | 0 | 0 | 1236.3929 | 0 | 0 | 0 | 0 | 0 | 0 | 0 | 0 | 1147.235 | 0 | 0 | 0 | 0.0042 | 0 | 0.00057666 | 0.00057666 | 770.4612 | 0 | 0 | 0 | 0.0042 | 0 | 0.00057666 | 0.00057666 | 1174.347 | 0 | 0 | 0 | 0.0042 | 0 | 0 | 0.00057666 | 0.00057666 | 1100.491
07/30 13:00:00 | 89.06 | 31.7 | 0% | 1.7914 | 66397.3365 | 0.92764 | 3.3395 | 5.0446 | 4.5401 | 0 | 0 | 0 | 385.5755 | 1.7914 | 66397.3365 | 0.92764 | 3.6178 | 5.4649 | 4.6452 | 0 | 0 | 0 | 376.8547 | 0 | 0 | 0 | 0 | 0 | 0 | 0 | 759.346 | 0 | 0 | 0 | 0 | 0 | 0 | 0 | 1236.3929 | 0 | 0 | 0 | 0 | 0 | 0 | 0 | 0 | 1147.235 | 0 | 0 | 0 | 0.0042 | 0 | 0.00057666 | 0.00057666 | 770.4618 | 0 | 0 | 0 | 0.0042 | 0 | 0.00057666 | 0.00057666 | 1174.3476 | 0 | 0 | 0 | 0.0042 | 0 | 0 | 0.00057666 | 0.00057666 | 1100.4915
07/30 14:00:00 | 91.04 | 32.8 | 0% | 1.8329 | 67933.2195 | 0.90486 | 3.2575 | 5.1042 | 4.5938 | 0 | 0 | 0 | 385.5755 | 1.8329 | 67933.2195 | 0.90486 | 3.529 | 5.5296 | 4.7002 | 0 | 0 | 0 | 376.8547 | 0 | 0 | 0 | 0 | 0 | 0 | 0 | 759.346 | 0 | 0 | 0 | 0 | 0 | 0 | 0 | 1236.3929 | 0 | 0 | 0 | 0 | 0 | 0 | 0 | 0 | 1147.235 | 0 | 0 | 0 | 0.0042 | 0 | 0.00057666 | 0.00057666 | 770.4624 | 0 | 0 | 0 | 0.0042 | 0 | 0.00057666 | 0.00057666 | 1174.3482 | 0 | 0 | 0 | 0.0042 | 0 | 0 | 0.00057666 | 0.00057666 | 1100.4921
07/30 15:00:00 | 89.06 | 31.7 | 0% | 1.7914 | 66397.3365 | 0.92764 | 3.3395 | 5.0446 | 4.5401 | 0 | 0 | 0 | 385.5755 | 1.7914 | 66397.3365 | 0.92764 | 3.6178 | 5.4649 | 4.6452 | 0 | 0 | 0 | 376.8547 | 0 | 0 | 0 | 0 | 0 | 0 | 0 | 759.346 | 0 | 0 | 0 | 0 | 0 | 0 | 0 | 1236.3929 | 0 | 0 | 0 | 0 | 0 | 0 | 0 | 0 | 1147.235 | 0 | 0 | 0 | 0.0042 | 0 | 0.00057666 | 0.00057666 | 770.463 | 0 | 0 | 0 | 0.0042 | 0 | 0.00057666 | 0.00057666 | 1174.3488 | 0 | 0 | 0 | 0.0042 | 0 | 0 | 0.00057666 | 0.00057666 | 1100.4927
07/30 16:00:00 | 87.98 | 31.1 | 0% | 1.769 | 65566.8211 | 0.93988 | 3.3836 | 5.0125 | 4.5113 | 0 | 0 | 0 | 385.5755 | 1.769 | 65566.8211 | 0.93988 | 3.6655 | 5.4302 | 4.6157 | 0 | 0 | 0 | 376.8547 | 0 | 0 | 0 | 0 | 0 | 0 | 0 | 759.346 | 0 | 0 | 0 | 0 | 0 | 0 | 0 | 1236.3929 | 0 | 0 | 0 | 0 | 0 | 0 | 0 | 0 | 1147.235 | 0 | 0 | 0 | 0.0042 | 0 | 0.00057666 | 0.00057666 | 770.4635 | 0 | 0 | 0 | 0.0042 | 0 | 0.00057666 | 0.00057666 | 1174.3493 | 0 | 0 | 0 | 0.0042 | 0 | 0 | 0.00057666 | 0.00057666 | 1100.4933
07/30 17:00:00 | 78.8 | 26 | 0% | 1.5841 | 58713.7522 | 1.0348 | 3.7253 | 4.7525 | 4.2772 | 0 | 0 | 0 | 385.5755 | 1.5841 | 58713.7522 | 1.0348 | 4.0358 | 5.1485 | 4.3762 | 0 | 0 | 0 | 376.8547 | 0 | 0 | 0 | 0 | 0 | 0 | 0 | 759.346 | 0 | 0 | 0 | 0 | 0 | 0 | 0 | 1236.3929 | 0 | 0 | 0 | 0 | 0 | 0 | 0 | 0 | 1147.235 | 0 | 0 | 0 | 0.0042 | 0 | 0.00057666 | 0.00057666 | 770.4641 | 0 | 0 | 0 | 0.0042 | 0 | 0.00057666 | 0.00057666 | 1174.3499 | 0 | 0 | 0 | 0.0042 | 0 | 0 | 0.00057666 | 0.00057666 | 1100.4938
07/30 18:00:00 | 77 | 25 | 0% | 1.5491 | 57413.3053 | 1.0507 | 3.7824 | 4.7036 | 4.2332 | 0 | 0 | 0 | 385.5755 | 1.5491 | 57413.3053 | 1.0507 | 4.0976 | 5.0956 | 4.3312 | 0 | 0 | 0 | 376.8547 | 0 | 0 | 0 | 0 | 0 | 0 | 0 | 759.346 | 0 | 0 | 0 | 0 | 0 | 0 | 0 | 1236.3929 | 0 | 0 | 0 | 0 | 0 | 0 | 0 | 0 | 1147.235 | 0 | 0 | 0 | 0.0042 | 0 | 0.00057666 | 0.00057666 | 770.4647 | 0 | 0 | 0 | 0.0042 | 0 | 0.00057666 | 0.00057666 | 1174.3505 | 0 | 0 | 0 | 0.0042 | 0 | 0 | 0.00057666 | 0.00057666 | 1100.4944
07/30 19:00:00 | 77 | 25 | 0% | 1.5491 | 57413.3053 | 1.0507 | 3.7824 | 4.7036 | 4.2332 | 0 | 0 | 0 | 385.5755 | 1.5491 | 57413.3053 | 1.0507 | 4.0976 | 5.0956 | 4.3312 | 0 | 0 | 0 | 376.8547 | 0 | 0 | 0 | 0 | 0 | 0 | 0 | 759.346 | 0 | 0 | 0 | 0 | 0 | 0 | 0 | 1236.3929 | 0 | 0 | 0 | 0 | 0 | 0 | 0 | 0 | 1147.235 | 0 | 0 | 0 | 0.0042 | 0 | 0.00057666 | 0.00057666 | 770.4653 | 0 | 0 | 0 | 0.0042 | 0 | 0.00057666 | 0.00057666 | 1174.3511 | 0 | 0 | 0 | 0.0042 | 0 | 0 | 0.00057666 | 0.00057666 | 1100.495
07/30 20:00:00 | 75.92 | 24.4 | 0% | 1.5282 | 56639.8504 | 1.0596 | 3.8146 | 4.6745 | 4.2071 | 0 | 0 | 0 | 385.5755 | 1.5282 | 56639.8504 | 1.0596 | 4.1325 | 5.0641 | 4.3044 | 0 | 0 | 0 | 376.8547 | 0 | 0 | 0 | 0 | 0 | 0 | 0 | 759.346 | 0 | 0 | 0 | 0 | 0 | 0 | 0 | 1236.3929 | 0 | 0 | 0 | 0 | 0 | 0 | 0 | 0 | 1147.235 | 0 | 0 | 0 | 0.0042 | 0 | 0.00057666 | 0.00057666 | 770.4658 | 0 | 0 | 0 | 0.0042 | 0 | 0.00057666 | 0.00057666 | 1174.3516 | 0 | 0 | 0 | 0.0042 | 0 | 0 | 0.00057666 | 0.00057666 | 1100.4956
07/30 21:00:00 | 75.02 | 23.9 | 0% | 1.5109 | 55999.208 | 1.0667 | 3.8401 | 4.6504 | 4.1853 | 0 | 0 | 0 | 385.5755 | 1.5109 | 55999.208 | 1.0667 | 4.1602 | 5.0379 | 4.2822 | 0 | 0 | 0 | 376.8547 | 0 | 0 | 0 | 0 | 0 | 0 | 0 | 759.346 | 0 | 0 | 0 | 0 | 0 | 0 | 0 | 1236.3929 | 0 | 0 | 0 | 0 | 0 | 0 | 0 | 0 | 1147.235 | 0 | 0 | 0 | 0.0042 | 0 | 0.00057666 | 0.00057666 | 770.4664 | 0 | 0 | 0 | 0.0042 | 0 | 0.00057666 | 0.00057666 | 1174.3522 | 0 | 0 | 0 | 0.0042 | 0 | 0 | 0.00057666 | 0.00057666 | 1100.4961
07/30 22:00:00 | 73.94 | 23.3 | 0% | 1.4903 | 55235.1212 | 1.0748 | 3.8692 | 4.6215 | 4.1594 | 0 | 0 | 0 | 385.5755 | 1.4903 | 55235.1212 | 1.0748 | 4.1916 | 5.0067 | 4.2557 | 0 | 0 | 0 | 376.8547 | 0 | 0 | 0 | 0 | 0 | 0 | 0 | 759.346 | 0 | 0 | 0 | 0 | 0 | 0 | 0 | 1236.3929 | 0 | 0 | 0 | 0 | 0 | 0 | 0 | 0 | 1147.235 | 0 | 0 | 0 | 0.0042 | 0 | 0.00057666 | 0.00057666 | 770.467 | 0 | 0 | 0 | 0.0042 | 0 | 0.00057666 | 0.00057666 | 1174.3528 | 0 | 0 | 0 | 0.0042 | 0 | 0 | 0.00057666 | 0.00057666 | 1100.4967
07/30 23:00:00 | 73.04 | 22.8 | 0% | 1.4732 | 54602.2855 | 1.0811 | 3.892 | 4.5976 | 4.1378 | 0 | 0 | 0 | 385.5755 | 1.4732 | 54602.2855 | 1.0811 | 4.2164 | 4.9807 | 4.2336 | 0 | 0 | 0 | 376.8547 | 0 | 0 | 0 | 0 | 0 | 0 | 0 | 759.346 | 0 | 0 | 0 | 0 | 0 | 0 | 0 | 1236.3929 | 0 | 0 | 0 | 0 | 0 | 0 | 0 | 0 | 1147.235 | 0 | 0 | 0 | 0.0042 | 0 | 0.00057666 | 0.00057666 | 770.4676 | 0 | 0 | 0 | 0.0042 | 0 | 0.00057666 | 0.00057666 | 1174.3534 | 0 | 0 | 0 | 0.0042 | 0 | 0 | 0.00057666 | 0.00057666 | 1100.4973
07/30 24:00:00 | 71.96 | 22.2 | 0% | 1.4528 | 53847.5669 | 1.0882 | 3.9177 | 4.5689 | 4.112 | 0 | 0 | 0 | 385.5755 | 1.4528 | 53847.5669 | 1.0882 | 4.2442 | 4.9496 | 4.2072 | 0 | 0 | 0 | 376.8547 | 0 | 0 | 0 | 0 | 0 | 0 | 0 | 759.346 | 0 | 0 | 0 | 0 | 0 | 0 | 0 | 1236.3929 | 0 | 0 | 0 | 0 | 0 | 0 | 0 | 0 | 1147.235 | 0 | 0 | 0 | 0.0042 | 0 | 0.00057666 | 0.00057666 | 770.4681 | 0 | 0 | 0 | 0.0042 | 0 | 0.00057666 | 0.00057666 | 1174.3539 | 0 | 0 | 0 | 0.0042 | 0 | 0 | 0.00057666 | 0.00057666 | 1100.4979
07/31 01:00:00 | 71.96 | 22.2 | 0% | 1.4528 | 53847.5669 | 1.0882 | 3.9177 | 4.5689 | 4.112 | 0 | 0 | 0 | 385.5755 | 1.4528 | 53847.5669 | 1.0882 | 4.2442 | 4.9496 | 4.2072 | 0 | 0 | 0 | 376.8547 | 0 | 0 | 0 | 0 | 0 | 0 | 0 | 759.346 | 0 | 0 | 0 | 0 | 0 | 0 | 0 | 1236.3929 | 0 | 0 | 0 | 0 | 0 | 0 | 0 | 0 | 1147.235 | 0 | 0 | 0 | 0.0042 | 0 | 0.00057666 | 0.00057666 | 770.4687 | 0 | 0 | 0 | 0.0042 | 0 | 0.00057666 | 0.00057666 | 1174.3545 | 0 | 0 | 0 | 0.0042 | 0 | 0 | 0.00057666 | 0.00057666 | 1100.4984
07/31 02:00:00 | 73.04 | 22.8 | 0% | 1.4732 | 54602.2855 | 1.0811 | 3.892 | 4.5976 | 4.1378 | 0 | 0 | 0 | 385.5755 | 1.4732 | 54602.2855 | 1.0811 | 4.2164 | 4.9807 | 4.2336 | 0 | 0 | 0 | 376.8547 | 0 | 0 | 0 | 0 | 0 | 0 | 0 | 759.346 | 0 | 0 | 0 | 0 | 0 | 0 | 0 | 1236.3929 | 0 | 0 | 0 | 0 | 0 | 0 | 0 | 0 | 1147.235 | 0 | 0 | 0 | 0.0042 | 0 | 0.00057666 | 0.00057666 | 770.4693 | 0 | 0 | 0 | 0.0042 | 0 | 0.00057666 | 0.00057666 | 1174.3551 | 0 | 0 | 0 | 0.0042 | 0 | 0 | 0.00057666 | 0.00057666 | 1100.499
07/31 03:00:00 | 73.04 | 22.8 | 0% | 1.4732 | 54602.2855 | 1.0811 | 3.892 | 4.5976 | 4.1378 | 0 | 0 | 0 | 385.5755 | 1.4732 | 54602.2855 | 1.0811 | 4.2164 | 4.9807 | 4.2336 | 0 | 0 | 0 | 376.8547 | 0 | 0 | 0 | 0 | 0 | 0 | 0 | 759.346 | 0 | 0 | 0 | 0 | 0 | 0 | 0 | 1236.3929 | 0 | 0 | 0 | 0 | 0 | 0 | 0 | 0 | 1147.235 | 0 | 0 | 0 | 0.0042 | 0 | 0.00057666 | 0.00057666 | 770.4699 | 0 | 0 | 0 | 0.0042 | 0 | 0.00057666 | 0.00057666 | 1174.3557 | 0 | 0 | 0 | 0.0042 | 0 | 0 | 0.00057666 | 0.00057666 | 1100.4996
07/31 04:00:00 | 73.04 | 22.8 | 0% | 1.4732 | 54602.2855 | 1.0811 | 3.892 | 4.5976 | 4.1378 | 0 | 0 | 0 | 385.5755 | 1.4732 | 54602.2855 | 1.0811 | 4.2164 | 4.9807 | 4.2336 | 0 | 0 | 0 | 376.8547 | 0 | 0 | 0 | 0 | 0 | 0 | 0 | 759.346 | 0 | 0 | 0 | 0 | 0 | 0 | 0 | 1236.3929 | 0 | 0 | 0 | 0 | 0 | 0 | 0 | 0 | 1147.235 | 0 | 0 | 0 | 0.0042 | 0 | 0.00057666 | 0.00057666 | 770.4705 | 0 | 0 | 0 | 0.0042 | 0 | 0.00057666 | 0.00057666 | 1174.3563 | 0 | 0 | 0 | 0.0042 | 0 | 0 | 0.00057666 | 0.00057666 | 1100.5002
07/31 05:00:00 | 73.04 | 22.8 | 0% | 1.4732 | 54602.2855 | 1.0811 | 3.892 | 4.5976 | 4.1378 | 0 | 0 | 0 | 385.5755 | 1.4732 | 54602.2855 | 1.0811 | 4.2164 | 4.9807 | 4.2336 | 0 | 0 | 0 | 376.8547 | 0 | 0 | 0 | 0 | 0 | 0 | 0 | 759.346 | 0 | 0 | 0 | 0 | 0 | 0 | 0 | 1236.3929 | 0 | 0 | 0 | 0 | 0 | 0 | 0 | 0 | 1147.235 | 0 | 0 | 0 | 0.0042 | 0 | 0.00057666 | 0.00057666 | 770.471 | 0 | 0 | 0 | 0.0042 | 0 | 0.00057666 | 0.00057666 | 1174.3568 | 0 | 0 | 0 | 0.0042 | 0 | 0 | 0.00057666 | 0.00057666 | 1100.5008
07/31 06:00:00 | 73.94 | 23.3 | 0% | 1.4903 | 55235.1212 | 1.0748 | 3.8692 | 4.6215 | 4.1594 | 0 | 0 | 0 | 385.5755 | 1.4903 | 55235.1212 | 1.0748 | 4.1916 | 5.0067 | 4.2557 | 0 | 0 | 0 | 376.8547 | 0 | 0 | 0 | 0 | 0 | 0 | 0 | 759.346 | 0 | 0 | 0 | 0 | 0 | 0 | 0 | 1236.3929 | 0 | 0 | 0 | 0 | 0 | 0 | 0 | 0 | 1147.235 | 0 | 0 | 0 | 0.0042 | 0 | 0.00057666 | 0.00057666 | 770.4716 | 0 | 0 | 0 | 0.0042 | 0 | 0.00057666 | 0.00057666 | 1174.3574 | 0 | 0 | 0 | 0.0042 | 0 | 0 | 0.00057666 | 0.00057666 | 1100.5013
07/31 07:00:00 | 75.02 | 23.9 | 0% | 1.5109 | 55999.208 | 1.0667 | 3.8401 | 4.6504 | 4.1853 | 0 | 0 | 0 | 385.5755 | 1.5109 | 55999.208 | 1.0667 | 4.1602 | 5.0379 | 4.2822 | 0 | 0 | 0 | 376.8547 | 0 | 0 | 0 | 0 | 0 | 0 | 0 | 759.346 | 0 | 0 | 0 | 0 | 0 | 0 | 0 | 1236.3929 | 0 | 0 | 0 | 0 | 0 | 0 | 0 | 0 | 1147.235 | 0 | 0 | 0 | 0.0042 | 0 | 0.00057666 | 0.00057666 | 770.4722 | 0 | 0 | 0 | 0.0042 | 0 | 0.00057666 | 0.00057666 | 1174.358 | 0 | 0 | 0 | 0.0042 | 0 | 0 | 0.00057666 | 0.00057666 | 1100.5019
07/31 08:00:00 | 77 | 25 | 0% | 1.5491 | 57413.3053 | 1.0507 | 3.7824 | 4.7036 | 4.2332 | 0 | 0 | 0 | 385.5755 | 1.5491 | 57413.3053 | 1.0507 | 4.0976 | 5.0956 | 4.3312 | 0 | 0 | 0 | 376.8547 | 0 | 0 | 0 | 0 | 0 | 0 | 0 | 759.346 | 0 | 0 | 0 | 0 | 0 | 0 | 0 | 1236.3929 | 0 | 0 | 0 | 0 | 0 | 0 | 0 | 0 | 1147.235 | 0 | 0 | 0 | 0.0042 | 0 | 0.00057666 | 0.00057666 | 770.4728 | 0 | 0 | 0 | 0.0042 | 0 | 0.00057666 | 0.00057666 | 1174.3586 | 0 | 0 | 0 | 0.0042 | 0 | 0 | 0.00057666 | 0.00057666 | 1100.5025
07/31 09:00:00 | 78.08 | 25.6 | 0% | 1.5701 | 58191.8702 | 1.0413 | 3.7487 | 4.7329 | 4.2596 | 0 | 0 | 0 | 385.5755 | 1.5701 | 58191.8702 | 1.0413 | 4.0611 | 5.1273 | 4.3582 | 0 | 0 | 0 | 376.8547 | 0 | 0 | 0 | 0 | 0 | 0 | 0 | 759.346 | 0 | 0 | 0 | 0 | 0 | 0 | 0 | 1236.3929 | 0 | 0 | 0 | 0 | 0 | 0 | 0 | 0 | 1147.235 | 0 | 0 | 0 | 0.0042 | 0 | 0.00057666 | 0.00057666 | 770.4733 | 0 | 0 | 0 | 0.0042 | 0 | 0.00057666 | 0.00057666 | 1174.3591 | 0 | 0 | 0 | 0.0042 | 0 | 0 | 0.00057666 | 0.00057666 | 1100.5031
07/31 10:00:00 | 78.08 | 25.6 | 0% | 1.5701 | 58191.8702 | 1.0413 | 3.7487 | 4.7329 | 4.2596 | 0 | 0 | 0 | 385.5755 | 1.5701 | 58191.8702 | 1.0413 | 4.0611 | 5.1273 | 4.3582 | 0 | 0 | 0 | 376.8547 | 0 | 0 | 0 | 0 | 0 | 0 | 0 | 759.346 | 0 | 0 | 0 | 0 | 0 | 0 | 0 | 1236.3929 | 0 | 0 | 0 | 0 | 0 | 0 | 0 | 0 | 1147.235 | 0 | 0 | 0 | 0.0042 | 0 | 0.00057666 | 0.00057666 | 770.4739 | 0 | 0 | 0 | 0.0042 | 0 | 0.00057666 | 0.00057666 | 1174.3597 | 0 | 0 | 0 | 0.0042 | 0 | 0 | 0.00057666 | 0.00057666 | 1100.5036
07/31 11:00:00 | 78.98 | 26.1 | 0% | 1.5877 | 58844.5776 | 1.0332 | 3.7194 | 4.7574 | 4.2816 | 0 | 0 | 0 | 385.5755 | 1.5877 | 58844.5776 | 1.0332 | 4.0294 | 5.1538 | 4.3808 | 0 | 0 | 0 | 376.8547 | 0 | 0 | 0 | 0 | 0 | 0 | 0 | 759.346 | 0 | 0 | 0 | 0 | 0 | 0 | 0 | 1236.3929 | 0 | 0 | 0 | 0 | 0 | 0 | 0 | 0 | 1147.235 | 0 | 0 | 0 | 0.0042 | 0 | 0.00057666 | 0.00057666 | 770.4745 | 0 | 0 | 0 | 0.0042 | 0 | 0.00057666 | 0.00057666 | 1174.3603 | 0 | 0 | 0 | 0.0042 | 0 | 0 | 0.00057666 | 0.00057666 | 1100.5042
07/31 12:00:00 | 78.08 | 25.6 | 0% | 1.5701 | 58191.8702 | 1.0413 | 3.7487 | 4.7329 | 4.2596 | 0 | 0 | 0 | 385.5755 | 1.5701 | 58191.8702 | 1.0413 | 4.0611 | 5.1273 | 4.3582 | 0 | 0 | 0 | 376.8547 | 0 | 0 | 0 | 0 | 0 | 0 | 0 | 759.346 | 0 | 0 | 0 | 0 | 0 | 0 | 0 | 1236.3929 | 0 | 0 | 0 | 0 | 0 | 0 | 0 | 0 | 1147.235 | 0 | 0 | 0 | 0.0042 | 0 | 0.00057666 | 0.00057666 | 770.4751 | 0 | 0 | 0 | 0.0042 | 0 | 0.00057666 | 0.00057666 | 1174.3609 | 0 | 0 | 0 | 0.0042 | 0 | 0 | 0.00057666 | 0.00057666 | 1100.5048
07/31 13:00:00 | 78.08 | 25.6 | 0% | 1.5701 | 58191.8702 | 1.0413 | 3.7487 | 4.7329 | 4.2596 | 0 | 0 | 0 | 385.5755 | 1.5701 | 58191.8702 | 1.0413 | 4.0611 | 5.1273 | 4.3582 | 0 | 0 | 0 | 376.8547 | 0 | 0 | 0 | 0 | 0 | 0 | 0 | 759.346 | 0 | 0 | 0 | 0 | 0 | 0 | 0 | 1236.3929 | 0 | 0 | 0 | 0 | 0 | 0 | 0 | 0 | 1147.235 | 0 | 0 | 0 | 0.0042 | 0 | 0.00057666 | 0.00057666 | 770.4756 | 0 | 0 | 0 | 0.0042 | 0 | 0.00057666 | 0.00057666 | 1174.3614 | 0 | 0 | 0 | 0.0042 | 0 | 0 | 0.00057666 | 0.00057666 | 1100.5054
07/31 14:00:00 | 73.94 | 23.3 | 0% | 1.4903 | 55235.1212 | 1.0748 | 3.8692 | 4.6215 | 4.1594 | 0 | 0 | 0 | 385.5755 | 1.4903 | 55235.1212 | 1.0748 | 4.1916 | 5.0067 | 4.2557 | 0 | 0 | 0 | 376.8547 | 0 | 0 | 0 | 0 | 0 | 0 | 0 | 759.346 | 0 | 0 | 0 | 0 | 0 | 0 | 0 | 1236.3929 | 0 | 0 | 0 | 0 | 0 | 0 | 0 | 0 | 1147.235 | 0 | 0 | 0 | 0.0042 | 0 | 0.00057666 | 0.00057666 | 770.4762 | 0 | 0 | 0 | 0.0042 | 0 | 0.00057666 | 0.00057666 | 1174.362 | 0 | 0 | 0 | 0.0042 | 0 | 0 | 0.00057666 | 0.00057666 | 1100.5059
07/31 15:00:00 | 73.94 | 23.3 | 0% | 1.4903 | 55235.1212 | 1.0748 | 3.8692 | 4.6215 | 4.1594 | 0 | 0 | 0 | 385.5755 | 1.4903 | 55235.1212 | 1.0748 | 4.1916 | 5.0067 | 4.2557 | 0 | 0 | 0 | 376.8547 | 0 | 0 | 0 | 0 | 0 | 0 | 0 | 759.346 | 0 | 0 | 0 | 0 | 0 | 0 | 0 | 1236.3929 | 0 | 0 | 0 | 0 | 0 | 0 | 0 | 0 | 1147.235 | 0 | 0 | 0 | 0.0042 | 0 | 0.00057666 | 0.00057666 | 770.4768 | 0 | 0 | 0 | 0.0042 | 0 | 0.00057666 | 0.00057666 | 1174.3626 | 0 | 0 | 0 | 0.0042 | 0 | 0 | 0.00057666 | 0.00057666 | 1100.5065
07/31 16:00:00 | 73.94 | 23.3 | 0% | 1.4903 | 55235.1212 | 1.0748 | 3.8692 | 4.6215 | 4.1594 | 0 | 0 | 0 | 385.5755 | 1.4903 | 55235.1212 | 1.0748 | 4.1916 | 5.0067 | 4.2557 | 0 | 0 | 0 | 376.8547 | 0 | 0 | 0 | 0 | 0 | 0 | 0 | 759.346 | 0 | 0 | 0 | 0 | 0 | 0 | 0 | 1236.3929 | 0 | 0 | 0 | 0 | 0 | 0 | 0 | 0 | 1147.235 | 0 | 0 | 0 | 0.0042 | 0 | 0.00057666 | 0.00057666 | 770.4774 | 0 | 0 | 0 | 0.0042 | 0 | 0.00057666 | 0.00057666 | 1174.3632 | 0 | 0 | 0 | 0.0042 | 0 | 0 | 0.00057666 | 0.00057666 | 1100.5071
07/31 17:00:00 | 73.04 | 22.8 | 0% | 1.4732 | 54602.2855 | 1.0811 | 3.892 | 4.5976 | 4.1378 | 0 | 0 | 0 | 385.5755 | 1.4732 | 54602.2855 | 1.0811 | 4.2164 | 4.9807 | 4.2336 | 0 | 0 | 0 | 376.8547 | 0 | 0 | 0 | 0 | 0 | 0 | 0 | 759.346 | 0 | 0 | 0 | 0 | 0 | 0 | 0 | 1236.3929 | 0 | 0 | 0 | 0 | 0 | 0 | 0 | 0 | 1147.235 | 0 | 0 | 0 | 0.0042 | 0 | 0.00057666 | 0.00057666 | 770.478 | 0 | 0 | 0 | 0.0042 | 0 | 0.00057666 | 0.00057666 | 1174.3638 | 0 | 0 | 0 | 0.0042 | 0 | 0 | 0.00057666 | 0.00057666 | 1100.5077
07/31 18:00:00 | 73.04 | 22.8 | 0% | 1.4732 | 54602.2855 | 1.0811 | 3.892 | 4.5976 | 4.1378 | 0 | 0 | 0 | 385.5755 | 1.4732 | 54602.2855 | 1.0811 | 4.2164 | 4.9807 | 4.2336 | 0 | 0 | 0 | 376.8547 | 0 | 0 | 0 | 0 | 0 | 0 | 0 | 759.346 | 0 | 0 | 0 | 0 | 0 | 0 | 0 | 1236.3929 | 0 | 0 | 0 | 0 | 0 | 0 | 0 | 0 | 1147.235 | 0 | 0 | 0 | 0.0042 | 0 | 0.00057666 | 0.00057666 | 770.4785 | 0 | 0 | 0 | 0.0042 | 0 | 0.00057666 | 0.00057666 | 1174.3643 | 0 | 0 | 0 | 0.0042 | 0 | 0 | 0.00057666 | 0.00057666 | 1100.5083
07/31 19:00:00 | 71.42 | 21.9 | 0% | 1.4427 | 53472.1237 | 1.0916 | 3.9298 | 4.5545 | 4.0991 | 0 | 0 | 0 | 385.5755 | 1.4427 | 53472.1237 | 1.0916 | 4.2573 | 4.9341 | 4.194 | 0 | 0 | 0 | 376.8547 | 0 | 0 | 0 | 0 | 0 | 0 | 0 | 759.346 | 0 | 0 | 0 | 0 | 0 | 0 | 0 | 1236.3929 | 0 | 0 | 0 | 0 | 0 | 0 | 0 | 0 | 1147.235 | 0 | 0 | 0 | 0.0042 | 0 | 0.00057666 | 0.00057666 | 770.4791 | 0 | 0 | 0 | 0.0042 | 0 | 0.00057666 | 0.00057666 | 1174.3649 | 0 | 0 | 0 | 0.0042 | 0 | 0 | 0.00057666 | 0.00057666 | 1100.5088
07/31 20:00:00 | 70.88 | 21.6 | 0% | 1.4326 | 53097.9581 | 1.0948 | 3.9414 | 4.5402 | 4.0862 | 0 | 0 | 0 | 385.5755 | 1.4326 | 53097.9581 | 1.0948 | 4.2698 | 4.9186 | 4.1808 | 0 | 0 | 0 | 376.8547 | 0 | 0 | 0 | 0 | 0 | 0 | 0 | 759.346 | 0 | 0 | 0 | 0 | 0 | 0 | 0 | 1236.3929 | 0 | 0 | 0 | 0 | 0 | 0 | 0 | 0 | 1147.235 | 0 | 0 | 0 | 0.0042 | 0 | 0.00057666 | 0.00057666 | 770.4797 | 0 | 0 | 0 | 0.0042 | 0 | 0.00057666 | 0.00057666 | 1174.3655 | 0 | 0 | 0 | 0.0042 | 0 | 0 | 0.00057666 | 0.00057666 | 1100.5094
07/31 21:00:00 | 70.88 | 21.6 | 0% | 1.4326 | 53097.9581 | 1.0948 | 3.9414 | 4.5402 | 4.0862 | 0 | 0 | 0 | 385.5755 | 1.4326 | 53097.9581 | 1.0948 | 4.2698 | 4.9186 | 4.1808 | 0 | 0 | 0 | 376.8547 | 0 | 0 | 0 | 0 | 0 | 0 | 0 | 759.346 | 0 | 0 | 0 | 0 | 0 | 0 | 0 | 1236.3929 | 0 | 0 | 0 | 0 | 0 | 0 | 0 | 0 | 1147.235 | 0 | 0 | 0 | 0.0042 | 0 | 0.00057666 | 0.00057666 | 770.4803 | 0 | 0 | 0 | 0.0042 | 0 | 0.00057666 | 0.00057666 | 1174.3661 | 0 | 0 | 0 | 0.0042 | 0 | 0 | 0.00057666 | 0.00057666 | 1100.51
07/31 22:00:00 | 70.7 | 21.5 | 0% | 1.4293 | 52973.5201 | 1.0959 | 3.9451 | 4.5354 | 4.0819 | 0 | 0 | 0 | 385.5755 | 1.4293 | 52973.5201 | 1.0959 | 4.2739 | 4.9134 | 4.1764 | 0 | 0 | 0 | 376.8547 | 0 | 0 | 0 | 0 | 0 | 0 | 0 | 759.346 | 0 | 0 | 0 | 0 | 0 | 0 | 0 | 1236.3929 | 0 | 0 | 0 | 0 | 0 | 0 | 0 | 0 | 1147.235 | 0 | 0 | 0 | 0.0042 | 0 | 0.00057666 | 0.00057666 | 770.4808 | 0 | 0 | 0 | 0.0042 | 0 | 0.00057666 | 0.00057666 | 1174.3666 | 0 | 0 | 0 | 0.0042 | 0 | 0 | 0.00057666 | 0.00057666 | 1100.5106
07/31 23:00:00 | 70.34 | 21.3 | 0% | 1.4226 | 52725.0699 | 1.0979 | 3.9524 | 4.5259 | 4.0733 | 0 | 0 | 0 | 385.5755 | 1.4226 | 52725.0699 | 1.0979 | 4.2818 | 4.9031 | 4.1676 | 0 | 0 | 0 | 376.8547 | 0 | 0 | 0 | 0 | 0 | 0 | 0 | 759.346 | 0 | 0 | 0 | 0 | 0 | 0 | 0 | 1236.3929 | 0 | 0 | 0 | 0 | 0 | 0 | 0 | 0 | 1147.235 | 0 | 0 | 0 | 0.0042 | 0 | 0.00057666 | 0.00057666 | 770.4814 | 0 | 0 | 0 | 0.0042 | 0 | 0.00057666 | 0.00057666 | 1174.3672 | 0 | 0 | 0 | 0.0042 | 0 | 0 | 0.00057666 | 0.00057666 | 1100.5111
07/31 24:00:00 | 70.7 | 21.5 | 0% | 1.4293 | 52973.5201 | 1.0959 | 3.9451 | 4.5354 | 4.0819 | 0 | 0 | 0 | 385.5755 | 1.4293 | 52973.5201 | 1.0959 | 4.2739 | 4.9134 | 4.1764 | 0 | 0 | 0 | 376.8547 | 0 | 0 | 0 | 0 | 0 | 0 | 0 | 759.346 | 0 | 0 | 0 | 0 | 0 | 0 | 0 | 1236.3929 | 0 | 0 | 0 | 0 | 0 | 0 | 0 | 0 | 1147.235 | 0 | 0 | 0 | 0.0042 | 0 | 0.00057666 | 0.00057666 | 770.482 | 0 | 0 | 0 | 0.0042 | 0 | 0.00057666 | 0.00057666 | 1174.3678 | 0 | 0 | 0 | 0.0042 | 0 | 0 | 0.00057666 | 0.00057666 | 1100.5117
08/01 01:00:00 | 70.34 | 21.3 | 0% | 1.4226 | 52725.0699 | 1.0979 | 3.9524 | 4.5259 | 4.0733 | 0 | 0 | 0 | 385.5755 | 1.4226 | 52725.0699 | 1.0979 | 4.2818 | 4.9031 | 4.1676 | 0 | 0 | 0 | 376.8547 | 0 | 0 | 0 | 0 | 0 | 0 | 0 | 759.346 | 0 | 0 | 0 | 0 | 0 | 0 | 0 | 1236.3929 | 0 | 0 | 0 | 0 | 0 | 0 | 0 | 0 | 1147.235 | 0 | 0 | 0 | 0.0042 | 0 | 0.00057666 | 0.00057666 | 770.4826 | 0 | 0 | 0 | 0.0042 | 0 | 0.00057666 | 0.00057666 | 1174.3684 | 0 | 0 | 0 | 0.0042 | 0 | 0 | 0.00057666 | 0.00057666 | 1100.5123
08/01 02:00:00 | 70.7 | 21.5 | 0% | 1.4293 | 52973.5201 | 1.0959 | 3.9451 | 4.5354 | 4.0819 | 0 | 0 | 0 | 385.5755 | 1.4293 | 52973.5201 | 1.0959 | 4.2739 | 4.9134 | 4.1764 | 0 | 0 | 0 | 376.8547 | 0 | 0 | 0 | 0 | 0 | 0 | 0 | 759.346 | 0 | 0 | 0 | 0 | 0 | 0 | 0 | 1236.3929 | 0 | 0 | 0 | 0 | 0 | 0 | 0 | 0 | 1147.235 | 0 | 0 | 0 | 0.0042 | 0 | 0.00057666 | 0.00057666 | 770.4831 | 0 | 0 | 0 | 0.0042 | 0 | 0.00057666 | 0.00057666 | 1174.3689 | 0 | 0 | 0 | 0.0042 | 0 | 0 | 0.00057666 | 0.00057666 | 1100.5129
08/01 03:00:00 | 70.7 | 21.5 | 0% | 1.4293 | 52973.5201 | 1.0959 | 3.9451 | 4.5354 | 4.0819 | 0 | 0 | 0 | 385.5755 | 1.4293 | 52973.5201 | 1.0959 | 4.2739 | 4.9134 | 4.1764 | 0 | 0 | 0 | 376.8547 | 0 | 0 | 0 | 0 | 0 | 0 | 0 | 759.346 | 0 | 0 | 0 | 0 | 0 | 0 | 0 | 1236.3929 | 0 | 0 | 0 | 0 | 0 | 0 | 0 | 0 | 1147.235 | 0 | 0 | 0 | 0.0042 | 0 | 0.00057666 | 0.00057666 | 770.4837 | 0 | 0 | 0 | 0.0042 | 0 | 0.00057666 | 0.00057666 | 1174.3695 | 0 | 0 | 0 | 0.0042 | 0 | 0 | 0.00057666 | 0.00057666 | 1100.5134
08/01 04:00:00 | 70.16 | 21.2 | 0% | 1.4192 | 52601.0577 | 1.0989 | 3.956 | 4.5211 | 4.069 | 0 | 0 | 0 | 385.5755 | 1.4192 | 52601.0577 | 1.0989 | 4.2857 | 4.8979 | 4.1632 | 0 | 0 | 0 | 376.8547 | 0 | 0 | 0 | 0 | 0 | 0 | 0 | 759.346 | 0 | 0 | 0 | 0 | 0 | 0 | 0 | 1236.3929 | 0 | 0 | 0 | 0 | 0 | 0 | 0 | 0 | 1147.235 | 0 | 0 | 0 | 0.0042 | 0 | 0.00057666 | 0.00057666 | 770.4843 | 0 | 0 | 0 | 0.0042 | 0 | 0.00057666 | 0.00057666 | 1174.3701 | 0 | 0 | 0 | 0.0042 | 0 | 0 | 0.00057666 | 0.00057666 | 1100.514
08/01 05:00:00 | 70.16 | 21.2 | 0% | 1.4192 | 52601.0577 | 1.0989 | 3.956 | 4.5211 | 4.069 | 0 | 0 | 0 | 385.5755 | 1.4192 | 52601.0577 | 1.0989 | 4.2857 | 4.8979 | 4.1632 | 0 | 0 | 0 | 376.8547 | 0 | 0 | 0 | 0 | 0 | 0 | 0 | 759.346 | 0 | 0 | 0 | 0 | 0 | 0 | 0 | 1236.3929 | 0 | 0 | 0 | 0 | 0 | 0 | 0 | 0 | 1147.235 | 0 | 0 | 0 | 0.0042 | 0 | 0.00057666 | 0.00057666 | 770.4849 | 0 | 0 | 0 | 0.0042 | 0 | 0.00057666 | 0.00057666 | 1174.3707 | 0 | 0 | 0 | 0.0042 | 0 | 0 | 0.00057666 | 0.00057666 | 1100.5146
08/01 06:00:00 | 69.98 | 21.1 | 0% | 1.4159 | 52477.1875 | 1.0999 | 3.9595 | 4.5163 | 4.0647 | 0 | 0 | 0 | 385.5755 | 1.4159 | 52477.1875 | 1.0999 | 4.2895 | 4.8927 | 4.1588 | 0 | 0 | 0 | 376.8547 | 0 | 0 | 0 | 0 | 0 | 0 | 0 | 759.346 | 0 | 0 | 0 | 0 | 0 | 0 | 0 | 1236.3929 | 0 | 0 | 0 | 0 | 0 | 0 | 0 | 0 | 1147.235 | 0 | 0 | 0 | 0.0042 | 0 | 0.00057666 | 0.00057666 | 770.4854 | 0 | 0 | 0 | 0.0042 | 0 | 0.00057666 | 0.00057666 | 1174.3712 | 0 | 0 | 0 | 0.0042 | 0 | 0 | 0.00057666 | 0.00057666 | 1100.5152
08/01 07:00:00 | 69.98 | 21.1 | 0% | 1.4159 | 52477.1875 | 1.0999 | 3.9595 | 4.5163 | 4.0647 | 0 | 0 | 0 | 385.5755 | 1.4159 | 52477.1875 | 1.0999 | 4.2895 | 4.8927 | 4.1588 | 0 | 0 | 0 | 376.8547 | 0 | 0 | 0 | 0 | 0 | 0 | 0 | 759.346 | 0 | 0 | 0 | 0 | 0 | 0 | 0 | 1236.3929 | 0 | 0 | 0 | 0 | 0 | 0 | 0 | 0 | 1147.235 | 0 | 0 | 0 | 0.0042 | 0 | 0.00057666 | 0.00057666 | 770.486 | 0 | 0 | 0 | 0.0042 | 0 | 0.00057666 | 0.00057666 | 1174.3718 | 0 | 0 | 0 | 0.0042 | 0 | 0 | 0.00057666 | 0.00057666 | 1100.5157
08/01 08:00:00 | 69.98 | 21.1 | 0% | 1.4159 | 52477.1875 | 1.0999 | 3.9595 | 4.5163 | 4.0647 | 0 | 0 | 0 | 385.5755 | 1.4159 | 52477.1875 | 1.0999 | 4.2895 | 4.8927 | 4.1588 | 0 | 0 | 0 | 376.8547 | 0 | 0 | 0 | 0 | 0 | 0 | 0 | 759.346 | 0 | 0 | 0 | 0 | 0 | 0 | 0 | 1236.3929 | 0 | 0 | 0 | 0 | 0 | 0 | 0 | 0 | 1147.235 | 0 | 0 | 0 | 0.0042 | 0 | 0.00057666 | 0.00057666 | 770.4866 | 0 | 0 | 0 | 0.0042 | 0 | 0.00057666 | 0.00057666 | 1174.3724 | 0 | 0 | 0 | 0.0042 | 0 | 0 | 0.00057666 | 0.00057666 | 1100.5163
08/01 09:00:00 | 69.98 | 21.1 | 0% | 1.4159 | 52477.1875 | 1.0999 | 3.9595 | 4.5163 | 4.0647 | 0 | 0 | 0 | 385.5755 | 1.4159 | 52477.1875 | 1.0999 | 4.2895 | 4.8927 | 4.1588 | 0 | 0 | 0 | 376.8547 | 0 | 0 | 0 | 0 | 0 | 0 | 0 | 759.346 | 0 | 0 | 0 | 0 | 0 | 0 | 0 | 1236.3929 | 0 | 0 | 0 | 0 | 0 | 0 | 0 | 0 | 1147.235 | 0 | 0 | 0 | 0.0042 | 0 | 0.00057666 | 0.00057666 | 770.4872 | 0 | 0 | 0 | 0.0042 | 0 | 0.00057666 | 0.00057666 | 1174.373 | 0 | 0 | 0 | 0.0042 | 0 | 0 | 0.00057666 | 0.00057666 | 1100.5169
08/01 10:00:00 | 71.6 | 22 | 0% | 1.4461 | 53597.1295 | 1.0905 | 3.9258 | 4.5593 | 4.1034 | 0 | 0 | 0 | 385.5755 | 1.4461 | 53597.1295 | 1.0905 | 4.253 | 4.9393 | 4.1984 | 0 | 0 | 0 | 376.8547 | 0 | 0 | 0 | 0 | 0 | 0 | 0 | 759.346 | 0 | 0 | 0 | 0 | 0 | 0 | 0 | 1236.3929 | 0 | 0 | 0 | 0 | 0 | 0 | 0 | 0 | 1147.235 | 0 | 0 | 0 | 0.0042 | 0 | 0.00057666 | 0.00057666 | 770.4878 | 0 | 0 | 0 | 0.0042 | 0 | 0.00057666 | 0.00057666 | 1174.3736 | 0 | 0 | 0 | 0.0042 | 0 | 0 | 0.00057666 | 0.00057666 | 1100.5175
08/01 11:00:00 | 71.06 | 21.7 | 0% | 1.436 | 53222.538 | 1.0938 | 3.9376 | 4.545 | 4.0905 | 0 | 0 | 0 | 385.5755 | 1.436 | 53222.538 | 1.0938 | 4.2657 | 4.9237 | 4.1852 | 0 | 0 | 0 | 376.8547 | 0 | 0 | 0 | 0 | 0 | 0 | 0 | 759.346 | 0 | 0 | 0 | 0 | 0 | 0 | 0 | 1236.3929 | 0 | 0 | 0 | 0 | 0 | 0 | 0 | 0 | 1147.235 | 0 | 0 | 0 | 0.0042 | 0 | 0.00057666 | 0.00057666 | 770.4883 | 0 | 0 | 0 | 0.0042 | 0 | 0.00057666 | 0.00057666 | 1174.3741 | 0 | 0 | 0 | 0.0042 | 0 | 0 | 0.00057666 | 0.00057666 | 1100.5181
08/01 12:00:00 | 71.06 | 21.7 | 0% | 1.436 | 53222.538 | 1.0938 | 3.9376 | 4.545 | 4.0905 | 0 | 0 | 0 | 385.5755 | 1.436 | 53222.538 | 1.0938 | 4.2657 | 4.9237 | 4.1852 | 0 | 0 | 0 | 376.8547 | 0 | 0 | 0 | 0 | 0 | 0 | 0 | 759.346 | 0 | 0 | 0 | 0 | 0 | 0 | 0 | 1236.3929 | 0 | 0 | 0 | 0 | 0 | 0 | 0 | 0 | 1147.235 | 0 | 0 | 0 | 0.0042 | 0 | 0.00057666 | 0.00057666 | 770.4889 | 0 | 0 | 0 | 0.0042 | 0 | 0.00057666 | 0.00057666 | 1174.3747 | 0 | 0 | 0 | 0.0042 | 0 | 0 | 0.00057666 | 0.00057666 | 1100.5186
08/01 13:00:00 | 71.96 | 22.2 | 0% | 1.4528 | 53847.5669 | 1.0882 | 3.9177 | 4.5689 | 4.112 | 0 | 0 | 0 | 385.5755 | 1.4528 | 53847.5669 | 1.0882 | 4.2442 | 4.9496 | 4.2072 | 0 | 0 | 0 | 376.8547 | 0 | 0 | 0 | 0 | 0 | 0 | 0 | 759.346 | 0 | 0 | 0 | 0 | 0 | 0 | 0 | 1236.3929 | 0 | 0 | 0 | 0 | 0 | 0 | 0 | 0 | 1147.235 | 0 | 0 | 0 | 0.0042 | 0 | 0.00057666 | 0.00057666 | 770.4895 | 0 | 0 | 0 | 0.0042 | 0 | 0.00057666 | 0.00057666 | 1174.3753 | 0 | 0 | 0 | 0.0042 | 0 | 0 | 0.00057666 | 0.00057666 | 1100.5192
08/01 14:00:00 | 71.06 | 21.7 | 0% | 1.436 | 53222.538 | 1.0938 | 3.9376 | 4.545 | 4.0905 | 0 | 0 | 0 | 385.5755 | 1.436 | 53222.538 | 1.0938 | 4.2657 | 4.9237 | 4.1852 | 0 | 0 | 0 | 376.8547 | 0 | 0 | 0 | 0 | 0 | 0 | 0 | 759.346 | 0 | 0 | 0 | 0 | 0 | 0 | 0 | 1236.3929 | 0 | 0 | 0 | 0 | 0 | 0 | 0 | 0 | 1147.235 | 0 | 0 | 0 | 0.0042 | 0 | 0.00057666 | 0.00057666 | 770.4901 | 0 | 0 | 0 | 0.0042 | 0 | 0.00057666 | 0.00057666 | 1174.3759 | 0 | 0 | 0 | 0.0042 | 0 | 0 | 0.00057666 | 0.00057666 | 1100.5198
08/01 15:00:00 | 71.06 | 21.7 | 0% | 1.436 | 53222.538 | 1.0938 | 3.9376 | 4.545 | 4.0905 | 0 | 0 | 0 | 385.5755 | 1.436 | 53222.538 | 1.0938 | 4.2657 | 4.9237 | 4.1852 | 0 | 0 | 0 | 376.8547 | 0 | 0 | 0 | 0 | 0 | 0 | 0 | 759.346 | 0 | 0 | 0 | 0 | 0 | 0 | 0 | 1236.3929 | 0 | 0 | 0 | 0 | 0 | 0 | 0 | 0 | 1147.235 | 0 | 0 | 0 | 0.0042 | 0 | 0.00057666 | 0.00057666 | 770.4906 | 0 | 0 | 0 | 0.0042 | 0 | 0.00057666 | 0.00057666 | 1174.3764 | 0 | 0 | 0 | 0.0042 | 0 | 0 | 0.00057666 | 0.00057666 | 1100.5204
08/01 16:00:00 | 71.06 | 21.7 | 0% | 1.436 | 53222.538 | 1.0938 | 3.9376 | 4.545 | 4.0905 | 0 | 0 | 0 | 385.5755 | 1.436 | 53222.538 | 1.0938 | 4.2657 | 4.9237 | 4.1852 | 0 | 0 | 0 | 376.8547 | 0 | 0 | 0 | 0 | 0 | 0 | 0 | 759.346 | 0 | 0 | 0 | 0 | 0 | 0 | 0 | 1236.3929 | 0 | 0 | 0 | 0 | 0 | 0 | 0 | 0 | 1147.235 | 0 | 0 | 0 | 0.0042 | 0 | 0.00057666 | 0.00057666 | 770.4912 | 0 | 0 | 0 | 0.0042 | 0 | 0.00057666 | 0.00057666 | 1174.377 | 0 | 0 | 0 | 0.0042 | 0 | 0 | 0.00057666 | 0.00057666 | 1100.5209
08/01 17:00:00 | 71.06 | 21.7 | 0% | 1.436 | 53222.538 | 1.0938 | 3.9376 | 4.545 | 4.0905 | 0 | 0 | 0 | 385.5755 | 1.436 | 53222.538 | 1.0938 | 4.2657 | 4.9237 | 4.1852 | 0 | 0 | 0 | 376.8547 | 0 | 0 | 0 | 0 | 0 | 0 | 0 | 759.346 | 0 | 0 | 0 | 0 | 0 | 0 | 0 | 1236.3929 | 0 | 0 | 0 | 0 | 0 | 0 | 0 | 0 | 1147.235 | 0 | 0 | 0 | 0.0042 | 0 | 0.00057666 | 0.00057666 | 770.4918 | 0 | 0 | 0 | 0.0042 | 0 | 0.00057666 | 0.00057666 | 1174.3776 | 0 | 0 | 0 | 0.0042 | 0 | 0 | 0.00057666 | 0.00057666 | 1100.5215
08/01 18:00:00 | 71.96 | 22.2 | 0% | 1.4528 | 53847.5669 | 1.0882 | 3.9177 | 4.5689 | 4.112 | 0 | 0 | 0 | 385.5755 | 1.4528 | 53847.5669 | 1.0882 | 4.2442 | 4.9496 | 4.2072 | 0 | 0 | 0 | 376.8547 | 0 | 0 | 0 | 0 | 0 | 0 | 0 | 759.346 | 0 | 0 | 0 | 0 | 0 | 0 | 0 | 1236.3929 | 0 | 0 | 0 | 0 | 0 | 0 | 0 | 0 | 1147.235 | 0 | 0 | 0 | 0.0042 | 0 | 0.00057666 | 0.00057666 | 770.4924 | 0 | 0 | 0 | 0.0042 | 0 | 0.00057666 | 0.00057666 | 1174.3782 | 0 | 0 | 0 | 0.0042 | 0 | 0 | 0.00057666 | 0.00057666 | 1100.5221
08/01 19:00:00 | 71.06 | 21.7 | 0% | 1.436 | 53222.538 | 1.0938 | 3.9376 | 4.545 | 4.0905 | 0 | 0 | 0 | 385.5755 | 1.436 | 53222.538 | 1.0938 | 4.2657 | 4.9237 | 4.1852 | 0 | 0 | 0 | 376.8547 | 0 | 0 | 0 | 0 | 0 | 0 | 0 | 759.346 | 0 | 0 | 0 | 0 | 0 | 0 | 0 | 1236.3929 | 0 | 0 | 0 | 0 | 0 | 0 | 0 | 0 | 1147.235 | 0 | 0 | 0 | 0.0042 | 0 | 0.00057666 | 0.00057666 | 770.4929 | 0 | 0 | 0 | 0.0042 | 0 | 0.00057666 | 0.00057666 | 1174.3787 | 0 | 0 | 0 | 0.0042 | 0 | 0 | 0.00057666 | 0.00057666 | 1100.5227
08/01 20:00:00 | 71.06 | 21.7 | 0% | 1.436 | 53222.538 | 1.0938 | 3.9376 | 4.545 | 4.0905 | 0 | 0 | 0 | 385.5755 | 1.436 | 53222.538 | 1.0938 | 4.2657 | 4.9237 | 4.1852 | 0 | 0 | 0 | 376.8547 | 0 | 0 | 0 | 0 | 0 | 0 | 0 | 759.346 | 0 | 0 | 0 | 0 | 0 | 0 | 0 | 1236.3929 | 0 | 0 | 0 | 0 | 0 | 0 | 0 | 0 | 1147.235 | 0 | 0 | 0 | 0.0042 | 0 | 0.00057666 | 0.00057666 | 770.4935 | 0 | 0 | 0 | 0.0042 | 0 | 0.00057666 | 0.00057666 | 1174.3793 | 0 | 0 | 0 | 0.0042 | 0 | 0 | 0.00057666 | 0.00057666 | 1100.5232
08/01 21:00:00 | 71.6 | 22 | 0% | 1.4461 | 53597.1295 | 1.0905 | 3.9258 | 4.5593 | 4.1034 | 0 | 0 | 0 | 385.5755 | 1.4461 | 53597.1295 | 1.0905 | 4.253 | 4.9393 | 4.1984 | 0 | 0 | 0 | 376.8547 | 0 | 0 | 0 | 0 | 0 | 0 | 0 | 759.346 | 0 | 0 | 0 | 0 | 0 | 0 | 0 | 1236.3929 | 0 | 0 | 0 | 0 | 0 | 0 | 0 | 0 | 1147.235 | 0 | 0 | 0 | 0.0042 | 0 | 0.00057666 | 0.00057666 | 770.4941 | 0 | 0 | 0 | 0.0042 | 0 | 0.00057666 | 0.00057666 | 1174.3799 | 0 | 0 | 0 | 0.0042 | 0 | 0 | 0.00057666 | 0.00057666 | 1100.5238
08/01 22:00:00 | 71.06 | 21.7 | 0% | 1.436 | 53222.538 | 1.0938 | 3.9376 | 4.545 | 4.0905 | 0 | 0 | 0 | 385.5755 | 1.436 | 53222.538 | 1.0938 | 4.2657 | 4.9237 | 4.1852 | 0 | 0 | 0 | 376.8547 | 0 | 0 | 0 | 0 | 0 | 0 | 0 | 759.346 | 0 | 0 | 0 | 0 | 0 | 0 | 0 | 1236.3929 | 0 | 0 | 0 | 0 | 0 | 0 | 0 | 0 | 1147.235 | 0 | 0 | 0 | 0.0042 | 0 | 0.00057666 | 0.00057666 | 770.4947 | 0 | 0 | 0 | 0.0042 | 0 | 0.00057666 | 0.00057666 | 1174.3805 | 0 | 0 | 0 | 0.0042 | 0 | 0 | 0.00057666 | 0.00057666 | 1100.5244
08/01 23:00:00 | 71.06 | 21.7 | 0% | 1.436 | 53222.538 | 1.0938 | 3.9376 | 4.545 | 4.0905 | 0 | 0 | 0 | 385.5755 | 1.436 | 53222.538 | 1.0938 | 4.2657 | 4.9237 | 4.1852 | 0 | 0 | 0 | 376.8547 | 0 | 0 | 0 | 0 | 0 | 0 | 0 | 759.346 | 0 | 0 | 0 | 0 | 0 | 0 | 0 | 1236.3929 | 0 | 0 | 0 | 0 | 0 | 0 | 0 | 0 | 1147.235 | 0 | 0 | 0 | 0.0042 | 0 | 0.00057666 | 0.00057666 | 770.4953 | 0 | 0 | 0 | 0.0042 | 0 | 0.00057666 | 0.00057666 | 1174.3811 | 0 | 0 | 0 | 0.0042 | 0 | 0 | 0.00057666 | 0.00057666 | 1100.525
08/01 24:00:00 | 69.98 | 21.1 | 0% | 1.4159 | 52477.1875 | 1.0999 | 3.9595 | 4.5163 | 4.0647 | 0 | 0 | 0 | 385.5755 | 1.4159 | 52477.1875 | 1.0999 | 4.2895 | 4.8927 | 4.1588 | 0 | 0 | 0 | 376.8547 | 0 | 0 | 0 | 0 | 0 | 0 | 0 | 759.346 | 0 | 0 | 0 | 0 | 0 | 0 | 0 | 1236.3929 | 0 | 0 | 0 | 0 | 0 | 0 | 0 | 0 | 1147.235 | 0 | 0 | 0 | 0.0042 | 0 | 0.00057666 | 0.00057666 | 770.4958 | 0 | 0 | 0 | 0.0042 | 0 | 0.00057666 | 0.00057666 | 1174.3816 | 0 | 0 | 0 | 0.0042 | 0 | 0 | 0.00057666 | 0.00057666 | 1100.5256
08/02 01:00:00 | 71.6 | 22 | 0% | 1.4461 | 53597.1295 | 1.0905 | 3.9258 | 4.5593 | 4.1034 | 0 | 0 | 0 | 385.5755 | 1.4461 | 53597.1295 | 1.0905 | 4.253 | 4.9393 | 4.1984 | 0 | 0 | 0 | 376.8547 | 0 | 0 | 0 | 0 | 0 | 0 | 0 | 759.346 | 0 | 0 | 0 | 0 | 0 | 0 | 0 | 1236.3929 | 0 | 0 | 0 | 0 | 0 | 0 | 0 | 0 | 1147.235 | 0 | 0 | 0 | 0.0042 | 0 | 0.00057666 | 0.00057666 | 770.4964 | 0 | 0 | 0 | 0.0042 | 0 | 0.00057666 | 0.00057666 | 1174.3822 | 0 | 0 | 0 | 0.0042 | 0 | 0 | 0.00057666 | 0.00057666 | 1100.5261
08/02 02:00:00 | 71.06 | 21.7 | 0% | 1.436 | 53222.538 | 1.0938 | 3.9376 | 4.545 | 4.0905 | 0 | 0 | 0 | 385.5755 | 1.436 | 53222.538 | 1.0938 | 4.2657 | 4.9237 | 4.1852 | 0 | 0 | 0 | 376.8547 | 0 | 0 | 0 | 0 | 0 | 0 | 0 | 759.346 | 0 | 0 | 0 | 0 | 0 | 0 | 0 | 1236.3929 | 0 | 0 | 0 | 0 | 0 | 0 | 0 | 0 | 1147.235 | 0 | 0 | 0 | 0.0042 | 0 | 0.00057666 | 0.00057666 | 770.497 | 0 | 0 | 0 | 0.0042 | 0 | 0.00057666 | 0.00057666 | 1174.3828 | 0 | 0 | 0 | 0.0042 | 0 | 0 | 0.00057666 | 0.00057666 | 1100.5267
08/02 03:00:00 | 71.06 | 21.7 | 0% | 1.436 | 53222.538 | 1.0938 | 3.9376 | 4.545 | 4.0905 | 0 | 0 | 0 | 385.5755 | 1.436 | 53222.538 | 1.0938 | 4.2657 | 4.9237 | 4.1852 | 0 | 0 | 0 | 376.8547 | 0 | 0 | 0 | 0 | 0 | 0 | 0 | 759.346 | 0 | 0 | 0 | 0 | 0 | 0 | 0 | 1236.3929 | 0 | 0 | 0 | 0 | 0 | 0 | 0 | 0 | 1147.235 | 0 | 0 | 0 | 0.0042 | 0 | 0.00057666 | 0.00057666 | 770.4976 | 0 | 0 | 0 | 0.0042 | 0 | 0.00057666 | 0.00057666 | 1174.3834 | 0 | 0 | 0 | 0.0042 | 0 | 0 | 0.00057666 | 0.00057666 | 1100.5273
08/02 04:00:00 | 71.06 | 21.7 | 0% | 1.436 | 53222.538 | 1.0938 | 3.9376 | 4.545 | 4.0905 | 0 | 0 | 0 | 385.5755 | 1.436 | 53222.538 | 1.0938 | 4.2657 | 4.9237 | 4.1852 | 0 | 0 | 0 | 376.8547 | 0 | 0 | 0 | 0 | 0 | 0 | 0 | 759.346 | 0 | 0 | 0 | 0 | 0 | 0 | 0 | 1236.3929 | 0 | 0 | 0 | 0 | 0 | 0 | 0 | 0 | 1147.235 | 0 | 0 | 0 | 0.0042 | 0 | 0.00057666 | 0.00057666 | 770.4981 | 0 | 0 | 0 | 0.0042 | 0 | 0.00057666 | 0.00057666 | 1174.3839 | 0 | 0 | 0 | 0.0042 | 0 | 0 | 0.00057666 | 0.00057666 | 1100.5279
08/02 05:00:00 | 71.6 | 22 | 0% | 1.4461 | 53597.1295 | 1.0905 | 3.9258 | 4.5593 | 4.1034 | 0 | 0 | 0 | 385.5755 | 1.4461 | 53597.1295 | 1.0905 | 4.253 | 4.9393 | 4.1984 | 0 | 0 | 0 | 376.8547 | 0 | 0 | 0 | 0 | 0 | 0 | 0 | 759.346 | 0 | 0 | 0 | 0 | 0 | 0 | 0 | 1236.3929 | 0 | 0 | 0 | 0 | 0 | 0 | 0 | 0 | 1147.235 | 0 | 0 | 0 | 0.0042 | 0 | 0.00057666 | 0.00057666 | 770.4987 | 0 | 0 | 0 | 0.0042 | 0 | 0.00057666 | 0.00057666 | 1174.3845 | 0 | 0 | 0 | 0.0042 | 0 | 0 | 0.00057666 | 0.00057666 | 1100.5284
08/02 06:00:00 | 71.06 | 21.7 | 0% | 1.436 | 53222.538 | 1.0938 | 3.9376 | 4.545 | 4.0905 | 0 | 0 | 0 | 385.5755 | 1.436 | 53222.538 | 1.0938 | 4.2657 | 4.9237 | 4.1852 | 0 | 0 | 0 | 376.8547 | 0 | 0 | 0 | 0 | 0 | 0 | 0 | 759.346 | 0 | 0 | 0 | 0 | 0 | 0 | 0 | 1236.3929 | 0 | 0 | 0 | 0 | 0 | 0 | 0 | 0 | 1147.235 | 0 | 0 | 0 | 0.0042 | 0 | 0.00057666 | 0.00057666 | 770.4993 | 0 | 0 | 0 | 0.0042 | 0 | 0.00057666 | 0.00057666 | 1174.3851 | 0 | 0 | 0 | 0.0042 | 0 | 0 | 0.00057666 | 0.00057666 | 1100.529
08/02 07:00:00 | 71.96 | 22.2 | 0% | 1.4528 | 53847.5669 | 1.0882 | 3.9177 | 4.5689 | 4.112 | 0 | 0 | 0 | 385.5755 | 1.4528 | 53847.5669 | 1.0882 | 4.2442 | 4.9496 | 4.2072 | 0 | 0 | 0 | 376.8547 | 0 | 0 | 0 | 0 | 0 | 0 | 0 | 759.346 | 0 | 0 | 0 | 0 | 0 | 0 | 0 | 1236.3929 | 0 | 0 | 0 | 0 | 0 | 0 | 0 | 0 | 1147.235 | 0 | 0 | 0 | 0.0042 | 0 | 0.00057666 | 0.00057666 | 770.4999 | 0 | 0 | 0 | 0.0042 | 0 | 0.00057666 | 0.00057666 | 1174.3857 | 0 | 0 | 0 | 0.0042 | 0 | 0 | 0.00057666 | 0.00057666 | 1100.5296
08/02 08:00:00 | 71.96 | 22.2 | 0% | 1.4528 | 53847.5669 | 1.0882 | 3.9177 | 4.5689 | 4.112 | 0 | 0 | 0 | 385.5755 | 1.4528 | 53847.5669 | 1.0882 | 4.2442 | 4.9496 | 4.2072 | 0 | 0 | 0 | 376.8547 | 0 | 0 | 0 | 0 | 0 | 0 | 0 | 759.346 | 0 | 0 | 0 | 0 | 0 | 0 | 0 | 1236.3929 | 0 | 0 | 0 | 0 | 0 | 0 | 0 | 0 | 1147.235 | 0 | 0 | 0 | 0.0042 | 0 | 0.00057666 | 0.00057666 | 770.5004 | 0 | 0 | 0 | 0.0042 | 0 | 0.00057666 | 0.00057666 | 1174.3862 | 0 | 0 | 0 | 0.0042 | 0 | 0 | 0.00057666 | 0.00057666 | 1100.5302
08/02 09:00:00 | 73.04 | 22.8 | 0% | 1.4732 | 54602.2855 | 1.0811 | 3.892 | 4.5976 | 4.1378 | 0 | 0 | 0 | 385.5755 | 1.4732 | 54602.2855 | 1.0811 | 4.2164 | 4.9807 | 4.2336 | 0 | 0 | 0 | 376.8547 | 0 | 0 | 0 | 0 | 0 | 0 | 0 | 759.346 | 0 | 0 | 0 | 0 | 0 | 0 | 0 | 1236.3929 | 0 | 0 | 0 | 0 | 0 | 0 | 0 | 0 | 1147.235 | 0 | 0 | 0 | 0.0042 | 0 | 0.00057666 | 0.00057666 | 770.501 | 0 | 0 | 0 | 0.0042 | 0 | 0.00057666 | 0.00057666 | 1174.3868 | 0 | 0 | 0 | 0.0042 | 0 | 0 | 0.00057666 | 0.00057666 | 1100.5307
08/02 10:00:00 | 73.04 | 22.8 | 0% | 1.4732 | 54602.2855 | 1.0811 | 3.892 | 4.5976 | 4.1378 | 0 | 0 | 0 | 385.5755 | 1.4732 | 54602.2855 | 1.0811 | 4.2164 | 4.9807 | 4.2336 | 0 | 0 | 0 | 376.8547 | 0 | 0 | 0 | 0 | 0 | 0 | 0 | 759.346 | 0 | 0 | 0 | 0 | 0 | 0 | 0 | 1236.3929 | 0 | 0 | 0 | 0 | 0 | 0 | 0 | 0 | 1147.235 | 0 | 0 | 0 | 0.0042 | 0 | 0.00057666 | 0.00057666 | 770.5016 | 0 | 0 | 0 | 0.0042 | 0 | 0.00057666 | 0.00057666 | 1174.3874 | 0 | 0 | 0 | 0.0042 | 0 | 0 | 0.00057666 | 0.00057666 | 1100.5313
08/02 11:00:00 | 73.04 | 22.8 | 0% | 1.4732 | 54602.2855 | 1.0811 | 3.892 | 4.5976 | 4.1378 | 0 | 0 | 0 | 385.5755 | 1.4732 | 54602.2855 | 1.0811 | 4.2164 | 4.9807 | 4.2336 | 0 | 0 | 0 | 376.8547 | 0 | 0 | 0 | 0 | 0 | 0 | 0 | 759.346 | 0 | 0 | 0 | 0 | 0 | 0 | 0 | 1236.3929 | 0 | 0 | 0 | 0 | 0 | 0 | 0 | 0 | 1147.235 | 0 | 0 | 0 | 0.0042 | 0 | 0.00057666 | 0.00057666 | 770.5022 | 0 | 0 | 0 | 0.0042 | 0 | 0.00057666 | 0.00057666 | 1174.388 | 0 | 0 | 0 | 0.0042 | 0 | 0 | 0.00057666 | 0.00057666 | 1100.5319
08/02 12:00:00 | 73.04 | 22.8 | 0% | 1.4732 | 54602.2855 | 1.0811 | 3.892 | 4.5976 | 4.1378 | 0 | 0 | 0 | 385.5755 | 1.4732 | 54602.2855 | 1.0811 | 4.2164 | 4.9807 | 4.2336 | 0 | 0 | 0 | 376.8547 | 0 | 0 | 0 | 0 | 0 | 0 | 0 | 759.346 | 0 | 0 | 0 | 0 | 0 | 0 | 0 | 1236.3929 | 0 | 0 | 0 | 0 | 0 | 0 | 0 | 0 | 1147.235 | 0 | 0 | 0 | 0.0042 | 0 | 0.00057666 | 0.00057666 | 770.5027 | 0 | 0 | 0 | 0.0042 | 0 | 0.00057666 | 0.00057666 | 1174.3885 | 0 | 0 | 0 | 0.0042 | 0 | 0 | 0.00057666 | 0.00057666 | 1100.5325
08/02 13:00:00 | 71.96 | 22.2 | 0% | 1.4528 | 53847.5669 | 1.0882 | 3.9177 | 4.5689 | 4.112 | 0 | 0 | 0 | 385.5755 | 1.4528 | 53847.5669 | 1.0882 | 4.2442 | 4.9496 | 4.2072 | 0 | 0 | 0 | 376.8547 | 0 | 0 | 0 | 0 | 0 | 0 | 0 | 759.346 | 0 | 0 | 0 | 0 | 0 | 0 | 0 | 1236.3929 | 0 | 0 | 0 | 0 | 0 | 0 | 0 | 0 | 1147.235 | 0 | 0 | 0 | 0.0042 | 0 | 0.00057666 | 0.00057666 | 770.5033 | 0 | 0 | 0 | 0.0042 | 0 | 0.00057666 | 0.00057666 | 1174.3891 | 0 | 0 | 0 | 0.0042 | 0 | 0 | 0.00057666 | 0.00057666 | 1100.533
08/02 14:00:00 | 75.02 | 23.9 | 0% | 1.5109 | 55999.208 | 1.0667 | 3.8401 | 4.6504 | 4.1853 | 0 | 0 | 0 | 385.5755 | 1.5109 | 55999.208 | 1.0667 | 4.1602 | 5.0379 | 4.2822 | 0 | 0 | 0 | 376.8547 | 0 | 0 | 0 | 0 | 0 | 0 | 0 | 759.346 | 0 | 0 | 0 | 0 | 0 | 0 | 0 | 1236.3929 | 0 | 0 | 0 | 0 | 0 | 0 | 0 | 0 | 1147.235 | 0 | 0 | 0 | 0.0042 | 0 | 0.00057666 | 0.00057666 | 770.5039 | 0 | 0 | 0 | 0.0042 | 0 | 0.00057666 | 0.00057666 | 1174.3897 | 0 | 0 | 0 | 0.0042 | 0 | 0 | 0.00057666 | 0.00057666 | 1100.5336
08/02 15:00:00 | 77 | 25 | 0% | 1.5491 | 57413.3053 | 1.0507 | 3.7824 | 4.7036 | 4.2332 | 0 | 0 | 0 | 385.5755 | 1.5491 | 57413.3053 | 1.0507 | 4.0976 | 5.0956 | 4.3312 | 0 | 0 | 0 | 376.8547 | 0 | 0 | 0 | 0 | 0 | 0 | 0 | 759.346 | 0 | 0 | 0 | 0 | 0 | 0 | 0 | 1236.3929 | 0 | 0 | 0 | 0 | 0 | 0 | 0 | 0 | 1147.235 | 0 | 0 | 0 | 0.0042 | 0 | 0.00057666 | 0.00057666 | 770.5045 | 0 | 0 | 0 | 0.0042 | 0 | 0.00057666 | 0.00057666 | 1174.3903 | 0 | 0 | 0 | 0.0042 | 0 | 0 | 0.00057666 | 0.00057666 | 1100.5342
08/02 16:00:00 | 77 | 25 | 0% | 1.5491 | 57413.3053 | 1.0507 | 3.7824 | 4.7036 | 4.2332 | 0 | 0 | 0 | 385.5755 | 1.5491 | 57413.3053 | 1.0507 | 4.0976 | 5.0956 | 4.3312 | 0 | 0 | 0 | 376.8547 | 0 | 0 | 0 | 0 | 0 | 0 | 0 | 759.346 | 0 | 0 | 0 | 0 | 0 | 0 | 0 | 1236.3929 | 0 | 0 | 0 | 0 | 0 | 0 | 0 | 0 | 1147.235 | 0 | 0 | 0 | 0.0042 | 0 | 0.00057666 | 0.00057666 | 770.5051 | 0 | 0 | 0 | 0.0042 | 0 | 0.00057666 | 0.00057666 | 1174.3909 | 0 | 0 | 0 | 0.0042 | 0 | 0 | 0.00057666 | 0.00057666 | 1100.5348
08/02 17:00:00 | 78.08 | 25.6 | 0% | 1.5701 | 58191.8702 | 1.0413 | 3.7487 | 4.7329 | 4.2596 | 0 | 0 | 0 | 385.5755 | 1.5701 | 58191.8702 | 1.0413 | 4.0611 | 5.1273 | 4.3582 | 0 | 0 | 0 | 376.8547 | 0 | 0 | 0 | 0 | 0 | 0 | 0 | 759.346 | 0 | 0 | 0 | 0 | 0 | 0 | 0 | 1236.3929 | 0 | 0 | 0 | 0 | 0 | 0 | 0 | 0 | 1147.235 | 0 | 0 | 0 | 0.0042 | 0 | 0.00057666 | 0.00057666 | 770.5056 | 0 | 0 | 0 | 0.0042 | 0 | 0.00057666 | 0.00057666 | 1174.3914 | 0 | 0 | 0 | 0.0042 | 0 | 0 | 0.00057666 | 0.00057666 | 1100.5354
08/02 18:00:00 | 73.94 | 23.3 | 0% | 1.4903 | 55235.1212 | 1.0748 | 3.8692 | 4.6215 | 4.1594 | 0 | 0 | 0 | 385.5755 | 1.4903 | 55235.1212 | 1.0748 | 4.1916 | 5.0067 | 4.2557 | 0 | 0 | 0 | 376.8547 | 0 | 0 | 0 | 0 | 0 | 0 | 0 | 759.346 | 0 | 0 | 0 | 0 | 0 | 0 | 0 | 1236.3929 | 0 | 0 | 0 | 0 | 0 | 0 | 0 | 0 | 1147.235 | 0 | 0 | 0 | 0.0042 | 0 | 0.00057666 | 0.00057666 | 770.5062 | 0 | 0 | 0 | 0.0042 | 0 | 0.00057666 | 0.00057666 | 1174.392 | 0 | 0 | 0 | 0.0042 | 0 | 0 | 0.00057666 | 0.00057666 | 1100.5359